## bus
| name | vn_kv | type | zone | in_service
0 | bus_LV_1504-3_0_6_node_0 | 0.4 | n |  | TRUE
1 | bus_LV_1504-3_0_6_node_1 | 0.4 | n |  | TRUE
2 | bus_LV_1504-3_0_6_node_2 | 0.4 | n |  | TRUE
3 | bus_LV_1504-3_0_6_node_3 | 0.4 | n |  | TRUE
4 | bus_LV_1504-3_0_6_node_4 | 0.4 | n |  | TRUE
5 | bus_LV_1504-3_0_6_node_25 | 0.4 | n |  | TRUE
6 | bus_LV_1504-3_0_6_node_26 | 0.4 | n |  | TRUE
7 | bus_LV_1504-3_0_6_node_27 | 0.4 | n |  | TRUE
8 | bus_LV_1504-3_0_6_node_5 | 0.4 | n |  | TRUE
9 | bus_LV_1504-3_0_6_node_6 | 0.4 | n |  | TRUE
10 | bus_LV_1504-3_0_6_node_7 | 0.4 | n |  | TRUE
11 | bus_LV_1504-3_0_6_node_42 | 0.4 | n |  | TRUE
12 | bus_LV_1504-3_0_6_node_103 | 0.4 | n |  | TRUE
13 | bus_LV_1504-3_0_6_node_23 | 0.4 | n |  | TRUE
14 | bus_LV_1504-3_0_6_node_20 | 0.4 | n |  | TRUE
15 | bus_LV_1504-3_0_6_node_47 | 0.4 | n |  | TRUE
16 | bus_LV_1504-3_0_6_node_21 | 0.4 | n |  | TRUE
17 | bus_LV_1504-3_0_6_node_22 | 0.4 | n |  | TRUE
18 | bus_LV_1504-3_0_6_node_8 | 0.4 | n |  | TRUE
19 | bus_LV_1504-3_0_6_node_9 | 0.4 | n |  | TRUE
20 | bus_LV_1504-3_0_6_node_10 | 0.4 | n |  | TRUE
21 | bus_LV_1504-3_0_6_node_11 | 0.4 | n |  | TRUE
22 | bus_LV_1504-3_0_6_node_12 | 0.4 | n |  | TRUE
23 | bus_LV_1504-3_0_6_node_85 | 0.4 | n |  | TRUE
24 | bus_LV_1504-3_0_6_node_86 | 0.4 | n |  | TRUE
25 | bus_LV_1504-3_0_6_node_97 | 0.4 | n |  | TRUE
26 | bus_LV_1504-3_0_6_node_84 | 0.4 | n |  | TRUE
27 | bus_LV_1504-3_0_6_node_13 | 0.4 | n |  | TRUE
28 | bus_LV_1504-3_0_6_node_14 | 0.4 | n |  | TRUE
29 | bus_LV_1504-3_0_6_node_72 | 0.4 | n |  | TRUE
30 | bus_LV_1504-3_0_6_node_73 | 0.4 | n |  | TRUE
31 | bus_LV_1504-3_0_6_node_69 | 0.4 | n |  | TRUE
32 | bus_LV_1504-3_0_6_node_75 | 0.4 | n |  | TRUE
33 | bus_LV_1504-3_0_6_node_76 | 0.4 | n |  | TRUE
34 | bus_LV_1504-3_0_6_node_77 | 0.4 | n |  | TRUE
35 | bus_LV_1504-3_0_6_node_65 | 0.4 | n |  | TRUE
36 | bus_LV_1504-3_0_6_node_15 | 0.4 | n |  | TRUE
37 | bus_LV_1504-3_0_6_node_16 | 0.4 | n |  | TRUE
38 | bus_LV_1504-3_0_6_node_17 | 0.4 | n |  | TRUE
39 | bus_LV_1504-3_0_6_node_18 | 0.4 | n |  | TRUE
40 | bus_LV_1504-3_0_6_node_19 | 0.4 | n |  | TRUE
41 | bus_LV_1504-3_0_6_node_39 | 0.4 | n |  | TRUE
42 | bus_LV_1504-3_0_6_node_61 | 0.4 | n |  | TRUE
43 | bus_LV_1504-3_0_6_node_37 | 0.4 | n |  | TRUE
44 | bus_LV_1504-3_0_6_node_24 | 0.4 | n |  | TRUE
45 | bus_LV_1504-3_0_6_node_28 | 0.4 | n |  | TRUE
46 | bus_LV_1504-3_0_6_node_44 | 0.4 | n |  | TRUE
47 | bus_LV_1504-3_0_6_node_105 | 0.4 | n |  | TRUE
48 | bus_LV_1504-3_0_6_node_43 | 0.4 | n |  | TRUE
49 | bus_LV_1504-3_0_6_node_58 | 0.4 | n |  | TRUE
50 | bus_LV_1504-3_0_6_node_57 | 0.4 | n |  | TRUE
51 | bus_LV_1504-3_0_6_node_29 | 0.4 | n |  | TRUE
52 | bus_LV_1504-3_0_6_node_30 | 0.4 | n |  | TRUE
53 | bus_LV_1504-3_0_6_node_31 | 0.4 | n |  | TRUE
54 | bus_LV_1504-3_0_6_node_32 | 0.4 | n |  | TRUE
55 | bus_LV_1504-3_0_6_node_33 | 0.4 | n |  | TRUE
56 | bus_LV_1504-3_0_6_node_34 | 0.4 | n |  | TRUE
57 | bus_LV_1504-3_0_6_node_35 | 0.4 | n |  | TRUE
58 | bus_LV_1504-3_0_6_node_48 | 0.4 | n |  | TRUE
59 | bus_LV_1504-3_0_6_node_41 | 0.4 | n |  | TRUE
60 | bus_LV_1504-3_0_6_node_38 | 0.4 | n |  | TRUE
61 | bus_LV_1504-3_0_6_node_45 | 0.4 | n |  | TRUE
62 | bus_LV_1504-3_0_6_node_40 | 0.4 | n |  | TRUE
63 | bus_LV_1504-3_0_6_node_36 | 0.4 | n |  | TRUE
64 | bus_LV_1504-3_0_6_node_107 | 0.4 | n |  | TRUE
65 | bus_LV_1504-3_0_6_node_110 | 0.4 | n |  | TRUE
66 | bus_LV_1504-3_0_6_node_60 | 0.4 | n |  | TRUE
67 | bus_LV_1504-3_0_6_node_104 | 0.4 | n |  | TRUE
68 | bus_LV_1504-3_0_6_node_106 | 0.4 | n |  | TRUE
69 | bus_LV_1504-3_0_6_node_55 | 0.4 | n |  | TRUE
70 | bus_LV_1504-3_0_6_node_49 | 0.4 | n |  | TRUE
71 | bus_LV_1504-3_0_6_node_50 | 0.4 | n |  | TRUE
72 | bus_LV_1504-3_0_6_node_51 | 0.4 | n |  | TRUE
73 | bus_LV_1504-3_0_6_node_52 | 0.4 | n |  | TRUE
74 | bus_LV_1504-3_0_6_node_53 | 0.4 | n |  | TRUE
75 | bus_LV_1504-3_0_6_node_54 | 0.4 | n |  | TRUE
76 | bus_LV_1504-3_0_6_node_56 | 0.4 | n |  | TRUE
77 | bus_LV_1504-3_0_6_node_59 | 0.4 | n |  | TRUE
78 | bus_LV_1504-3_0_6_node_98 | 0.4 | n |  | TRUE
79 | bus_LV_1504-3_0_6_node_99 | 0.4 | n |  | TRUE
80 | bus_LV_1504-3_0_6_node_100 | 0.4 | n |  | TRUE
81 | bus_LV_1504-3_0_6_node_109 | 0.4 | n |  | TRUE
82 | bus_LV_1504-3_0_6_node_62 | 0.4 | n |  | TRUE
83 | bus_LV_1504-3_0_6_node_63 | 0.4 | n |  | TRUE
84 | bus_LV_1504-3_0_6_node_64 | 0.4 | n |  | TRUE
85 | bus_LV_1504-3_0_6_node_66 | 0.4 | n |  | TRUE
86 | bus_LV_1504-3_0_6_node_67 | 0.4 | n |  | TRUE
87 | bus_LV_1504-3_0_6_node_68 | 0.4 | n |  | TRUE
88 | bus_LV_1504-3_0_6_node_70 | 0.4 | n |  | TRUE
89 | bus_LV_1504-3_0_6_node_71 | 0.4 | n |  | TRUE
90 | bus_LV_1504-3_0_6_node_74 | 0.4 | n |  | TRUE
91 | bus_LV_1504-3_0_6_node_82 | 0.4 | n |  | TRUE
92 | bus_LV_1504-3_0_6_node_80 | 0.4 | n |  | TRUE
93 | bus_LV_1504-3_0_6_node_90 | 0.4 | n |  | TRUE
94 | bus_LV_1504-3_0_6_node_81 | 0.4 | n |  | TRUE
95 | bus_LV_1504-3_0_6_node_83 | 0.4 | n |  | TRUE
96 | bus_LV_1504-3_0_6_node_88 | 0.4 | n |  | TRUE
97 | bus_LV_1504-3_0_6_node_79 | 0.4 | n |  | TRUE
98 | bus_LV_1504-3_0_6_node_78 | 0.4 | n |  | TRUE
99 | bus_LV_1504-3_0_6_node_101 | 0.4 | n |  | TRUE
100 | bus_LV_1504-3_0_6_node_91 | 0.4 | n |  | TRUE
101 | bus_LV_1504-3_0_6_node_92 | 0.4 | n |  | TRUE
102 | bus_LV_1504-3_0_6_node_87 | 0.4 | n |  | TRUE
103 | bus_LV_1504-3_0_6_node_89 | 0.4 | n |  | TRUE
104 | bus_LV_1504-3_0_6_node_93 | 0.4 | n |  | TRUE
105 | bus_LV_1504-3_0_6_node_94 | 0.4 | n |  | TRUE
106 | bus_LV_1504-3_0_6_node_102 | 0.4 | n |  | TRUE
107 | bus_LV_1504-3_0_6_node_95 | 0.4 | n |  | TRUE
108 | bus_LV_1504-3_0_6_node_96 | 0.4 | n |  | TRUE
109 | bus_MV_142_0_node_153 | 20 | n |  | TRUE

## load
| name | bus | p_mw | q_mvar | const_z_percent | const_i_percent | sn_mva | scaling | in_service | type
0 | LV_1504-3_0_6_load_0 | 0 | 0.00088892 | 0.00022278 | 0 | 0 |  | 1 | TRUE | wye
1 | LV_1504-3_0_6_load_1 | 1 | 0.0013195 | 0.00033069 | 0 | 0 |  | 1 | TRUE | wye
2 | LV_1504-3_0_6_load_4 | 4 | 0.0009808 | 0.00024581 | 0 | 0 |  | 1 | TRUE | wye
3 | LV_1504-3_0_6_load_26 | 6 | 0.00056083 | 0.00014056 | 0 | 0 |  | 1 | TRUE | wye
4 | LV_1504-3_0_6_load_27 | 7 | 0.00041119 | 0.00010305 | 0 | 0 |  | 1 | TRUE | wye
5 | LV_1504-3_0_6_load_5 | 8 | 0.00069543 | 0.00017429 | 0 | 0 |  | 1 | TRUE | wye
6 | LV_1504-3_0_6_load_6 | 9 | 0.00095756 | 0.00023999 | 0 | 0 |  | 1 | TRUE | wye
7 | LV_1504-3_0_6_load_7 | 10 | 0.0019558 | 0.00049016 | 0 | 0 |  | 1 | TRUE | wye
8 | LV_1504-3_0_6_load_42 | 11 | 0.00031268 | 7.8364e-05 | 0 | 0 |  | 1 | TRUE | wye
9 | LV_1504-3_0_6_load_103 | 12 | 0.00034322 | 8.6019e-05 | 0 | 0 |  | 1 | TRUE | wye
10 | LV_1504-3_0_6_load_23 | 13 | 0.0016824 | 0.00042166 | 0 | 0 |  | 1 | TRUE | wye
11 | LV_1504-3_0_6_load_47 | 15 | 0.0011748 | 0.00029442 | 0 | 0 |  | 1 | TRUE | wye
12 | LV_1504-3_0_6_load_22 | 17 | 0.00057664 | 0.00014452 | 0 | 0 |  | 1 | TRUE | wye
13 | LV_1504-3_0_6_load_8 | 18 | 0.002592 | 0.00064961 | 0 | 0 |  | 1 | TRUE | wye
14 | LV_1504-3_0_6_load_9 | 19 | 0.0028831 | 0.00072256 | 0 | 0 |  | 1 | TRUE | wye
15 | LV_1504-3_0_6_load_11 | 21 | 0.0010323 | 0.00025871 | 0 | 0 |  | 1 | TRUE | wye
16 | LV_1504-3_0_6_load_12 | 22 | 0.0030742 | 0.00077046 | 0 | 0 |  | 1 | TRUE | wye
17 | LV_1504-3_0_6_load_86 | 24 | 0.00089345 | 0.00022392 | 0 | 0 |  | 1 | TRUE | wye
18 | LV_1504-3_0_6_load_97 | 25 | 0.0021909 | 0.00054909 | 0 | 0 |  | 1 | TRUE | wye
19 | LV_1504-3_0_6_load_14 | 28 | 0.0035147 | 0.00088086 | 0 | 0 |  | 1 | TRUE | wye
20 | LV_1504-3_0_6_load_73 | 30 | 0.0028553 | 0.0007156 | 0 | 0 |  | 1 | TRUE | wye
21 | LV_1504-3_0_6_load_69 | 31 | 0.0035862 | 0.00089878 | 0 | 0 |  | 1 | TRUE | wye
22 | LV_1504-3_0_6_load_76 | 33 | 0.003889 | 0.00097466 | 0 | 0 |  | 1 | TRUE | wye
23 | LV_1504-3_0_6_load_15 | 36 | 0.00066203 | 0.00016592 | 0 | 0 |  | 1 | TRUE | wye
24 | LV_1504-3_0_6_load_17 | 38 | 0.0014032 | 0.00035168 | 0 | 0 |  | 1 | TRUE | wye
25 | LV_1504-3_0_6_load_18 | 39 | 0.00026717 | 6.696e-05 | 0 | 0 |  | 1 | TRUE | wye
26 | LV_1504-3_0_6_load_19 | 40 | 0.00064244 | 0.00016101 | 0 | 0 |  | 1 | TRUE | wye
27 | LV_1504-3_0_6_load_39 | 41 | 0.00055299 | 0.00013859 | 0 | 0 |  | 1 | TRUE | wye
28 | LV_1504-3_0_6_load_61 | 42 | 0.00066016 | 0.00016545 | 0 | 0 |  | 1 | TRUE | wye
29 | LV_1504-3_0_6_load_37 | 43 | 0.00054661 | 0.00013699 | 0 | 0 |  | 1 | TRUE | wye
30 | LV_1504-3_0_6_load_24 | 44 | 0.00087545 | 0.00021941 | 0 | 0 |  | 1 | TRUE | wye
31 | LV_1504-3_0_6_load_28 | 45 | 0.0010197 | 0.00025555 | 0 | 0 |  | 1 | TRUE | wye
32 | LV_1504-3_0_6_load_44 | 46 | 0.00067399 | 0.00016892 | 0 | 0 |  | 1 | TRUE | wye
33 | LV_1504-3_0_6_load_105 | 47 | 0.00059859 | 0.00015002 | 0 | 0 |  | 1 | TRUE | wye
34 | LV_1504-3_0_6_load_58 | 49 | 0.0034389 | 0.00086186 | 0 | 0 |  | 1 | TRUE | wye
35 | LV_1504-3_0_6_load_57 | 50 | 0.00055821 | 0.0001399 | 0 | 0 |  | 1 | TRUE | wye
36 | LV_1504-3_0_6_load_29 | 51 | 0.00078243 | 0.0001961 | 0 | 0 |  | 1 | TRUE | wye
37 | LV_1504-3_0_6_load_30 | 52 | 0.0012167 | 0.00030492 | 0 | 0 |  | 1 | TRUE | wye
38 | LV_1504-3_0_6_load_31 | 53 | 0.0012968 | 0.00032501 | 0 | 0 |  | 1 | TRUE | wye
39 | LV_1504-3_0_6_load_32 | 54 | 0.00089375 | 0.000224 | 0 | 0 |  | 1 | TRUE | wye
40 | LV_1504-3_0_6_load_33 | 55 | 0.00071063 | 0.0001781 | 0 | 0 |  | 1 | TRUE | wye
41 | LV_1504-3_0_6_load_34 | 56 | 0.00070329 | 0.00017626 | 0 | 0 |  | 1 | TRUE | wye
42 | LV_1504-3_0_6_load_48 | 58 | 0.0008349 | 0.00020925 | 0 | 0 |  | 1 | TRUE | wye
43 | LV_1504-3_0_6_load_45 | 61 | 0.0011038 | 0.00027664 | 0 | 0 |  | 1 | TRUE | wye
44 | LV_1504-3_0_6_load_40 | 62 | 0.001195 | 0.0002995 | 0 | 0 |  | 1 | TRUE | wye
45 | LV_1504-3_0_6_load_36 | 63 | 0.0041051 | 0.0010288 | 0 | 0 |  | 1 | TRUE | wye
46 | LV_1504-3_0_6_load_107 | 64 | 0.00047156 | 0.00011819 | 0 | 0 |  | 1 | TRUE | wye
47 | LV_1504-3_0_6_load_110 | 65 | 0.00053052 | 0.00013296 | 0 | 0 |  | 1 | TRUE | wye
48 | LV_1504-3_0_6_load_104 | 67 | 0.00054627 | 0.00013691 | 0 | 0 |  | 1 | TRUE | wye
49 | LV_1504-3_0_6_load_106 | 68 | 0.0036179 | 0.00090673 | 0 | 0 |  | 1 | TRUE | wye
50 | LV_1504-3_0_6_load_55 | 69 | 0.0013928 | 0.00034907 | 0 | 0 |  | 1 | TRUE | wye
51 | LV_1504-3_0_6_load_49 | 70 | 0.006192 | 0.0015519 | 0 | 0 |  | 1 | TRUE | wye
52 | LV_1504-3_0_6_load_50 | 71 | 0.00031461 | 7.8848e-05 | 0 | 0 |  | 1 | TRUE | wye
53 | LV_1504-3_0_6_load_52 | 73 | 0.00022776 | 5.7082e-05 | 0 | 0 |  | 1 | TRUE | wye
54 | LV_1504-3_0_6_load_54 | 75 | 0.0015354 | 0.0003848 | 0 | 0 |  | 1 | TRUE | wye
55 | LV_1504-3_0_6_load_56 | 76 | 0.0015355 | 0.00038484 | 0 | 0 |  | 1 | TRUE | wye
56 | LV_1504-3_0_6_load_98 | 78 | 0.0013341 | 0.00033437 | 0 | 0 |  | 1 | TRUE | wye
57 | LV_1504-3_0_6_load_99 | 79 | 0.0010406 | 0.00026079 | 0 | 0 |  | 1 | TRUE | wye
58 | LV_1504-3_0_6_load_100 | 80 | 0.001876 | 0.00047016 | 0 | 0 |  | 1 | TRUE | wye
59 | LV_1504-3_0_6_load_109 | 81 | 0.00030611 | 7.6719e-05 | 0 | 0 |  | 1 | TRUE | wye
60 | LV_1504-3_0_6_load_62 | 82 | 0.018044 | 0.0045222 | 0 | 0 |  | 1 | TRUE | wye
61 | LV_1504-3_0_6_load_63 | 83 | 0.0069844 | 0.0017504 | 0 | 0 |  | 1 | TRUE | wye
62 | LV_1504-3_0_6_load_66 | 85 | 0.0029444 | 0.00073795 | 0 | 0 |  | 1 | TRUE | wye
63 | LV_1504-3_0_6_load_67 | 86 | 0.022001 | 0.0055141 | 0 | 0 |  | 1 | TRUE | wye
64 | LV_1504-3_0_6_load_68 | 87 | 0.0020889 | 0.00052352 | 0 | 0 |  | 1 | TRUE | wye
65 | LV_1504-3_0_6_load_71 | 89 | 0.015923 | 0.0039907 | 0 | 0 |  | 1 | TRUE | wye
66 | LV_1504-3_0_6_load_74 | 90 | 0.0015423 | 0.00038653 | 0 | 0 |  | 1 | TRUE | wye
67 | LV_1504-3_0_6_load_82 | 91 | 0.0019061 | 0.00047773 | 0 | 0 |  | 1 | TRUE | wye
68 | LV_1504-3_0_6_load_80 | 92 | 0.0028804 | 0.0007219 | 0 | 0 |  | 1 | TRUE | wye
69 | LV_1504-3_0_6_load_81 | 94 | 0.0024088 | 0.0006037 | 0 | 0 |  | 1 | TRUE | wye
70 | LV_1504-3_0_6_load_83 | 95 | 0.0018506 | 0.00046381 | 0 | 0 |  | 1 | TRUE | wye
71 | LV_1504-3_0_6_load_88 | 96 | 0.012364 | 0.0030986 | 0 | 0 |  | 1 | TRUE | wye
72 | LV_1504-3_0_6_load_79 | 97 | 0.0028818 | 0.00072225 | 0 | 0 |  | 1 | TRUE | wye
73 | LV_1504-3_0_6_load_78 | 98 | 0.0020862 | 0.00052285 | 0 | 0 |  | 1 | TRUE | wye
74 | LV_1504-3_0_6_load_101 | 99 | 0.0036377 | 0.0009117 | 0 | 0 |  | 1 | TRUE | wye
75 | LV_1504-3_0_6_load_91 | 100 | 0.0059076 | 0.0014806 | 0 | 0 |  | 1 | TRUE | wye
76 | LV_1504-3_0_6_load_87 | 102 | 0.0026037 | 0.00065255 | 0 | 0 |  | 1 | TRUE | wye
77 | LV_1504-3_0_6_load_89 | 103 | 0.0035282 | 0.00088426 | 0 | 0 |  | 1 | TRUE | wye
78 | LV_1504-3_0_6_load_93 | 104 | 0.0020156 | 0.00050515 | 0 | 0 |  | 1 | TRUE | wye
79 | LV_1504-3_0_6_load_94 | 105 | 0.0035743 | 0.00089581 | 0 | 0 |  | 1 | TRUE | wye
80 | LV_1504-3_0_6_load_102 | 106 | 0.0035568 | 0.00089142 | 0 | 0 |  | 1 | TRUE | wye
81 | LV_1504-3_0_6_load_95 | 107 | 0.0042206 | 0.0010578 | 0 | 0 |  | 1 | TRUE | wye
82 | LV_1504-3_0_6_load_96 | 108 | 0.002749 | 0.00068897 | 0 | 0 |  | 1 | TRUE | wye

## ext_grid
| name | bus | vm_pu | va_degree | slack_weight | in_service
0 |  | 25 | 1 | 0 | 1 | TRUE

## line
| name | std_type | from_bus | to_bus | length_km | r_ohm_per_km | x_ohm_per_km | c_nf_per_km | g_us_per_km | max_i_ka | df | parallel | type | in_service
0 | LV_1504-3_0_6_line_0 | NAYY 4x150 SE | 0 | 1 | 0.0019198 | 0.208 | 0.08 | 261 | 0 | 0.27 | 1 | 1 | cs | TRUE
1 | LV_1504-3_0_6_line_1 | NAYY 4x150 SE | 0 | 2 | 0.065777 | 0.208 | 0.08 | 261 | 0 | 0.27 | 1 | 1 | cs | TRUE
2 | LV_1504-3_0_6_line_2 | NAYY 4x150 SE | 2 | 3 | 0.007851 | 0.208 | 0.08 | 261 | 0 | 0.27 | 1 | 1 | cs | TRUE
3 | LV_1504-3_0_6_line_3 | NAYY 4x150 SE | 2 | 4 | 0.014669 | 0.208 | 0.08 | 261 | 0 | 0.27 | 1 | 1 | cs | TRUE
4 | LV_1504-3_0_6_line_4 | NAYY 4x150 SE | 3 | 8 | 0.027889 | 0.208 | 0.08 | 261 | 0 | 0.27 | 1 | 1 | cs | TRUE
5 | LV_1504-3_0_6_line_5 | NAYY 4x150 SE | 3 | 9 | 0.014525 | 0.208 | 0.08 | 261 | 0 | 0.27 | 1 | 1 | cs | TRUE
6 | LV_1504-3_0_6_line_6 | NAYY 4x150 SE | 4 | 10 | 0.034084 | 0.208 | 0.08 | 261 | 0 | 0.27 | 1 | 1 | cs | TRUE
7 | LV_1504-3_0_6_line_7 | NAYY 4x150 SE | 5 | 6 | 0.032654 | 0.208 | 0.08 | 261 | 0 | 0.27 | 1 | 3 | cs | TRUE
8 | LV_1504-3_0_6_line_8 | NAYY 4x150 SE | 5 | 7 | 0.015374 | 0.208 | 0.08 | 261 | 0 | 0.27 | 1 | 3 | cs | TRUE
9 | LV_1504-3_0_6_line_9 | NAYY 4x150 SE | 6 | 48 | 0.00098878 | 0.208 | 0.08 | 261 | 0 | 0.27 | 1 | 3 | cs | TRUE
10 | LV_1504-3_0_6_line_10 | NAYY 4x150 SE | 7 | 11 | 0.049647 | 0.208 | 0.08 | 261 | 0 | 0.27 | 1 | 3 | cs | TRUE
11 | LV_1504-3_0_6_line_11 | NAYY 4x150 SE | 8 | 13 | 0.024859 | 0.208 | 0.08 | 261 | 0 | 0.27 | 1 | 1 | cs | TRUE
12 | LV_1504-3_0_6_line_12 | NAYY 4x150 SE | 9 | 14 | 0.075434 | 0.208 | 0.08 | 261 | 0 | 0.27 | 1 | 1 | cs | TRUE
13 | LV_1504-3_0_6_line_13 | NAYY 4x150 SE | 10 | 15 | 0.0063008 | 0.208 | 0.08 | 261 | 0 | 0.27 | 1 | 1 | cs | TRUE
14 | LV_1504-3_0_6_line_14 | NAYY 4x150 SE | 11 | 12 | 0.18519 | 0.208 | 0.08 | 261 | 0 | 0.27 | 1 | 2 | cs | TRUE
15 | LV_1504-3_0_6_line_15 | NAYY 4x150 SE | 12 | 67 | 0.10158 | 0.208 | 0.08 | 261 | 0 | 0.27 | 1 | 1 | cs | TRUE
16 | LV_1504-3_0_6_line_16 | NAYY 4x150 SE | 12 | 47 | 0.05525 | 0.208 | 0.08 | 261 | 0 | 0.27 | 1 | 1 | cs | TRUE
17 | LV_1504-3_0_6_line_17 | NAYY 4x150 SE | 14 | 16 | 0.1118 | 0.208 | 0.08 | 261 | 0 | 0.27 | 1 | 1 | cs | TRUE
18 | LV_1504-3_0_6_line_18 | NAYY 4x150 SE | 14 | 17 | 0.09011 | 0.208 | 0.08 | 261 | 0 | 0.27 | 1 | 1 | cs | TRUE
19 | LV_1504-3_0_6_line_19 | NAYY 4x150 SE | 16 | 44 | 0.019703 | 0.208 | 0.08 | 261 | 0 | 0.27 | 1 | 1 | cs | TRUE
20 | LV_1504-3_0_6_line_20 | NAYY 4x150 SE | 17 | 45 | 0.028219 | 0.208 | 0.08 | 261 | 0 | 0.27 | 1 | 1 | cs | TRUE
21 | LV_1504-3_0_6_line_21 | NAYY 4x150 SE | 18 | 19 | 0.045763 | 0.208 | 0.08 | 261 | 0 | 0.27 | 1 | 1 | cs | TRUE
22 | LV_1504-3_0_6_line_22 | NAYY 4x150 SE | 18 | 20 | 0.041316 | 0.208 | 0.08 | 261 | 0 | 0.27 | 1 | 1 | cs | TRUE
23 | LV_1504-3_0_6_line_23 | NAYY 4x150 SE | 19 | 21 | 0.042537 | 0.208 | 0.08 | 261 | 0 | 0.27 | 1 | 1 | cs | TRUE
24 | LV_1504-3_0_6_line_24 | NAYY 4x150 SE | 20 | 22 | 0.10445 | 0.208 | 0.08 | 261 | 0 | 0.27 | 1 | 1 | cs | TRUE
25 | LV_1504-3_0_6_line_25 | NAYY 4x150 SE | 21 | 27 | 0.02171 | 0.208 | 0.08 | 261 | 0 | 0.27 | 1 | 1 | cs | TRUE
26 | LV_1504-3_0_6_line_26 | NAYY 4x150 SE | 22 | 28 | 0.0030351 | 0.208 | 0.08 | 261 | 0 | 0.27 | 1 | 1 | cs | TRUE
27 | LV_1504-3_0_6_line_27 | NAYY 4x150 SE | 23 | 24 | 0.14703 | 0.208 | 0.08 | 261 | 0 | 0.27 | 1 | 1 | cs | TRUE
28 | LV_1504-3_0_6_line_28 | NAYY 4x150 SE | 23 | 25 | 0.53992 | 0.208 | 0.08 | 261 | 0 | 0.27 | 1 | 3 | cs | TRUE
29 | LV_1504-3_0_6_line_29 | NAYY 4x150 SE | 23 | 26 | 0.048931 | 0.208 | 0.08 | 261 | 0 | 0.27 | 1 | 3 | cs | TRUE
30 | LV_1504-3_0_6_line_30 | NAYY 4x150 SE | 24 | 40 | 0.084287 | 0.208 | 0.08 | 261 | 0 | 0.27 | 1 | 1 | cs | TRUE
31 | LV_1504-3_0_6_line_31 | NAYY 4x150 SE | 25 | 108 | 0.037969 | 0.208 | 0.08 | 261 | 0 | 0.27 | 1 | 3 | cs | TRUE
32 | LV_1504-3_0_6_line_32 | NAYY 4x150 SE | 26 | 77 | 0.15153 | 0.208 | 0.08 | 261 | 0 | 0.27 | 1 | 1 | cs | TRUE
33 | LV_1504-3_0_6_line_33 | NAYY 4x150 SE | 26 | 76 | 0.063243 | 0.208 | 0.08 | 261 | 0 | 0.27 | 1 | 3 | cs | TRUE
34 | LV_1504-3_0_6_line_34 | NAYY 4x150 SE | 27 | 29 | 0.030404 | 0.208 | 0.08 | 261 | 0 | 0.27 | 1 | 1 | cs | TRUE
35 | LV_1504-3_0_6_line_35 | NAYY 4x150 SE | 27 | 30 | 0.015414 | 0.208 | 0.08 | 261 | 0 | 0.27 | 1 | 1 | cs | TRUE
36 | LV_1504-3_0_6_line_36 | NAYY 4x150 SE | 27 | 31 | 0.018401 | 0.208 | 0.08 | 261 | 0 | 0.27 | 1 | 1 | cs | TRUE
37 | LV_1504-3_0_6_line_37 | NAYY 4x150 SE | 29 | 32 | 0.042755 | 0.208 | 0.08 | 261 | 0 | 0.27 | 1 | 1 | cs | TRUE
38 | LV_1504-3_0_6_line_38 | NAYY 4x150 SE | 29 | 33 | 0.025541 | 0.208 | 0.08 | 261 | 0 | 0.27 | 1 | 1 | cs | TRUE
39 | LV_1504-3_0_6_line_39 | NAYY 4x150 SE | 30 | 34 | 0.050162 | 0.208 | 0.08 | 261 | 0 | 0.27 | 1 | 1 | cs | TRUE
40 | LV_1504-3_0_6_line_40 | NAYY 4x150 SE | 31 | 35 | 0.033947 | 0.208 | 0.08 | 261 | 0 | 0.27 | 1 | 1 | cs | TRUE
41 | LV_1504-3_0_6_line_41 | NAYY 4x150 SE | 32 | 97 | 0.089323 | 0.208 | 0.08 | 261 | 0 | 0.27 | 1 | 1 | cs | TRUE
42 | LV_1504-3_0_6_line_42 | NAYY 4x150 SE | 33 | 98 | 0.069002 | 0.208 | 0.08 | 261 | 0 | 0.27 | 1 | 1 | cs | TRUE
43 | LV_1504-3_0_6_line_43 | NAYY 4x150 SE | 34 | 78 | 0.016196 | 0.208 | 0.08 | 261 | 0 | 0.27 | 1 | 1 | cs | TRUE
44 | LV_1504-3_0_6_line_44 | NAYY 4x150 SE | 34 | 79 | 0.022459 | 0.208 | 0.08 | 261 | 0 | 0.27 | 1 | 1 | cs | TRUE
45 | LV_1504-3_0_6_line_45 | NAYY 4x150 SE | 35 | 87 | 0.021141 | 0.208 | 0.08 | 261 | 0 | 0.27 | 1 | 1 | cs | TRUE
46 | LV_1504-3_0_6_line_46 | NAYY 4x150 SE | 36 | 37 | 0.14465 | 0.208 | 0.08 | 261 | 0 | 0.27 | 1 | 1 | cs | TRUE
47 | LV_1504-3_0_6_line_47 | NAYY 4x150 SE | 36 | 38 | 0.045669 | 0.208 | 0.08 | 261 | 0 | 0.27 | 1 | 1 | cs | TRUE
48 | LV_1504-3_0_6_line_48 | NAYY 4x150 SE | 37 | 39 | 0.073207 | 0.208 | 0.08 | 261 | 0 | 0.27 | 1 | 1 | cs | TRUE
49 | LV_1504-3_0_6_line_49 | NAYY 4x150 SE | 39 | 40 | 0.0096121 | 0.208 | 0.08 | 261 | 0 | 0.27 | 1 | 1 | cs | TRUE
50 | LV_1504-3_0_6_line_50 | NAYY 4x150 SE | 41 | 42 | 0.14468 | 0.208 | 0.08 | 261 | 0 | 0.27 | 1 | 1 | cs | TRUE
51 | LV_1504-3_0_6_line_51 | NAYY 4x150 SE | 41 | 43 | 0.0038157 | 0.208 | 0.08 | 261 | 0 | 0.27 | 1 | 1 | cs | TRUE
52 | LV_1504-3_0_6_line_52 | NAYY 4x150 SE | 42 | 49 | 0.045364 | 0.208 | 0.08 | 261 | 0 | 0.27 | 1 | 1 | cs | TRUE
53 | LV_1504-3_0_6_line_53 | NAYY 4x150 SE | 43 | 63 | 0.014776 | 0.208 | 0.08 | 261 | 0 | 0.27 | 1 | 1 | cs | TRUE
54 | LV_1504-3_0_6_line_54 | NAYY 4x150 SE | 44 | 46 | 0.053837 | 0.208 | 0.08 | 261 | 0 | 0.27 | 1 | 1 | cs | TRUE
55 | LV_1504-3_0_6_line_55 | NAYY 4x150 SE | 45 | 47 | 0.025925 | 0.208 | 0.08 | 261 | 0 | 0.27 | 1 | 1 | cs | TRUE
56 | LV_1504-3_0_6_line_56 | NAYY 4x150 SE | 48 | 49 | 0.074589 | 0.208 | 0.08 | 261 | 0 | 0.27 | 1 | 1 | cs | TRUE
57 | LV_1504-3_0_6_line_57 | NAYY 4x150 SE | 48 | 50 | 0.049831 | 0.208 | 0.08 | 261 | 0 | 0.27 | 1 | 3 | cs | TRUE
58 | LV_1504-3_0_6_line_58 | NAYY 4x150 SE | 50 | 69 | 0.011746 | 0.208 | 0.08 | 261 | 0 | 0.27 | 1 | 3 | cs | TRUE
59 | LV_1504-3_0_6_line_59 | NAYY 4x150 SE | 51 | 52 | 0.048294 | 0.208 | 0.08 | 261 | 0 | 0.27 | 1 | 1 | cs | TRUE
60 | LV_1504-3_0_6_line_60 | NAYY 4x150 SE | 51 | 53 | 0.012457 | 0.208 | 0.08 | 261 | 0 | 0.27 | 1 | 1 | cs | TRUE
61 | LV_1504-3_0_6_line_61 | NAYY 4x150 SE | 52 | 54 | 0.03447 | 0.208 | 0.08 | 261 | 0 | 0.27 | 1 | 1 | cs | TRUE
62 | LV_1504-3_0_6_line_62 | NAYY 4x150 SE | 53 | 55 | 0.022507 | 0.208 | 0.08 | 261 | 0 | 0.27 | 1 | 1 | cs | TRUE
63 | LV_1504-3_0_6_line_63 | NAYY 4x150 SE | 54 | 56 | 0.0044959 | 0.208 | 0.08 | 261 | 0 | 0.27 | 1 | 1 | cs | TRUE
64 | LV_1504-3_0_6_line_64 | NAYY 4x150 SE | 55 | 57 | 0.061201 | 0.208 | 0.08 | 261 | 0 | 0.27 | 1 | 1 | cs | TRUE
65 | LV_1504-3_0_6_line_65 | NAYY 4x150 SE | 56 | 58 | 0.025377 | 0.208 | 0.08 | 261 | 0 | 0.27 | 1 | 1 | cs | TRUE
66 | LV_1504-3_0_6_line_66 | NAYY 4x150 SE | 57 | 59 | 0.11732 | 0.208 | 0.08 | 261 | 0 | 0.27 | 1 | 1 | cs | TRUE
67 | LV_1504-3_0_6_line_67 | NAYY 4x150 SE | 57 | 60 | 0.08671 | 0.208 | 0.08 | 261 | 0 | 0.27 | 1 | 1 | cs | TRUE
68 | LV_1504-3_0_6_line_68 | NAYY 4x150 SE | 59 | 61 | 0.047108 | 0.208 | 0.08 | 261 | 0 | 0.27 | 1 | 1 | cs | TRUE
69 | LV_1504-3_0_6_line_69 | NAYY 4x150 SE | 60 | 62 | 0.038094 | 0.208 | 0.08 | 261 | 0 | 0.27 | 1 | 1 | cs | TRUE
70 | LV_1504-3_0_6_line_70 | NAYY 4x150 SE | 60 | 63 | 0.069511 | 0.208 | 0.08 | 261 | 0 | 0.27 | 1 | 1 | cs | TRUE
71 | LV_1504-3_0_6_line_71 | NAYY 4x150 SE | 64 | 65 | 0.14313 | 0.208 | 0.08 | 261 | 0 | 0.27 | 1 | 1 | cs | TRUE
72 | LV_1504-3_0_6_line_72 | NAYY 4x150 SE | 64 | 66 | 0.14878 | 0.208 | 0.08 | 261 | 0 | 0.27 | 1 | 1 | cs | TRUE
73 | LV_1504-3_0_6_line_73 | NAYY 4x150 SE | 66 | 77 | 0.14593 | 0.208 | 0.08 | 261 | 0 | 0.27 | 1 | 1 | cs | TRUE
74 | LV_1504-3_0_6_line_74 | NAYY 4x150 SE | 67 | 68 | 0.0063356 | 0.208 | 0.08 | 261 | 0 | 0.27 | 1 | 1 | cs | TRUE
75 | LV_1504-3_0_6_line_75 | NAYY 4x150 SE | 69 | 74 | 0.056105 | 0.208 | 0.08 | 261 | 0 | 0.27 | 1 | 3 | cs | TRUE
76 | LV_1504-3_0_6_line_76 | NAYY 4x150 SE | 70 | 71 | 0.058697 | 0.208 | 0.08 | 261 | 0 | 0.27 | 1 | 1 | cs | TRUE
77 | LV_1504-3_0_6_line_77 | NAYY 4x150 SE | 70 | 72 | 0.039174 | 0.208 | 0.08 | 261 | 0 | 0.27 | 1 | 1 | cs | TRUE
78 | LV_1504-3_0_6_line_78 | NAYY 4x150 SE | 71 | 73 | 0.00076078 | 0.208 | 0.08 | 261 | 0 | 0.27 | 1 | 1 | cs | TRUE
79 | LV_1504-3_0_6_line_79 | NAYY 4x150 SE | 72 | 74 | 0.003104 | 0.208 | 0.08 | 261 | 0 | 0.27 | 1 | 3 | cs | TRUE
80 | LV_1504-3_0_6_line_80 | NAYY 4x150 SE | 72 | 75 | 0.026966 | 0.208 | 0.08 | 261 | 0 | 0.27 | 1 | 3 | cs | TRUE
81 | LV_1504-3_0_6_line_81 | NAYY 4x150 SE | 75 | 76 | 0.024331 | 0.208 | 0.08 | 261 | 0 | 0.27 | 1 | 3 | cs | TRUE
82 | LV_1504-3_0_6_line_82 | NAYY 4x150 SE | 78 | 80 | 0.028993 | 0.208 | 0.08 | 261 | 0 | 0.27 | 1 | 1 | cs | TRUE
83 | LV_1504-3_0_6_line_83 | NAYY 4x150 SE | 79 | 81 | 0.42354 | 0.208 | 0.08 | 261 | 0 | 0.27 | 1 | 1 | cs | TRUE
84 | LV_1504-3_0_6_line_84 | NAYY 4x150 SE | 82 | 83 | 0.01301 | 0.208 | 0.08 | 261 | 0 | 0.27 | 1 | 1 | cs | TRUE
85 | LV_1504-3_0_6_line_85 | NAYY 4x150 SE | 82 | 84 | 0.030073 | 0.208 | 0.08 | 261 | 0 | 0.27 | 1 | 1 | cs | TRUE
86 | LV_1504-3_0_6_line_86 | NAYY 4x150 SE | 84 | 85 | 0.013728 | 0.208 | 0.08 | 261 | 0 | 0.27 | 1 | 1 | cs | TRUE
87 | LV_1504-3_0_6_line_87 | NAYY 4x150 SE | 84 | 86 | 0.041871 | 0.208 | 0.08 | 261 | 0 | 0.27 | 1 | 1 | cs | TRUE
88 | LV_1504-3_0_6_line_88 | NAYY 4x150 SE | 85 | 88 | 0.024886 | 0.208 | 0.08 | 261 | 0 | 0.27 | 1 | 1 | cs | TRUE
89 | LV_1504-3_0_6_line_89 | NAYY 4x150 SE | 86 | 89 | 0.03336 | 0.208 | 0.08 | 261 | 0 | 0.27 | 1 | 1 | cs | TRUE
90 | LV_1504-3_0_6_line_90 | NAYY 4x150 SE | 87 | 90 | 0.028739 | 0.208 | 0.08 | 261 | 0 | 0.27 | 1 | 1 | cs | TRUE
91 | LV_1504-3_0_6_line_91 | NAYY 4x150 SE | 88 | 91 | 0.0061363 | 0.208 | 0.08 | 261 | 0 | 0.27 | 1 | 2 | cs | TRUE
92 | LV_1504-3_0_6_line_92 | NAYY 4x150 SE | 88 | 92 | 0.028427 | 0.208 | 0.08 | 261 | 0 | 0.27 | 1 | 1 | cs | TRUE
93 | LV_1504-3_0_6_line_93 | NAYY 4x150 SE | 89 | 93 | 0.10912 | 0.208 | 0.08 | 261 | 0 | 0.27 | 1 | 1 | cs | TRUE
94 | LV_1504-3_0_6_line_94 | NAYY 4x150 SE | 90 | 94 | 0.013137 | 0.208 | 0.08 | 261 | 0 | 0.27 | 1 | 1 | cs | TRUE
95 | LV_1504-3_0_6_line_95 | NAYY 4x150 SE | 91 | 95 | 0.0164 | 0.208 | 0.08 | 261 | 0 | 0.27 | 1 | 3 | cs | TRUE
96 | LV_1504-3_0_6_line_96 | NAYY 4x150 SE | 92 | 94 | 0.025884 | 0.208 | 0.08 | 261 | 0 | 0.27 | 1 | 1 | cs | TRUE
97 | LV_1504-3_0_6_line_97 | NAYY 4x150 SE | 93 | 96 | 0.09896 | 0.208 | 0.08 | 261 | 0 | 0.27 | 1 | 1 | cs | TRUE
98 | LV_1504-3_0_6_line_98 | NAYY 4x150 SE | 95 | 100 | 0.0057657 | 0.208 | 0.08 | 261 | 0 | 0.27 | 1 | 3 | cs | TRUE
99 | LV_1504-3_0_6_line_99 | NAYY 4x150 SE | 96 | 102 | 0.029369 | 0.208 | 0.08 | 261 | 0 | 0.27 | 1 | 1 | cs | TRUE
100 | LV_1504-3_0_6_line_100 | NAYY 4x150 SE | 97 | 99 | 0.011743 | 0.208 | 0.08 | 261 | 0 | 0.27 | 1 | 1 | cs | TRUE
101 | LV_1504-3_0_6_line_101 | NAYY 4x150 SE | 100 | 101 | 0.018499 | 0.208 | 0.08 | 261 | 0 | 0.27 | 1 | 3 | cs | TRUE
102 | LV_1504-3_0_6_line_102 | NAYY 4x150 SE | 101 | 104 | 0.026605 | 0.208 | 0.08 | 261 | 0 | 0.27 | 1 | 1 | cs | TRUE
103 | LV_1504-3_0_6_line_103 | NAYY 4x150 SE | 101 | 105 | 0.017477 | 0.208 | 0.08 | 261 | 0 | 0.27 | 1 | 3 | cs | TRUE
104 | LV_1504-3_0_6_line_104 | NAYY 4x150 SE | 102 | 103 | 0.022979 | 0.208 | 0.08 | 261 | 0 | 0.27 | 1 | 1 | cs | TRUE
105 | LV_1504-3_0_6_line_105 | NAYY 4x150 SE | 104 | 106 | 0.0050335 | 0.208 | 0.08 | 261 | 0 | 0.27 | 1 | 1 | cs | TRUE
106 | LV_1504-3_0_6_line_106 | NAYY 4x150 SE | 105 | 107 | 0.033379 | 0.208 | 0.08 | 261 | 0 | 0.27 | 1 | 3 | cs | TRUE
107 | LV_1504-3_0_6_line_107 | NAYY 4x150 SE | 107 | 108 | 0.0041793 | 0.208 | 0.08 | 261 | 0 | 0.27 | 1 | 3 | cs | TRUE

## trafo
| name | std_type | hv_bus | lv_bus | sn_mva | vn_hv_kv | vn_lv_kv | vk_percent | vkr_percent | pfe_kw | i0_percent | shift_degree | tap_side | tap_neutral | tap_min | tap_max | tap_step_percent | tap_step_degree | tap_pos | tap_phase_shifter | parallel | df | in_service
0 | LV_1504-3_0_6_trafo_97 | 0.25 MVA 20/0.4 kV | 109 | 25 | 0.25 | 20 | 0.4 | 6 | 1.44 | 0.8 | 0.32 | 150 | hv | 0 | -2 | 2 | 2.5 | 0 | 0 | FALSE | 1 | 1 | TRUE

## line_geodata
| x0 | y0 | x1 | y1 | x2 | y2 | x3 | y3 | x4 | y4 | x5 | y5 | x6 | y6 | x7 | y7 | x8 | y8 | x9 | y9 | x10 | y10 | x11 | y11
0 | 2683447.8689 | 1201511.5608 | 2683447.8394 | 1201509.6412
1 | 2683501.9546 | 1201497.852 | 2683493.6683 | 1201495.9794 | 2683459.6522 | 1201494.6924 | 2683451.8836 | 1201495.54 | 2683447.7134 | 1201501.4411 | 2683447.8394 | 1201509.6412
2 | 2683501.9546 | 1201497.852 | 2683504.5095 | 1201490.4274
3 | 2683501.9546 | 1201497.852 | 2683493.9313 | 1201506.5676 | 2683492.8734 | 1201509.1842
4 | 2683504.5095 | 1201490.4274 | 2683512.3325 | 1201496.5851 | 2683523.7334 | 1201498.9125 | 2683529.5965 | 1201496.6153
5 | 2683504.5095 | 1201490.4274 | 2683501.2758 | 1201476.2665
6 | 2683492.8734 | 1201509.1842 | 2683490.8247 | 1201514.2513 | 2683489.96 | 1201519.4759 | 2683471.8766 | 1201525.794 | 2683467.8377 | 1201526.822
7 | 2683227.9139 | 1201410.0957 | 2683196.8755 | 1201399.951
8 | 2683227.9139 | 1201410.0957 | 2683232.8215 | 1201395.5262
9 | 2683196.8755 | 1201399.951 | 2683195.9356 | 1201399.6438
10 | 2683260.2486 | 1201355.1001 | 2683251.0653 | 1201366.2237 | 2683243.7424 | 1201373.3151 | 2683237.2999 | 1201382.231 | 2683232.8215 | 1201395.5262
11 | 2683538.4925 | 1201473.4026 | 2683529.5965 | 1201496.6153
12 | 2683484.4822 | 1201402.7252 | 2683501.2758 | 1201476.2665
13 | 2683461.7316 | 1201528.3761 | 2683467.8377 | 1201526.822
14 | 2683260.2486 | 1201355.1001 | 2683437.9705 | 1201303.0568
15 | 2683437.9705 | 1201303.0568 | 2683445.4097 | 1201297.4682 | 2683468.3508 | 1201291.6738 | 2683507.6876 | 1201282.184 | 2683533.7177 | 1201271.476
16 | 2683437.9705 | 1201303.0568 | 2683437.9705 | 1201303.0568 | 2683434.976 | 1201313.0658 | 2683437.7355 | 1201319.8753 | 2683442.9929 | 1201324.4294 | 2683452.3525 | 1201325.7831 | 2683473.204 | 1201322.9536
17 | 2683484.4822 | 1201402.7252 | 2683535.969 | 1201394.217 | 2683595.3308 | 1201385.9863
18 | 2683484.4822 | 1201402.7252 | 2683482.1924 | 1201392.2755 | 2683481.7979 | 1201381.2852 | 2683484.7791 | 1201372.2322 | 2683490.5764 | 1201367.021 | 2683504.5647 | 1201359.078 | 2683514.7487 | 1201353.1833 | 2683521.5306 | 1201343.4385 | 2683521.0149 | 1201332.0873
19 | 2683595.3308 | 1201385.9863 | 2683591.6537 | 1201405.343
20 | 2683521.0149 | 1201332.0873 | 2683521.0126 | 1201332.0352 | 2683516.8967 | 1201324.2394 | 2683511.7782 | 1201320.6433 | 2683503.0864 | 1201318.8985 | 2683498.8939 | 1201319.4675
21 | 2682109.8817 | 1201125.187 | 2682125.7175 | 1201121.8434 | 2682154.4271 | 1201114.7301
22 | 2682069.457 | 1201133.7225 | 2682109.8817 | 1201125.187
23 | 2682195.5359 | 1201103.8349 | 2682179.8373 | 1201108.4344 | 2682154.4271 | 1201114.7301
24 | 2682069.457 | 1201133.7225 | 2682070.8976 | 1201141.3471 | 2682071.1522 | 1201144.9751 | 2682068.5219 | 1201149.6975 | 2682062.6018 | 1201155.6088 | 2682058.8532 | 1201168.0319 | 2682055.1591 | 1201172.6174 | 2682045.8039 | 1201185.3192 | 2682045.958 | 1201187.4004 | 2682048.0312 | 1201188.3183 | 2682063.4089 | 1201183.3041 | 2682086.02 | 1201174.9146
25 | 2682216.7725 | 1201102.4386 | 2682210.357 | 1201101.194 | 2682203.8683 | 1201101.3937 | 2682195.5359 | 1201103.8349
26 | 2682088.8655 | 1201173.8588 | 2682086.02 | 1201174.9146
27 | 2682919.1785 | 1201347.3643 | 2682923.6807 | 1201357.5444 | 2682932.6674 | 1201364.3734 | 2683005.7852 | 1201402.6128 | 2683017.4474 | 1201410.8133 | 2683020.3477 | 1201419.5702 | 2683021.7687 | 1201438.3686
28 | 2682919.1785 | 1201347.3643 | 2682382.8489 | 1201285.1855
29 | 2682919.1785 | 1201347.3643 | 2682968.1904 | 1201344.9097
30 | 2683021.7687 | 1201438.3686 | 2683024.5645 | 1201522.6091
31 | 2682385.8064 | 1201247.9249 | 2682387.5222 | 1201253.2297 | 2682386.2914 | 1201260.2283 | 2682384.0223 | 1201269.1026 | 2682383.6104 | 1201273.0216 | 2682382.8489 | 1201285.1855
32 | 2682968.1904 | 1201344.9097 | 2682965.1642 | 1201193.405
33 | 2682968.1904 | 1201344.9097 | 2683004.5325 | 1201347.049 | 2683030.007 | 1201350.6274 | 2683031.091 | 1201350.8796
34 | 2682216.7725 | 1201102.4386 | 2682222.7539 | 1201104.2553 | 2682233.8049 | 1201110.5224 | 2682243.6728 | 1201116.462
35 | 2682216.7725 | 1201102.4386 | 2682218.5611 | 1201098.5941 | 2682224.7185 | 1201089.2698
36 | 2682216.7725 | 1201102.4386 | 2682215.8522 | 1201106.2505 | 2682214.8039 | 1201114.3857 | 2682215.0068 | 1201120.6591
37 | 2682282.3501 | 1201134.8726 | 2682260.7779 | 1201125.3363 | 2682243.6728 | 1201116.462
38 | 2682243.6728 | 1201116.462 | 2682241.9873 | 1201121.1084 | 2682242.5381 | 1201123.1283 | 2682246.5414 | 1201126.5078 | 2682258.5328 | 1201132.1802
39 | 2682248.7241 | 1201045.9536 | 2682248.0675 | 1201050.5141 | 2682247.4937 | 1201053.4859 | 2682245.5147 | 1201058.4395 | 2682239.9883 | 1201066.1461 | 2682224.7185 | 1201089.2698
40 | 2682221.1405 | 1201153.9868 | 2682218.4909 | 1201134.1155 | 2682215.0068 | 1201120.6591
41 | 2682282.3501 | 1201134.8726 | 2682279.0602 | 1201121.6968 | 2682257.062 | 1201103.2935 | 2682256.5049 | 1201096.7595 | 2682261.4918 | 1201090.6353 | 2682294.0916 | 1201090.0054
42 | 2682319.9166 | 1201163.6753 | 2682271.9845 | 1201138.5434 | 2682258.5328 | 1201132.1802
43 | 2682248.7241 | 1201045.9536 | 2682247.2665 | 1201039.574 | 2682243.8911 | 1201033.7127 | 2682241.9144 | 1201031.6064
44 | 2682248.7241 | 1201045.9536 | 2682264.6193 | 1201034.3539 | 2682266.0225 | 1201031.9523
45 | 2682221.1405 | 1201153.9868 | 2682225.1929 | 1201153.8091 | 2682225.2227 | 1201147.2164 | 2682231.0674 | 1201138.5025
46 | 2682952.4293 | 1201562.7513 | 2682955.8988 | 1201570.5377 | 2682954.8167 | 1201575.0033 | 2682936.9257 | 1201598.77 | 2682935.7958 | 1201613.8083 | 2682940.5005 | 1201628.0271 | 2682948.843 | 1201645.0314 | 2682964.1389 | 1201668.3475 | 2682970.4891 | 1201674.2394 | 2682979.8107 | 1201678.8384 | 2682985.5431 | 1201677.695
47 | 2682984.6627 | 1201638.6136 | 2682988.2929 | 1201641.4102 | 2682989.5723 | 1201645.197 | 2682988.088 | 1201649.0344 | 2682981.4493 | 1201656.7805 | 2682980.2678 | 1201660.7332 | 2682986.7245 | 1201673.7534 | 2682985.5431 | 1201677.695
48 | 2682952.4293 | 1201562.7513 | 2682985.1642 | 1201543.3601 | 2683011.2061 | 1201527.9564 | 2683015.6665 | 1201525.9202
49 | 2683024.5645 | 1201522.6091 | 2683022.8581 | 1201522.6372 | 2683015.6665 | 1201525.9202
50 | 2683141.4621 | 1201489.3204 | 2683130.3111 | 1201633.5674
51 | 2683130.3111 | 1201633.5674 | 2683131.3984 | 1201635.362 | 2683131.9018 | 1201637.004
52 | 2683141.4621 | 1201489.3204 | 2683160.319 | 1201487.5706 | 2683171.4995 | 1201481.6891 | 2683173.3542 | 1201469.3071 | 2683173.4284 | 1201468.0364
53 | 2683131.9018 | 1201637.004 | 2683134.7187 | 1201646.1929 | 2683134.6894 | 1201651.3582
54 | 2683591.6537 | 1201405.343 | 2683589.0113 | 1201419.2524 | 2683581.1573 | 1201446.3153 | 2683589.9771 | 1201453.6937
55 | 2683473.204 | 1201322.9536 | 2683498.8939 | 1201319.4675
56 | 2683195.9356 | 1201399.6438 | 2683195.9545 | 1201416.3214 | 2683184.4985 | 1201441.9782 | 2683174.234 | 1201454.232 | 2683173.4284 | 1201468.0364
57 | 2683195.9356 | 1201399.6438 | 2683149.1614 | 1201382.4597
58 | 2683137.879 | 1201379.1924 | 2683149.1614 | 1201382.4597
59 | 2683027.3375 | 1201871.7098 | 2683032.2699 | 1201885.943 | 2683033.067 | 1201894.3038 | 2683031.2315 | 1201908.6207 | 2683030.7603 | 1201919.0074
60 | 2683032.6702 | 1201860.6554 | 2683028.8616 | 1201866.1052 | 2683027.3375 | 1201871.7098 | 2683027.3375 | 1201871.7098
61 | 2683030.7603 | 1201919.0074 | 2683030.6498 | 1201921.443 | 2683030.9811 | 1201932.6547 | 2683033.4008 | 1201953.3292
62 | 2683032.6702 | 1201860.6554 | 2683038.9422 | 1201851.6806 | 2683045.4384 | 1201842.1211
63 | 2683033.4008 | 1201953.3292 | 2683033.9234 | 1201957.7946
64 | 2683084.0631 | 1201794.8717 | 2683063.7541 | 1201816.2696 | 2683058.6643 | 1201822.6585 | 2683045.4384 | 1201842.1211
65 | 2683039.1433 | 1201982.4125 | 2683035.8727 | 1201974.4492 | 2683033.9234 | 1201957.7946
66 | 2683189.4685 | 1201771.0118 | 2683187.141 | 1201767.0658 | 2683181.2659 | 1201762.0586 | 2683174.1231 | 1201761.1697 | 2683165.2124 | 1201764.2588 | 2683096.1044 | 1201796.5513 | 2683091.2717 | 1201797.0399 | 2683084.0631 | 1201794.8717
67 | 2683084.0631 | 1201794.8717 | 2683083.3362 | 1201789.1246 | 2683084.1998 | 1201779.575 | 2683098.9333 | 1201759.5449 | 2683105.8235 | 1201749.5899 | 2683113.2088 | 1201739.6197 | 2683117.6152 | 1201730.931 | 2683121.0443 | 1201719.1712
68 | 2683189.4685 | 1201771.0118 | 2683183.612 | 1201783.2492 | 2683176.6074 | 1201799.2285 | 2683177.7036 | 1201806.8708 | 2683184.2371 | 1201812.1083
69 | 2683121.0443 | 1201719.1712 | 2683105.887 | 1201730.2563 | 2683092.5084 | 1201737.6972 | 2683088.4321 | 1201737.4404
70 | 2683121.0443 | 1201719.1712 | 2683123.9045 | 1201697.4305 | 2683129.5713 | 1201678.5863 | 2683132.9996 | 1201667.438 | 2683134.6453 | 1201659.1223 | 2683134.6894 | 1201651.3582
71 | 2683194.2778 | 1201201.6952 | 2683255.1794 | 1201072.1722
72 | 2683059.2803 | 1201139.6003 | 2683071.1605 | 1201144.2017 | 2683113.6628 | 1201163.8162 | 2683138.6829 | 1201178.2178 | 2683168.4105 | 1201191.2952 | 2683181.5046 | 1201196.7253 | 2683194.2778 | 1201201.6952
73 | 2682965.1642 | 1201193.405 | 2682953.8104 | 1201179.4052 | 2682949.6757 | 1201172.9103 | 2682958.7665 | 1201162.3965 | 2682991.738 | 1201165.5785 | 2683039.5956 | 1201152.6351 | 2683059.2803 | 1201139.6003
74 | 2683539.5769 | 1201269.0657 | 2683533.7177 | 1201271.476
75 | 2683083.9886 | 1201363.5858 | 2683137.879 | 1201379.1924
76 | 2683075.3823 | 1201401.4253 | 2683074.4055 | 1201428.6494 | 2683075.3239 | 1201435.9557 | 2683078.157 | 1201441.8766 | 2683088.156 | 1201456.273
77 | 2683080.9532 | 1201362.8987 | 2683078.3147 | 1201371.99 | 2683076.3096 | 1201379.8672 | 2683075.9594 | 1201385.3435 | 2683075.3823 | 1201401.4253
78 | 2683088.5899 | 1201456.8979 | 2683088.156 | 1201456.273
79 | 2683080.9532 | 1201362.8987 | 2683083.9886 | 1201363.5858
80 | 2683080.9532 | 1201362.8987 | 2683072.0357 | 1201360.4065 | 2683054.7892 | 1201356.3936
81 | 2683031.091 | 1201350.8796 | 2683054.7892 | 1201356.3936
82 | 2682241.9144 | 1201031.6064 | 2682239.367 | 1201028.8918 | 2682232.3856 | 1201025.06 | 2682215.5632 | 1201020.9957
83 | 2682266.0225 | 1201031.9523 | 2682405.7273 | 1200632.1182
84 | 2682250.0693 | 1201212.4371 | 2682237.5068 | 1201209.056
85 | 2682276.2114 | 1201225.7122 | 2682273.0796 | 1201222.0668 | 2682269.2179 | 1201218.9116 | 2682262.2432 | 1201215.7136 | 2682250.0693 | 1201212.4371
86 | 2682276.2114 | 1201225.7122 | 2682280.9061 | 1201223.6644 | 2682289.1028 | 1201221.0423
87 | 2682276.2114 | 1201225.7122 | 2682278.4586 | 1201230.5796 | 2682280.1035 | 1201237.1619 | 2682280.1081 | 1201242.3542 | 2682276.1489 | 1201266.5656
88 | 2682300.1123 | 1201200.4698 | 2682299.9161 | 1201205.8705 | 2682298.1213 | 1201210.7155 | 2682296.149 | 1201215.736 | 2682293.4297 | 1201218.6115 | 2682289.1028 | 1201221.0423
89 | 2682277.0972 | 1201299.4021 | 2682275.5441 | 1201295.158 | 2682274.0232 | 1201284.5415 | 2682274.813 | 1201274.7351 | 2682276.1489 | 1201266.5656
90 | 2682231.0674 | 1201138.5025 | 2682242.8381 | 1201157.7321 | 2682247.3703 | 1201161.9527
91 | 2682300.1123 | 1201200.4698 | 2682305.4943 | 1201203.4172
92 | 2682300.1123 | 1201200.4698 | 2682298.8572 | 1201196.5278 | 2682296.0773 | 1201190.5524 | 2682291.3133 | 1201186.0284 | 2682281.6918 | 1201180.4343
93 | 2682292.7843 | 1201404.131 | 2682294.7238 | 1201402.0342 | 2682298.1729 | 1201393.1427 | 2682297.8978 | 1201379.408 | 2682293.9444 | 1201350.8688 | 2682290.919 | 1201339.5089 | 2682280.6354 | 1201309.0703 | 2682277.0972 | 1201299.4021
94 | 2682258.7753 | 1201168.4091 | 2682249.9023 | 1201163.8332 | 2682247.3703 | 1201161.9527
95 | 2682305.4943 | 1201203.4172 | 2682319.8789 | 1201211.2946
96 | 2682281.6918 | 1201180.4343 | 2682278.5428 | 1201178.6034 | 2682258.7753 | 1201168.4091
97 | 2682292.7843 | 1201404.131 | 2682287.1418 | 1201398.1829 | 2682281.101 | 1201390.7617 | 2682265.3265 | 1201377.0803 | 2682249.5127 | 1201366.2447 | 2682224.0015 | 1201346.5145 | 2682217.0502 | 1201340.971
98 | 2682319.8789 | 1201211.2946 | 2682324.936 | 1201214.064
99 | 2682191.5484 | 1201327.0431 | 2682198.0351 | 1201329.4243 | 2682207.6019 | 1201333.4362 | 2682217.0502 | 1201340.971
100 | 2682305.8321 | 1201089.7786 | 2682294.0916 | 1201090.0054
101 | 2682341.1611 | 1201222.9494 | 2682324.936 | 1201214.064
102 | 2682341.1611 | 1201222.9494 | 2682345.0333 | 1201218.7223 | 2682348.3379 | 1201216.4553 | 2682349.2786 | 1201213.3774 | 2682350.8169 | 1201199.8183
103 | 2682341.1611 | 1201222.9494 | 2682354.9057 | 1201233.7445
104 | 2682169.2831 | 1201321.6907 | 2682184.1897 | 1201324.3418 | 2682191.5484 | 1201327.0431
105 | 2682351.3844 | 1201194.8169 | 2682350.8169 | 1201199.8183
106 | 2682383.41 | 1201244.5008 | 2682378.9103 | 1201246.7625 | 2682374.2035 | 1201246.931 | 2682371.4709 | 1201246.3597 | 2682369.5753 | 1201245.2662 | 2682354.9057 | 1201233.7445
107 | 2682383.41 | 1201244.5008 | 2682383.41 | 1201244.5008 | 2682385.8064 | 1201247.9249 | 2682385.8064 | 1201247.9249

## bus_geodata
| x | y | coords
0 | 2683447.8394 | 1201509.6412
1 | 2683447.8689 | 1201511.5608
2 | 2683501.9546 | 1201497.852
3 | 2683504.5095 | 1201490.4274
4 | 2683492.8734 | 1201509.1842
5 | 2683227.9139 | 1201410.0957
6 | 2683196.8755 | 1201399.951
7 | 2683232.8215 | 1201395.5262
8 | 2683529.5965 | 1201496.6153
9 | 2683501.2758 | 1201476.2665
10 | 2683467.8377 | 1201526.822
11 | 2683260.2486 | 1201355.1001
12 | 2683437.9705 | 1201303.0568
13 | 2683538.4925 | 1201473.4026
14 | 2683484.4822 | 1201402.7252
15 | 2683461.7316 | 1201528.3761
16 | 2683595.3308 | 1201385.9863
17 | 2683521.0149 | 1201332.0873
18 | 2682109.8817 | 1201125.187
19 | 2682154.4271 | 1201114.7301
20 | 2682069.457 | 1201133.7225
21 | 2682195.5359 | 1201103.8349
22 | 2682086.02 | 1201174.9146
23 | 2682919.1785 | 1201347.3643
24 | 2683021.7687 | 1201438.3686
25 | 2682382.8489 | 1201285.1855
26 | 2682968.1904 | 1201344.9097
27 | 2682216.7725 | 1201102.4386
28 | 2682088.8655 | 1201173.8588
29 | 2682243.6728 | 1201116.462
30 | 2682224.7185 | 1201089.2698
31 | 2682215.0068 | 1201120.6591
32 | 2682282.3501 | 1201134.8726
33 | 2682258.5328 | 1201132.1802
34 | 2682248.7241 | 1201045.9536
35 | 2682221.1405 | 1201153.9868
36 | 2682985.5431 | 1201677.695
37 | 2682952.4293 | 1201562.7513
38 | 2682984.6627 | 1201638.6136
39 | 2683015.6665 | 1201525.9202
40 | 2683024.5645 | 1201522.6091
41 | 2683130.3111 | 1201633.5674
42 | 2683141.4621 | 1201489.3204
43 | 2683131.9018 | 1201637.004
44 | 2683591.6537 | 1201405.343
45 | 2683498.8939 | 1201319.4675
46 | 2683589.9771 | 1201453.6937
47 | 2683473.204 | 1201322.9536
48 | 2683195.9356 | 1201399.6438
49 | 2683173.4284 | 1201468.0364
50 | 2683149.1614 | 1201382.4597
51 | 2683027.3375 | 1201871.7098
52 | 2683030.7603 | 1201919.0074
53 | 2683032.6702 | 1201860.6554
54 | 2683033.4008 | 1201953.3292
55 | 2683045.4384 | 1201842.1211
56 | 2683033.9234 | 1201957.7946
57 | 2683084.0631 | 1201794.8717
58 | 2683039.1433 | 1201982.4125
59 | 2683189.4685 | 1201771.0118
60 | 2683121.0443 | 1201719.1712
61 | 2683184.2371 | 1201812.1083
62 | 2683088.4321 | 1201737.4404
63 | 2683134.6894 | 1201651.3582
64 | 2683194.2778 | 1201201.6952
65 | 2683255.1794 | 1201072.1722
66 | 2683059.2803 | 1201139.6003
67 | 2683533.7177 | 1201271.476
68 | 2683539.5769 | 1201269.0657
69 | 2683137.879 | 1201379.1924
70 | 2683075.3823 | 1201401.4253
71 | 2683088.156 | 1201456.273
72 | 2683080.9532 | 1201362.8987
73 | 2683088.5899 | 1201456.8979
74 | 2683083.9886 | 1201363.5858
75 | 2683054.7892 | 1201356.3936
76 | 2683031.091 | 1201350.8796
77 | 2682965.1642 | 1201193.405
78 | 2682241.9144 | 1201031.6064
79 | 2682266.0225 | 1201031.9523
80 | 2682215.5632 | 1201020.9957
81 | 2682405.7273 | 1200632.1182
82 | 2682250.0693 | 1201212.4371
83 | 2682237.5068 | 1201209.056
84 | 2682276.2114 | 1201225.7122
85 | 2682289.1028 | 1201221.0423
86 | 2682276.1489 | 1201266.5656
87 | 2682231.0674 | 1201138.5024
88 | 2682300.1123 | 1201200.4698
89 | 2682277.0972 | 1201299.4021
90 | 2682247.3703 | 1201161.9527
91 | 2682305.4943 | 1201203.4172
92 | 2682281.6918 | 1201180.4343
93 | 2682292.7843 | 1201404.131
94 | 2682258.7753 | 1201168.4091
95 | 2682319.8789 | 1201211.2946
96 | 2682217.0502 | 1201340.971
97 | 2682294.0916 | 1201090.0054
98 | 2682319.9166 | 1201163.6753
99 | 2682305.8321 | 1201089.7786
100 | 2682324.936 | 1201214.064
101 | 2682341.1611 | 1201222.9494
102 | 2682191.5484 | 1201327.0431
103 | 2682169.2831 | 1201321.6907
104 | 2682350.8169 | 1201199.8183
105 | 2682354.9057 | 1201233.7445
106 | 2682351.3844 | 1201194.8169
107 | 2682383.41 | 1201244.5008
108 | 2682385.8064 | 1201247.9249
109 | 2682341.1611 | 1201222.9494

## line_std_types
| c_nf_per_km | r_ohm_per_km | x_ohm_per_km | max_i_ka | type | q_mm2 | alpha | voltage_rating
NAYY 4x50 SE | 210 | 0.642 | 0.083 | 0.142 | cs | 50 | 0.00403 | LV
NAYY 4x120 SE | 264 | 0.225 | 0.08 | 0.242 | cs | 120 | 0.00403 | LV
NAYY 4x150 SE | 261 | 0.208 | 0.08 | 0.27 | cs | 150 | 0.00403 | LV
NA2XS2Y 1x95 RM/25 12/20 kV | 216 | 0.313 | 0.132 | 0.252 | cs | 95 | 0.00403 | MV
NA2XS2Y 1x185 RM/25 12/20 kV | 273 | 0.161 | 0.117 | 0.362 | cs | 185 | 0.00403 | MV
NA2XS2Y 1x240 RM/25 12/20 kV | 304 | 0.122 | 0.112 | 0.421 | cs | 240 | 0.00403 | MV
NA2XS2Y 1x95 RM/25 6/10 kV | 315 | 0.313 | 0.123 | 0.249 | cs | 95 | 0.00403 | MV
NA2XS2Y 1x185 RM/25 6/10 kV | 406 | 0.161 | 0.11 | 0.358 | cs | 185 | 0.00403 | MV
NA2XS2Y 1x240 RM/25 6/10 kV | 456 | 0.122 | 0.105 | 0.416 | cs | 240 | 0.00403 | MV
NA2XS2Y 1x150 RM/25 12/20 kV | 250 | 0.206 | 0.116 | 0.319 | cs | 150 | 0.00403 | MV
NA2XS2Y 1x120 RM/25 12/20 kV | 230 | 0.253 | 0.119 | 0.283 | cs | 120 | 0.00403 | MV
NA2XS2Y 1x70 RM/25 12/20 kV | 190 | 0.443 | 0.132 | 0.22 | cs | 70 | 0.00403 | MV
NA2XS2Y 1x150 RM/25 6/10 kV | 360 | 0.206 | 0.11 | 0.315 | cs | 150 | 0.00403 | MV
NA2XS2Y 1x120 RM/25 6/10 kV | 340 | 0.253 | 0.113 | 0.28 | cs | 120 | 0.00403 | MV
NA2XS2Y 1x70 RM/25 6/10 kV | 280 | 0.443 | 0.123 | 0.217 | cs | 70 | 0.00403 | MV
N2XS(FL)2Y 1x120 RM/35 64/110 kV | 112 | 0.153 | 0.166 | 0.366 | cs | 120 | 0.00393 | HV
N2XS(FL)2Y 1x185 RM/35 64/110 kV | 125 | 0.099 | 0.156 | 0.457 | cs | 185 | 0.00393 | HV
N2XS(FL)2Y 1x240 RM/35 64/110 kV | 135 | 0.075 | 0.149 | 0.526 | cs | 240 | 0.00393 | HV
N2XS(FL)2Y 1x300 RM/35 64/110 kV | 144 | 0.06 | 0.144 | 0.588 | cs | 300 | 0.00393 | HV
15-AL1/3-ST1A 0.4 | 11 | 1.8769 | 0.35 | 0.105 | ol | 16 | 0.00403 | LV
24-AL1/4-ST1A 0.4 | 11.25 | 1.2012 | 0.335 | 0.14 | ol | 24 | 0.00403 | LV
48-AL1/8-ST1A 0.4 | 12.2 | 0.5939 | 0.3 | 0.21 | ol | 48 | 0.00403 | LV
94-AL1/15-ST1A 0.4 | 13.2 | 0.306 | 0.29 | 0.35 | ol | 94 | 0.00403 | LV
34-AL1/6-ST1A 10.0 | 9.7 | 0.8342 | 0.36 | 0.17 | ol | 34 | 0.00403 | MV
48-AL1/8-ST1A 10.0 | 10.1 | 0.5939 | 0.35 | 0.21 | ol | 48 | 0.00403 | MV
70-AL1/11-ST1A 10.0 | 10.4 | 0.4132 | 0.339 | 0.29 | ol | 70 | 0.00403 | MV
94-AL1/15-ST1A 10.0 | 10.75 | 0.306 | 0.33 | 0.35 | ol | 94 | 0.00403 | MV
122-AL1/20-ST1A 10.0 | 11.1 | 0.2376 | 0.323 | 0.41 | ol | 122 | 0.00403 | MV
149-AL1/24-ST1A 10.0 | 11.25 | 0.194 | 0.315 | 0.47 | ol | 149 | 0.00403 | MV
34-AL1/6-ST1A 20.0 | 9.15 | 0.8342 | 0.382 | 0.17 | ol | 34 | 0.00403 | MV
48-AL1/8-ST1A 20.0 | 9.5 | 0.5939 | 0.372 | 0.21 | ol | 48 | 0.00403 | MV
70-AL1/11-ST1A 20.0 | 9.7 | 0.4132 | 0.36 | 0.29 | ol | 70 | 0.00403 | MV
94-AL1/15-ST1A 20.0 | 10 | 0.306 | 0.35 | 0.35 | ol | 94 | 0.00403 | MV
122-AL1/20-ST1A 20.0 | 10.3 | 0.2376 | 0.344 | 0.41 | ol | 122 | 0.00403 | MV
149-AL1/24-ST1A 20.0 | 10.5 | 0.194 | 0.337 | 0.47 | ol | 149 | 0.00403 | MV
184-AL1/30-ST1A 20.0 | 10.75 | 0.1571 | 0.33 | 0.535 | ol | 184 | 0.00403 | MV
243-AL1/39-ST1A 20.0 | 11 | 0.1188 | 0.32 | 0.645 | ol | 243 | 0.00403 | MV
48-AL1/8-ST1A 110.0 | 8 | 0.5939 | 0.46 | 0.21 | ol | 48 | 0.00403 | HV
70-AL1/11-ST1A 110.0 | 8.4 | 0.4132 | 0.45 | 0.29 | ol | 70 | 0.00403 | HV
94-AL1/15-ST1A 110.0 | 8.65 | 0.306 | 0.44 | 0.35 | ol | 94 | 0.00403 | HV
122-AL1/20-ST1A 110.0 | 8.5 | 0.2376 | 0.43 | 0.41 | ol | 122 | 0.00403 | HV
149-AL1/24-ST1A 110.0 | 8.75 | 0.194 | 0.41 | 0.47 | ol | 149 | 0.00403 | HV
184-AL1/30-ST1A 110.0 | 8.8 | 0.1571 | 0.4 | 0.535 | ol | 184 | 0.00403 | HV
243-AL1/39-ST1A 110.0 | 9 | 0.1188 | 0.39 | 0.645 | ol | 243 | 0.00403 | HV
305-AL1/39-ST1A 110.0 | 9.2 | 0.0949 | 0.38 | 0.74 | ol | 305 | 0.00403 | HV
490-AL1/64-ST1A 110.0 | 9.75 | 0.059 | 0.37 | 0.96 | ol | 490 | 0.00403 | HV
679-AL1/86-ST1A 110.0 | 9.95 | 0.042 | 0.36 | 1.15 | ol | 679 | 0.00403 | HV
490-AL1/64-ST1A 220.0 | 10 | 0.059 | 0.285 | 0.96 | ol | 490 | 0.00403 | HV
679-AL1/86-ST1A 220.0 | 11.7 | 0.042 | 0.275 | 1.15 | ol | 679 | 0.00403 | HV
490-AL1/64-ST1A 380.0 | 11 | 0.059 | 0.253 | 0.96 | ol | 490 | 0.00403 | HV
679-AL1/86-ST1A 380.0 | 14.6 | 0.042 | 0.25 | 1.15 | ol | 679 | 0.00403 | HV

## trafo_std_types
| i0_percent | pfe_kw | vkr_percent | sn_mva | vn_lv_kv | vn_hv_kv | vk_percent | shift_degree | vector_group | tap_side | tap_neutral | tap_min | tap_max | tap_step_degree | tap_step_percent | tap_phase_shifter
160 MVA 380/110 kV | 0.06 | 60 | 0.25 | 160 | 110 | 380 | 12.2 | 0 | Yy0 | hv | 0 | -9 | 9 | 0 | 1.5 | FALSE
100 MVA 220/110 kV | 0.06 | 55 | 0.26 | 100 | 110 | 220 | 12 | 0 | Yy0 | hv | 0 | -9 | 9 | 0 | 1.5 | FALSE
63 MVA 110/20 kV | 0.04 | 22 | 0.32 | 63 | 20 | 110 | 18 | 150 | YNd5 | hv | 0 | -9 | 9 | 0 | 1.5 | FALSE
40 MVA 110/20 kV | 0.05 | 18 | 0.34 | 40 | 20 | 110 | 16.2 | 150 | YNd5 | hv | 0 | -9 | 9 | 0 | 1.5 | FALSE
25 MVA 110/20 kV | 0.07 | 14 | 0.41 | 25 | 20 | 110 | 12 | 150 | YNd5 | hv | 0 | -9 | 9 | 0 | 1.5 | FALSE
63 MVA 110/10 kV | 0.04 | 22 | 0.32 | 63 | 10 | 110 | 18 | 150 | YNd5 | hv | 0 | -9 | 9 | 0 | 1.5 | FALSE
40 MVA 110/10 kV | 0.05 | 18 | 0.34 | 40 | 10 | 110 | 16.2 | 150 | YNd5 | hv | 0 | -9 | 9 | 0 | 1.5 | FALSE
25 MVA 110/10 kV | 0.07 | 14 | 0.41 | 25 | 10 | 110 | 12 | 150 | YNd5 | hv | 0 | -9 | 9 | 0 | 1.5 | FALSE
0.25 MVA 20/0.4 kV | 0.32 | 0.8 | 1.44 | 0.25 | 0.4 | 20 | 6 | 150 | Yzn5 | hv | 0 | -2 | 2 | 0 | 2.5 | FALSE
0.4 MVA 20/0.4 kV | 0.3375 | 1.35 | 1.425 | 0.4 | 0.4 | 20 | 6 | 150 | Dyn5 | hv | 0 | -2 | 2 | 0 | 2.5 | FALSE
0.63 MVA 20/0.4 kV | 0.2619 | 1.65 | 1.206 | 0.63 | 0.4 | 20 | 6 | 150 | Dyn5 | hv | 0 | -2 | 2 | 0 | 2.5 | FALSE
0.25 MVA 10/0.4 kV | 0.24 | 0.6 | 1.2 | 0.25 | 0.4 | 10 | 4 | 150 | Dyn5 | hv | 0 | -2 | 2 | 0 | 2.5 | FALSE
0.4 MVA 10/0.4 kV | 0.2375 | 0.95 | 1.325 | 0.4 | 0.4 | 10 | 4 | 150 | Dyn5 | hv | 0 | -2 | 2 | 0 | 2.5 | FALSE
0.63 MVA 10/0.4 kV | 0.1873 | 1.18 | 1.0794 | 0.63 | 0.4 | 10 | 4 | 150 | Dyn5 | hv | 0 | -2 | 2 | 0 | 2.5 | FALSE

## trafo3w_std_types
| sn_hv_mva | sn_mv_mva | sn_lv_mva | vn_hv_kv | vn_mv_kv | vn_lv_kv | vk_hv_percent | vk_mv_percent | vk_lv_percent | vkr_hv_percent | vkr_mv_percent | vkr_lv_percent | pfe_kw | i0_percent | shift_mv_degree | shift_lv_degree | vector_group | tap_side | tap_neutral | tap_min | tap_max | tap_step_percent
63/25/38 MVA 110/20/10 kV | 63 | 25 | 38 | 110 | 20 | 10 | 10.4 | 10.4 | 10.4 | 0.28 | 0.32 | 0.35 | 35 | 0.89 | 0 | 0 | YN0yn0yn0 | hv | 0 | -10 | 10 | 1.2
63/25/38 MVA 110/10/10 kV | 63 | 25 | 38 | 110 | 10 | 10 | 10.4 | 10.4 | 10.4 | 0.28 | 0.32 | 0.35 | 35 | 0.89 | 0 | 0 | YN0yn0yn0 | hv | 0 | -10 | 10 | 1.2

## fuse_std_types
| fuse_type | i_rated_a | t_avg | t_min | t_total | x_avg | x_min | x_total
HV 100A | HV 100A | 100 | 0 | [10.0, 3.64, 0.854, 0.281, 0.1, 0.0531, 0.022, 0.01] | [10.0, 4.267, 1.21, 0.403, 0.1, 0.058, 0.022, 0.01] | 0 | [300.0, 350.0, 450.0, 550.0, 700.0, 850.0, 1200.0, 1752.0] | [600.0, 700.0, 900.0, 1150.0, 1665.0, 2000.0, 3000.0, 4313.0]
HV 10A | HV 10A | 10 | 0 | [10.0, 1675.0, 0.344, 0.156, 0.1, 0.0417, 0.0171, 0.01] | [10.0, 1.3, 0.3, 0.155, 0.1, 0.0555, 0.023, 0.01] | 0 | [30.0, 32.0, 35.0, 37.0, 39.0, 50.0, 70.0, 88.0] | [60.0, 70.0, 80.0, 87.0, 94.0, 110.0, 150.0, 216.0]
HV 125A | HV 125A | 125 | 0 | [10.0, 1.82, 0.344, 0.1, 0.0467, 0.0269, 0.01] | [10.0, 2.478, 0.426, 0.1, 0.0427, 0.0211, 0.01] | 0 | [375.0, 500.0, 700.0, 925.0, 1200.0, 1500.0, 2341.0] | [750.0, 1000.0, 1500.0, 2200.0, 3000.0, 4000.0, 5765.0]
HV 160A | HV 160A | 160 | 0 | [10.0, 4.15, 1.03, 0.198, 0.1, 0.051, 0.0172, 0.01] | [10.0, 2.3, 0.734, 0.274, 0.1, 0.046, 0.0177, 0.01] | 0 | [480.0, 550.0, 700.0, 1000.0, 1260.0, 1600.0, 2500.0, 3227.0] | [960.0, 1300.0, 1700.0, 2200.0, 2996.0, 4000.0, 6000.0, 7946.0]
HV 16A | HV 16A | 16 | 0 | [10.0, 0.352, 0.164, 0.1, 0.0649, 0.0342, 0.01] | [10.0, 2.34, 0.722, 0.181, 0.1, 0.055, 0.0296, 0.01] | 0 | [48.0, 60.0, 65.0, 71.0, 80.0, 100.0, 162.0] | [96.0, 110.0, 125.0, 150.0, 168.0, 200.0, 250.0, 398.0]
HV 200A | HV 200A | 200 | 0 | [10.0, 4.267, 1.21, 0.403, 0.1, 0.058, 0.022, 0.01] | [10.0, 3.73, 1.654, 0.328, 0.1, 0.0531, 0.019, 0.01] | 0 | [600.0, 700.0, 900.0, 1150.0, 1665.0, 2000.0, 3000.0, 4313.0] | [1200.0, 1500.0, 1800.0, 2700.0, 3960.0, 5000.0, 7500.0, 10620.0]
HV 20A | HV 20A | 20 | 0 | [10.0, 1.3, 0.3, 0.155, 0.1, 0.0555, 0.023, 0.01] | [10.0, 1.3, 0.161, 0.1, 0.0611, 0.0399, 0.0141, 0.01] | 0 | [60.0, 70.0, 80.0, 87.0, 94.0, 110.0, 150.0, 216.0] | [120.0, 150.0, 200.0, 223.0, 260.0, 300.0, 450.0, 532.0]
HV 25A | HV 25A | 25 | 0 | [10.0, 2.512, 0.833, 0.299, 0.1, 0.0372, 0.0223, 0.01] | [10.0, 3.125, 0.597, 0.198, 0.1, 0.0378, 0.022, 0.01] | 0 | [75.0, 82.0, 90.0, 100.0, 124.0, 170.0, 200.0, 289.0] | [150.0, 170.0, 210.0, 250.0, 294.0, 400.0, 500.0, 711.0]
HV 31.5A | HV 31.5A | 31.5 | 0 | [10.0, 2.34, 0.722, 0.181, 0.1, 0.055, 0.0296, 0.01] | [10.0, 2.84, 0.368, 0.164, 0.1, 0.0621, 0.0378, 0.0195, 0.01] | 0 | [95.0, 110.0, 125.0, 150.0, 165.0, 200.0, 250.0, 390.0] | [189.0, 220.0, 300.0, 350.0, 393.0, 450.0, 530.0, 700.0, 960.0]
HV 40A | HV 40A | 40 | 0 | [10.0, 1.3, 0.161, 0.1, 0.0611, 0.0399, 0.0141, 0.01] | [10.0, 2.05, 0.369, 0.198, 0.1, 0.051, 0.0298, 0.01] | 0 | [120.0, 150.0, 200.0, 223.0, 260.0, 300.0, 450.0, 532.0] | [240.0, 300.0, 400.0, 450.0, 530.0, 650.0, 800.0, 1311.0]
HV 50A | HV 50A | 50 | 0 | [10.0, 3.215, 0.597, 0.198, 0.1, 0.0378, 0.022, 0.01] | [10.0, 3.64, 0.854, 0.281, 0.1, 0.0531, 0.022, 0.01] | 0 | [150.0, 170.0, 210.0, 250.0, 294.0, 400.0, 500.0, 711.0] | [300.0, 350.0, 450.0, 550.0, 700.0, 850.0, 1200.0, 1752.0]
HV 6.3A | HV 6.3A | 6.3 | 0 | [10.0, 1.39, 0.344, 0.168, 0.1, 0.056, 0.0263, 0.01] | [10.0, 1.711, 0.516, 0.198, 0.1, 0.0634, 0.0303, 0.01] | 0 | [19.0, 19.5, 20.4, 20.8, 22.0, 25.0, 32.0, 48.0] | [38.0, 40.0, 43.0, 48.0, 53.0, 60.0, 75.0, 118.0]
HV 63A | HV 63A | 63 | 0 | [10.0, 2.84, 0.368, 0.164, 0.1, 0.0621, 0.0378, 0.0195, 0.01] | [10.0, 1.82, 0.344, 0.1, 0.0467, 0.0269, 0.01] | 0 | [189.0, 220.0, 300.0, 350.0, 393.0, 450.0, 530.0, 700.0, 961.0] | [378.0, 500.0, 700.0, 934.0, 1200.0, 1500.0, 2366.0]
HV 80A | HV 80A | 80 | 0 | [10.0, 2.05, 0.369, 0.198, 0.1, 0.051, 0.0298, 0.01] | [10.0, 4.15, 1.03, 0.198, 0.1, 0.051, 0.0172, 0.01] | 0 | [240.0, 300.0, 400.0, 450.0, 530.0, 650.0, 800.0, 1311.0] | [480.0, 550.0, 700.0, 1000.0, 1260.0, 1600.0, 2500.0, 3227.0]
Siemens NH-1-100 | Siemens NH-1-100 | 100 | [5400.0, 2000.0, 400.0, 20.0, 1.0, 0.2, 0.012, 0.004] | 0 | 0 | [150.0, 190.0, 250.0, 430.0, 900.0, 1250.0, 2700.0, 3600.0] | 0 | 0
Siemens NH-1-125 | Siemens NH-1-125 | 125 | [4800.0, 120.0, 7.0, 0.1, 0.004] | 0 | 0 | [180.0, 400.0, 740.0, 2000.0, 4250.0] | 0 | 0
Siemens NH-1-16 | Siemens NH-1-16 | 16 | [4000.0, 400.0, 2.0, 0.1, 0.04, 0.01] | 0 | 0 | [26.0, 35.0, 75.0, 150.0, 200.0, 300.0] | 0 | 0
Siemens NH-1-160 | Siemens NH-1-160 | 160 | [4800.0, 120.0, 7.0, 0.1, 0.004] | 0 | 0 | [210.0, 500.0, 900.0, 2300.0, 5000.0] | 0 | 0
Siemens NH-1-25 | Siemens NH-1-25 | 25 | [4000.0, 1000.0, 10.0, 0.2, 0.02, 0.01] | 0 | 0 | [40.0, 50.0, 100.0, 210.0, 400.0, 500.0] | 0 | 0
Siemens NH-1-50 | Siemens NH-1-50 | 50 | [4000.0, 40.0, 4.0, 1.0, 0.02, 0.01] | 0 | 0 | [86.0, 200.0, 300.0, 400.0, 1000.0, 1280.0] | 0 | 0
Siemens NH-1-63 | Siemens NH-1-63 | 63 | [4000.0, 100.0, 10.0, 2.0, 0.04, 0.01] | 0 | 0 | [100.0, 200.0, 300.0, 400.0, 1000.0, 1500.0] | 0 | 0
Siemens NH-1-80 | Siemens NH-1-80 | 80 | [4800.0, 120.0, 7.0, 0.1, 0.01] | 0 | 0 | [150.58, 250.0, 450.0, 1150.0, 2470.0] | 0 | 0
Siemens NH-2-1000 | Siemens NH-2-1000 | 1000 | [4800.0, 120.0, 7.0, 0.1, 0.004] | 0 | 0 | [1900.0, 3500.0, 8400.0, 24000.0, 52000.0] | 0 | 0
Siemens NH-2-200 | Siemens NH-2-200 | 200 | [4800.0, 120.0, 7.0, 0.1, 0.004] | 0 | 0 | [280.0, 650.0, 1200.0, 3000.0, 7000.0] | 0 | 0
Siemens NH-2-224 | Siemens NH-2-224 | 224 | [4800.0, 120.0, 7.0, 0.2, 0.04, 0.004] | 0 | 0 | [400.0, 750.0, 1453.0, 3025.0, 4315.0, 7600.0] | 0 | 0
Siemens NH-2-250 | Siemens NH-2-250 | 250 | [4800.0, 120.0, 7.0, 0.1, 0.004] | 0 | 0 | [450.0, 800.0, 1650.0, 4000.0, 8500.0] | 0 | 0
Siemens NH-2-315 | Siemens NH-2-315 | 315 | [4800.0, 120.0, 7.0, 0.1, 0.004] | 0 | 0 | [550.0, 920.0, 1900.0, 5000.0, 11000.0] | 0 | 0
Siemens NH-2-355 | Siemens NH-2-355 | 355 | [4800.0, 120.0, 6.0, 0.1, 0.004] | 0 | 0 | [650.0, 1116.27, 2350.0, 5840.0, 12790.0] | 0 | 0
Siemens NH-2-400 | Siemens NH-2-400 | 400 | [4800.0, 120.0, 7.0, 0.1, 0.004] | 0 | 0 | [720.0, 1350.0, 2800.0, 6500.0, 15000.0] | 0 | 0
Siemens NH-2-425 | Siemens NH-2-425 | 425 | [4800.0, 120.0, 7.0, 0.1, 0.004] | 0 | 0 | [850.0, 1500.0, 3050.0, 7500.0, 16500.0] | 0 | 0
Siemens NH-2-630 | Siemens NH-2-630 | 630 | [4800.0, 120.0, 7.0, 0.1, 0.004] | 0 | 0 | [1200.0, 2000.0, 4800.0, 12000.0, 26000.0] | 0 | 0

## res_bus
| vm_pu | va_degree | p_mw | q_mvar
0 | 0.97133 | -0.20285 | 0.00088892 | 0.00022278
1 | 0.97133 | -0.20288 | 0.0013195 | 0.00033069
2 | 0.97155 | -0.20131 | 0 | 0
3 | 0.97162 | -0.20079 | 0 | 0
4 | 0.97146 | -0.20195 | 0.0009808 | 0.00024581
5 | 0.97942 | -0.14471 | 0 | 0
6 | 0.97972 | -0.14259 | 0.00056083 | 0.00014056
7 | 0.97928 | -0.14571 | 0.00041119 | 0.00010305
8 | 0.97152 | -0.20149 | 0.00069543 | 0.00017429
9 | 0.9718 | -0.19945 | 0.00095756 | 0.00023999
10 | 0.9713 | -0.20308 | 0.0019558 | 0.00049016
11 | 0.97884 | -0.14887 | 0.00031268 | 7.8364e-05
12 | 0.97641 | -0.16627 | 0.00034322 | 8.6019e-05
13 | 0.97146 | -0.20193 | 0.0016824 | 0.00042166
14 | 0.97287 | -0.19174 | 0 | 0
15 | 0.97129 | -0.20316 | 0.0011748 | 0.00029442
16 | 0.97262 | -0.19358 | 0 | 0
17 | 0.97435 | -0.18107 | 0.00057664 | 0.00014452
18 | 0.97849 | -0.15123 | 0.002592 | 0.00064961
19 | 0.9791 | -0.14685 | 0.0028831 | 0.00072256
20 | 0.97809 | -0.15407 | 0 | 0
21 | 0.97985 | -0.1415 | 0.0010323 | 0.00025871
22 | 0.97709 | -0.16127 | 0.0030742 | 0.00077046
23 | 0.98585 | -0.099011 | 0 | 0
24 | 0.98503 | -0.10492 | 0.00089345 | 0.00022392
25 | 1 | 0 | -0.21426 | -0.053922
26 | 0.98466 | -0.10745 | 0 | 0
27 | 0.98026 | -0.13854 | 0 | 0
28 | 0.97707 | -0.16138 | 0.0035147 | 0.00088086
29 | 0.97971 | -0.14249 | 0 | 0
30 | 0.9801 | -0.13973 | 0.0028553 | 0.0007156
31 | 0.98115 | -0.13222 | 0.0035862 | 0.00089878
32 | 0.9793 | -0.1454 | 0 | 0
33 | 0.97949 | -0.14408 | 0.003889 | 0.00097466
34 | 0.97976 | -0.14214 | 0 | 0
35 | 0.98295 | -0.11933 | 0 | 0
36 | 0.98398 | -0.11243 | 0.00066203 | 0.00016592
37 | 0.98441 | -0.10933 | 0 | 0
38 | 0.98389 | -0.11309 | 0.0014032 | 0.00035168
39 | 0.98463 | -0.10776 | 0.00026717 | 6.696e-05
40 | 0.98466 | -0.10752 | 0.00064244 | 0.00016101
41 | 0.97383 | -0.18481 | 0.00055299 | 0.00013859
42 | 0.97679 | -0.16355 | 0.00066016 | 0.00016545
43 | 0.97376 | -0.18535 | 0.00054661 | 0.00013699
44 | 0.97257 | -0.19391 | 0.00087545 | 0.00021941
45 | 0.97484 | -0.17756 | 0.0010197 | 0.00025555
46 | 0.97252 | -0.19429 | 0.00067399 | 0.00016892
47 | 0.97533 | -0.17406 | 0.00059859 | 0.00015002
48 | 0.97973 | -0.14252 | 0 | 0
49 | 0.97776 | -0.1566 | 0.0034389 | 0.00086186
50 | 0.98063 | -0.13606 | 0.00055821 | 0.0001399
51 | 0.97078 | -0.20687 | 0.00078243 | 0.0001961
52 | 0.97052 | -0.20874 | 0.0012167 | 0.00030492
53 | 0.97086 | -0.20628 | 0.0012968 | 0.00032501
54 | 0.97039 | -0.20963 | 0.00089375 | 0.000224
55 | 0.97105 | -0.20492 | 0.00071063 | 0.0001781
56 | 0.97038 | -0.2097 | 0.00070329 | 0.00017626
57 | 0.97163 | -0.20074 | 0 | 0
58 | 0.97035 | -0.20993 | 0.0008349 | 0.00020925
59 | 0.97144 | -0.20212 | 0 | 0
60 | 0.97259 | -0.19379 | 0 | 0
61 | 0.97136 | -0.20267 | 0.0011038 | 0.00027664
62 | 0.97252 | -0.19428 | 0.001195 | 0.0002995
63 | 0.97348 | -0.18736 | 0.0041051 | 0.0010288
64 | 0.98401 | -0.11222 | 0.00047156 | 0.00011819
65 | 0.9839 | -0.11301 | 0.00053052 | 0.00013296
66 | 0.98423 | -0.11065 | 0 | 0
67 | 0.9758 | -0.17071 | 0.00054627 | 0.00013691
68 | 0.97576 | -0.17095 | 0.0036179 | 0.00090673
69 | 0.98085 | -0.13451 | 0.0013928 | 0.00034907
70 | 0.9816 | -0.12919 | 0.006192 | 0.0015519
71 | 0.98155 | -0.12952 | 0.00031461 | 7.8848e-05
72 | 0.98198 | -0.12645 | 0 | 0
73 | 0.98155 | -0.12952 | 0.00022776 | 5.7082e-05
74 | 0.98192 | -0.12687 | 0 | 0
75 | 0.98259 | -0.12216 | 0.0015354 | 0.0003848
76 | 0.98315 | -0.11816 | 0.0015355 | 0.00038484
77 | 0.98444 | -0.10909 | 0 | 0
78 | 0.97969 | -0.14268 | 0.0013341 | 0.00033437
79 | 0.97972 | -0.14246 | 0.0010406 | 0.00026079
80 | 0.97961 | -0.14324 | 0.001876 | 0.00047016
81 | 0.97953 | -0.1439 | 0.00030611 | 7.6719e-05
82 | 0.98419 | -0.11054 | 0.018044 | 0.0045222
83 | 0.98405 | -0.11148 | 0.0069844 | 0.0017504
84 | 0.98528 | -0.1028 | 0 | 0
85 | 0.9869 | -0.091316 | 0.0029444 | 0.00073795
86 | 0.98184 | -0.12718 | 0.022001 | 0.0055141
87 | 0.98408 | -0.11132 | 0.0020889 | 0.00052352
88 | 0.98995 | -0.069852 | 0 | 0
89 | 0.98016 | -0.1391 | 0.015923 | 0.0039907
90 | 0.9857 | -0.099853 | 0.0015423 | 0.00038653
91 | 0.99053 | -0.065791 | 0.0019061 | 0.00047773
92 | 0.98807 | -0.083086 | 0.0028804 | 0.0007219
93 | 0.97721 | -0.16015 | 0 | 0
94 | 0.98647 | -0.094414 | 0.0024088 | 0.0006037
95 | 0.99158 | -0.05846 | 0.0018506 | 0.00046381
96 | 0.97453 | -0.17934 | 0.012364 | 0.0030986
97 | 0.97846 | -0.15147 | 0.0028818 | 0.00072225
98 | 0.97928 | -0.14558 | 0.0020862 | 0.00052285
99 | 0.97839 | -0.15191 | 0.0036377 | 0.0009117
100 | 0.99195 | -0.055851 | 0.0059076 | 0.0014806
101 | 0.9932 | -0.047122 | 0 | 0
102 | 0.97427 | -0.18124 | 0.0026037 | 0.00065255
103 | 0.97415 | -0.18209 | 0.0035282 | 0.00088426
104 | 0.99299 | -0.048623 | 0.0020156 | 0.00050515
105 | 0.99443 | -0.038568 | 0.0035743 | 0.00089581
106 | 0.99296 | -0.048804 | 0.0035568 | 0.00089142
107 | 0.99683 | -0.021888 | 0.0042206 | 0.0010578
108 | 0.99714 | -0.019746 | 0.002749 | 0.00068897
109 | 0.99998 | 149.9947 | 0 | 0

## res_line
| p_from_mw | q_from_mvar | p_to_mw | q_to_mvar | pl_mw | ql_mvar | i_from_ka | i_to_ka | i_ka | vm_from_pu | va_from_degree | vm_to_pu | va_to_degree | loading_percent
0 | 0.0013195 | 0.00033067 | -0.0013195 | -0.00033069 | 4.8948e-09 | -2.1881e-08 | 0.0020214 | 0.0020214 | 0.0020214 | 0.97133 | -0.20285 | 0.97133 | -0.20288 | 0.74865
1 | -0.0022084 | -0.00055346 | 0.0022089 | 0.00055282 | 4.6974e-07 | -6.3369e-07 | 0.0033831 | 0.0033828 | 0.0033831 | 0.97133 | -0.20285 | 0.97155 | -0.20131 | 1.253
2 | -0.0063211 | -0.0015829 | 0.0063215 | 0.001583 | 4.5913e-07 | 7.9359e-08 | 0.0096809 | 0.0096808 | 0.0096809 | 0.97155 | -0.20131 | 0.97162 | -0.20079 | 3.5855
3 | 0.0041122 | 0.00103 | -0.0041118 | -0.0010301 | 3.6307e-07 | -4.1989e-08 | 0.006298 | 0.0062981 | 0.0062981 | 0.97155 | -0.20131 | 0.97146 | -0.20195 | 2.3326
4 | 0.0023782 | 0.00059542 | -0.002378 | -0.00059568 | 2.3083e-07 | -2.5659e-07 | 0.0036419 | 0.0036421 | 0.0036421 | 0.97162 | -0.20079 | 0.97152 | -0.20149 | 1.3489
5 | -0.0086997 | -0.0021784 | 0.0087013 | 0.0021788 | 1.6088e-06 | 4.3883e-07 | 0.013323 | 0.013323 | 0.013323 | 0.97162 | -0.20079 | 0.9718 | -0.19945 | 4.9344
6 | 0.003131 | 0.00078428 | -0.0031305 | -0.00078451 | 4.8918e-07 | -2.3379e-07 | 0.0047958 | 0.0047959 | 0.0047959 | 0.97146 | -0.20195 | 0.9713 | -0.20308 | 1.7763
7 | -0.018745 | -0.0046966 | 0.01875 | 0.0046975 | 5.5083e-06 | 8.8536e-07 | 0.028478 | 0.028478 | 0.028478 | 0.97942 | -0.14471 | 0.97972 | -0.14259 | 3.5158
8 | 0.018745 | 0.0046966 | -0.018742 | -0.0046962 | 2.5934e-06 | 4.1712e-07 | 0.028478 | 0.028478 | 0.028478 | 0.97942 | -0.14471 | 0.97928 | -0.14571 | 3.5158
9 | -0.019311 | -0.004838 | 0.019311 | 0.004838 | 1.7692e-07 | 3.0691e-08 | 0.029329 | 0.029329 | 0.029329 | 0.97972 | -0.14259 | 0.97973 | -0.14252 | 3.6209
10 | 0.018331 | 0.0045931 | -0.018323 | -0.0045919 | 8.0118e-06 | 1.2084e-06 | 0.027854 | 0.027854 | 0.027854 | 0.97928 | -0.14571 | 0.97884 | -0.14887 | 3.4388
11 | 0.0016825 | 0.00042139 | -0.0016824 | -0.00042166 | 1.0301e-07 | -2.6818e-07 | 0.0025769 | 0.002577 | 0.002577 | 0.97152 | -0.20149 | 0.97146 | -0.20193 | 0.95446
12 | -0.0096589 | -0.0024188 | 0.0096692 | 0.0024218 | 1.0295e-05 | 3.0239e-06 | 0.014789 | 0.014789 | 0.014789 | 0.9718 | -0.19945 | 0.97287 | -0.19174 | 5.4774
13 | 0.0011748 | 0.00029435 | -0.0011748 | -0.00029442 | 1.2735e-08 | -7.3087e-08 | 0.0017997 | 0.0017997 | 0.0017997 | 0.9713 | -0.20308 | 0.97129 | -0.20316 | 0.66657
14 | 0.01801 | 0.0045135 | -0.017967 | -0.0045015 | 4.3313e-05 | 1.2015e-05 | 0.027379 | 0.027381 | 0.027381 | 0.97884 | -0.14887 | 0.97641 | -0.16627 | 5.0705
15 | 0.0041668 | 0.0010433 | -0.0041643 | -0.0010436 | 2.5558e-06 | -2.8671e-07 | 0.0063497 | 0.0063502 | 0.0063502 | 0.97641 | -0.16627 | 0.9758 | -0.17071 | 2.3519
16 | 0.013457 | 0.0033722 | -0.013443 | -0.0033673 | 1.45e-05 | 4.8865e-06 | 0.020508 | 0.020508 | 0.020508 | 0.97641 | -0.16627 | 0.97533 | -0.17406 | 7.5956
17 | 0.0015499 | 0.00038622 | -0.0015495 | -0.00038745 | 3.9187e-07 | -1.2371e-06 | 0.0023698 | 0.0023703 | 0.0023703 | 0.97287 | -0.19174 | 0.97262 | -0.19358 | 0.8779
18 | -0.011219 | -0.002808 | 0.011236 | 0.0028133 | 1.6554e-05 | 5.2463e-06 | 0.017158 | 0.017158 | 0.017158 | 0.97287 | -0.19174 | 0.97435 | -0.18107 | 6.355
19 | 0.0015495 | 0.00038745 | -0.0015495 | -0.00038767 | 6.9079e-08 | -2.1795e-07 | 0.0023703 | 0.0023704 | 0.0023704 | 0.97262 | -0.19358 | 0.97257 | -0.19391 | 0.87793
20 | -0.011812 | -0.0029578 | 0.011818 | 0.0029597 | 5.7298e-06 | 1.8521e-06 | 0.018039 | 0.018039 | 0.018039 | 0.97435 | -0.18107 | 0.97484 | -0.17756 | 6.681
21 | -0.00919 | -0.0023026 | 0.0091956 | 0.0023042 | 5.5772e-06 | 1.5699e-06 | 0.013975 | 0.013975 | 0.013975 | 0.97849 | -0.15123 | 0.9791 | -0.14685 | 5.176
22 | 0.0065981 | 0.001653 | -0.0065955 | -0.0016525 | 2.5955e-06 | 4.7953e-07 | 0.010034 | 0.010034 | 0.010034 | 0.97849 | -0.15123 | 0.97809 | -0.15407 | 3.7162
23 | -0.012079 | -0.0030267 | 0.012088 | 0.0030296 | 8.9441e-06 | 2.9047e-06 | 0.018357 | 0.018357 | 0.018357 | 0.9791 | -0.14685 | 0.97985 | -0.1415 | 6.7988
24 | 0.0065955 | 0.0016525 | -0.0065889 | -0.0016513 | 6.5624e-06 | 1.2144e-06 | 0.010034 | 0.010034 | 0.010034 | 0.97809 | -0.15407 | 0.97709 | -0.16127 | 3.7164
25 | -0.01312 | -0.0032883 | 0.013125 | 0.0032901 | 5.3776e-06 | 1.7948e-06 | 0.019924 | 0.019924 | 0.019924 | 0.97985 | -0.1415 | 0.98026 | -0.13854 | 7.3793
26 | 0.0035147 | 0.00088085 | -0.0035147 | -0.00088086 | 5.4262e-08 | -1.7144e-08 | 0.0053526 | 0.0053526 | 0.0053526 | 0.97709 | -0.16127 | 0.97707 | -0.16138 | 1.9825
27 | 0.0038741 | 0.00096528 | -0.0038709 | -0.00096595 | 3.1352e-06 | -6.673e-07 | 0.0058454 | 0.0058461 | 0.0058461 | 0.98585 | -0.099011 | 0.98503 | -0.10492 | 2.1652
28 | -0.054378 | -0.013643 | 0.055134 | 0.013913 | 0.00075657 | 0.00027004 | 0.082082 | 0.082074 | 0.082082 | 0.98585 | -0.099011 | 1 | 0 | 10.1335
29 | 0.050504 | 0.012678 | -0.050444 | -0.012657 | 5.9153e-05 | 2.0882e-05 | 0.076236 | 0.076237 | 0.076237 | 0.98585 | -0.099011 | 0.98466 | -0.10745 | 9.412
30 | 0.0029775 | 0.00074203 | -0.0029764 | -0.00074269 | 1.0634e-06 | -6.6351e-07 | 0.0044964 | 0.0044968 | 0.0044968 | 0.98503 | -0.10492 | 0.98466 | -0.10752 | 1.6655
31 | 0.15833 | 0.040008 | -0.15789 | -0.039841 | 0.00043879 | 0.00016727 | 0.23571 | 0.23571 | 0.23571 | 1 | 0 | 0.99714 | -0.019746 | 29.1
32 | 0.0010028 | 0.00024392 | -0.0010026 | -0.00024577 | 2.165e-07 | -1.8438e-06 | 0.0015128 | 0.0015135 | 0.0015135 | 0.98466 | -0.10745 | 0.98444 | -0.10909 | 0.56054
33 | 0.049442 | 0.012413 | -0.049368 | -0.012387 | 7.3451e-05 | 2.5841e-05 | 0.074724 | 0.074725 | 0.074725 | 0.98466 | -0.10745 | 0.98315 | -0.11816 | 9.2253
34 | 0.012512 | 0.0031346 | -0.012505 | -0.0031323 | 6.8431e-06 | 2.2489e-06 | 0.018992 | 0.018992 | 0.018992 | 0.98026 | -0.13854 | 0.97971 | -0.14249 | 7.0341
35 | 0.0074153 | 0.0018519 | -0.0074141 | -0.0018516 | 1.2182e-06 | 2.7424e-07 | 0.011254 | 0.011254 | 0.011254 | 0.98026 | -0.13854 | 0.9801 | -0.13973 | 4.1681
36 | -0.033052 | -0.0082766 | 0.033081 | 0.0082875 | 2.89e-05 | 1.0883e-05 | 0.05017 | 0.05017 | 0.05017 | 0.98026 | -0.13854 | 0.98115 | -0.13222 | 18.5814
37 | 0.0065278 | 0.0016353 | -0.0065252 | -0.0016349 | 2.6225e-06 | 4.705e-07 | 0.0099145 | 0.0099146 | 0.0099146 | 0.97971 | -0.14249 | 0.9793 | -0.1454 | 3.6721
38 | 0.0059769 | 0.001497 | -0.0059756 | -0.0014968 | 1.3133e-06 | 1.8357e-07 | 0.0090776 | 0.0090777 | 0.0090777 | 0.97971 | -0.14249 | 0.97949 | -0.14408 | 3.3621
39 | 0.0045588 | 0.001136 | -0.0045573 | -0.001136 | 1.4985e-06 | -5.5593e-08 | 0.006919 | 0.0069192 | 0.0069192 | 0.9801 | -0.13973 | 0.97976 | -0.14214 | 2.5627
40 | -0.036667 | -0.0091862 | 0.036733 | 0.009211 | 6.5504e-05 | 2.4764e-05 | 0.055609 | 0.055608 | 0.055609 | 0.98115 | -0.13222 | 0.98295 | -0.11933 | 20.5957
41 | 0.0065252 | 0.0016349 | -0.0065197 | -0.0016339 | 5.4792e-06 | 9.8452e-07 | 0.0099146 | 0.0099151 | 0.0099151 | 0.9793 | -0.1454 | 0.97846 | -0.15147 | 3.6722
42 | 0.0020866 | 0.00052215 | -0.0020862 | -0.00052285 | 4.3263e-07 | -7.0192e-07 | 0.0031697 | 0.00317 | 0.00317 | 0.97949 | -0.14408 | 0.97928 | -0.14558 | 1.1741
43 | 0.0032105 | 0.00080411 | -0.0032103 | -0.00080422 | 2.4027e-07 | -1.1155e-07 | 0.0048758 | 0.0048758 | 0.0048758 | 0.97976 | -0.14214 | 0.97969 | -0.14268 | 1.8059
44 | 0.0013468 | 0.00033194 | -0.0013467 | -0.0003322 | 5.8523e-08 | -2.6032e-07 | 0.0020435 | 0.0020436 | 0.0020436 | 0.97976 | -0.14214 | 0.97972 | -0.14246 | 0.75687
45 | -0.036733 | -0.009211 | 0.036773 | 0.0092264 | 4.0794e-05 | 1.5422e-05 | 0.055608 | 0.055608 | 0.055608 | 0.98295 | -0.11933 | 0.98408 | -0.11132 | 20.5957
46 | -0.0020654 | -0.00051707 | 0.0020663 | 0.00051557 | 8.8026e-07 | -1.4997e-06 | 0.0031232 | 0.0031225 | 0.0031232 | 0.98398 | -0.11243 | 0.98441 | -0.10933 | 1.1567
47 | 0.0014034 | 0.00035115 | -0.0014032 | -0.00035168 | 1.2834e-07 | -5.3069e-07 | 0.002122 | 0.0021222 | 0.0021222 | 0.98398 | -0.11243 | 0.98389 | -0.11309 | 0.78601
48 | -0.0020663 | -0.00051557 | 0.0020667 | 0.00051481 | 4.4535e-07 | -7.5963e-07 | 0.0031225 | 0.0031222 | 0.0031225 | 0.98441 | -0.10933 | 0.98463 | -0.10776 | 1.1565
49 | -0.0023339 | -0.00058177 | 0.002334 | 0.00058168 | 7.4568e-08 | -9.3582e-08 | 0.0035259 | 0.0035259 | 0.0035259 | 0.98463 | -0.10776 | 0.98466 | -0.10752 | 1.3059
50 | -0.013968 | -0.0034971 | 0.014009 | 0.0035111 | 4.112e-05 | 1.401e-05 | 0.021342 | 0.021342 | 0.021342 | 0.97383 | -0.18481 | 0.97679 | -0.16355 | 7.9046
51 | 0.013415 | 0.0033585 | -0.013414 | -0.0033582 | 1.0004e-06 | 3.3729e-07 | 0.020497 | 0.020497 | 0.020497 | 0.97383 | -0.18481 | 0.97376 | -0.18535 | 7.5916
52 | -0.01467 | -0.0036765 | 0.014684 | 0.0036814 | 1.4137e-05 | 4.8688e-06 | 0.022347 | 0.022347 | 0.022347 | 0.97679 | -0.16355 | 0.97776 | -0.1566 | 8.2768
53 | 0.012868 | 0.0032212 | -0.012864 | -0.00322 | 3.5647e-06 | 1.1873e-06 | 0.019662 | 0.019662 | 0.019662 | 0.97376 | -0.18535 | 0.97348 | -0.18736 | 7.2823
54 | 0.00067402 | 0.00016826 | -0.00067399 | -0.00016892 | 3.5718e-08 | -6.5432e-07 | 0.001031 | 0.0010312 | 0.0010312 | 0.97257 | -0.19391 | 0.97252 | -0.19429 | 0.38194
55 | -0.012838 | -0.0032152 | 0.012844 | 0.0032173 | 6.2114e-06 | 2.0656e-06 | 0.019595 | 0.019595 | 0.019595 | 0.97484 | -0.17756 | 0.97533 | -0.17406 | 7.2574
56 | 0.018158 | 0.004556 | -0.018123 | -0.0045433 | 3.5405e-05 | 1.268e-05 | 0.02758 | 0.027581 | 0.027581 | 0.97973 | -0.14252 | 0.97776 | -0.1566 | 10.2151
57 | -0.037469 | -0.009394 | 0.037503 | 0.009405 | 3.3569e-05 | 1.1027e-05 | 0.05691 | 0.056909 | 0.05691 | 0.97973 | -0.14252 | 0.98063 | -0.13606 | 7.0259
58 | -0.038061 | -0.0095449 | 0.038069 | 0.0095476 | 8.1498e-06 | 2.6899e-06 | 0.057756 | 0.057756 | 0.057756 | 0.98063 | -0.13606 | 0.98085 | -0.13451 | 7.1304
59 | 0.0036499 | 0.00091353 | -0.0036489 | -0.00091376 | 9.431e-07 | -2.342e-07 | 0.0055941 | 0.0055944 | 0.0055944 | 0.97078 | -0.20687 | 0.97052 | -0.20874 | 2.072
60 | -0.0044323 | -0.0011096 | 0.0044327 | 0.0011096 | 3.5873e-07 | -1.6052e-08 | 0.0067935 | 0.0067934 | 0.0067935 | 0.97078 | -0.20687 | 0.97086 | -0.20628 | 2.5161
61 | 0.0024323 | 0.00060884 | -0.002432 | -0.00060915 | 2.991e-07 | -3.1086e-07 | 0.003729 | 0.0037291 | 0.0037291 | 0.97052 | -0.20874 | 0.97039 | -0.20963 | 1.3812
62 | -0.0057295 | -0.0014346 | 0.0057306 | 0.0014348 | 1.0829e-06 | 1.3813e-07 | 0.008781 | 0.0087809 | 0.008781 | 0.97086 | -0.20628 | 0.97105 | -0.20492 | 3.2522
63 | 0.0015382 | 0.00038515 | -0.0015382 | -0.0003852 | 1.5607e-08 | -4.9539e-08 | 0.0023586 | 0.0023586 | 0.0023586 | 0.97039 | -0.20963 | 0.97038 | -0.2097 | 0.87357
64 | -0.0064412 | -0.0016129 | 0.0064449 | 0.0016135 | 3.7201e-06 | 6.7326e-07 | 0.0098699 | 0.0098696 | 0.0098699 | 0.97105 | -0.20492 | 0.97163 | -0.20074 | 3.6555
65 | 0.00083493 | 0.00020894 | -0.0008349 | -0.00020925 | 2.5954e-08 | -3.0351e-07 | 0.0012802 | 0.0012803 | 0.0012803 | 0.97038 | -0.2097 | 0.97035 | -0.20993 | 0.47419
66 | 0.0011041 | 0.00027472 | -0.0011039 | -0.00027609 | 2.0921e-07 | -1.3723e-06 | 0.0016902 | 0.0016907 | 0.0016907 | 0.97163 | -0.20074 | 0.97144 | -0.20212 | 0.62619
67 | -0.007549 | -0.0018883 | 0.0075563 | 0.00189 | 7.23e-06 | 1.7058e-06 | 0.01156 | 0.011559 | 0.01156 | 0.97163 | -0.20074 | 0.97259 | -0.19379 | 4.2814
68 | 0.0011039 | 0.00027609 | -0.0011038 | -0.00027664 | 8.4039e-08 | -5.5085e-07 | 0.0016907 | 0.0016909 | 0.0016909 | 0.97144 | -0.20212 | 0.97136 | -0.20267 | 0.62627
69 | 0.0011951 | 0.00029906 | -0.001195 | -0.0002995 | 7.9465e-08 | -4.4214e-07 | 0.0018283 | 0.0018285 | 0.0018285 | 0.97259 | -0.19379 | 0.97252 | -0.19428 | 0.67721
70 | -0.0087514 | -0.002189 | 0.0087591 | 0.0021911 | 7.7739e-06 | 2.1265e-06 | 0.013388 | 0.013387 | 0.013388 | 0.97259 | -0.19379 | 0.97348 | -0.18736 | 4.9584
71 | 0.00053058 | 0.00013116 | -0.00053052 | -0.00013296 | 5.7447e-08 | -1.7959e-06 | 0.00080169 | 0.00080234 | 0.00080234 | 0.98401 | -0.11222 | 0.9839 | -0.11301 | 0.29716
72 | -0.0010021 | -0.00024935 | 0.0010024 | 0.00024754 | 2.1293e-07 | -1.8085e-06 | 0.0015148 | 0.0015141 | 0.0015148 | 0.98401 | -0.11222 | 0.98423 | -0.11065 | 0.56103
73 | -0.0010024 | -0.00024754 | 0.0010026 | 0.00024577 | 2.0868e-07 | -1.7748e-06 | 0.0015141 | 0.0015135 | 0.0015141 | 0.98423 | -0.11065 | 0.98444 | -0.10909 | 0.56079
74 | 0.003618 | 0.00090669 | -0.0036179 | -0.00090673 | 1.2034e-07 | -3.2857e-08 | 0.0055172 | 0.0055172 | 0.0055172 | 0.9758 | -0.17071 | 0.97576 | -0.17095 | 2.0434
75 | -0.039462 | -0.0098967 | 0.039504 | 0.0099106 | 4.1828e-05 | 1.3961e-05 | 0.059869 | 0.059868 | 0.059869 | 0.98085 | -0.13451 | 0.98192 | -0.12687 | 7.3912
76 | 0.0005424 | 0.00013519 | -0.00054237 | -0.00013592 | 2.4754e-08 | -7.3243e-07 | 0.00082195 | 0.00082222 | 0.00082222 | 0.9816 | -0.12919 | 0.98155 | -0.12952 | 0.30453
77 | -0.0067344 | -0.001687 | 0.0067369 | 0.0016875 | 2.5474e-06 | 4.8437e-07 | 0.010208 | 0.010208 | 0.010208 | 0.9816 | -0.12919 | 0.98198 | -0.12645 | 3.7809
78 | 0.00022776 | 5.7073e-05 | -0.00022776 | -5.7082e-05 | 5.6619e-11 | -9.5943e-09 | 0.00034528 | 0.00034528 | 0.00034528 | 0.98155 | -0.12952 | 0.98155 | -0.12952 | 0.12788
79 | 0.039506 | 0.0099114 | -0.039504 | -0.0099106 | 2.3141e-06 | 7.7223e-07 | 0.059868 | 0.059868 | 0.059868 | 0.98198 | -0.12645 | 0.98192 | -0.12687 | 7.3911
80 | -0.046243 | -0.011599 | 0.046271 | 0.011609 | 2.7544e-05 | 9.5698e-06 | 0.070076 | 0.070076 | 0.070076 | 0.98198 | -0.12645 | 0.98259 | -0.12216 | 8.6514
81 | -0.047806 | -0.011993 | 0.047833 | 0.012003 | 2.6529e-05 | 9.2783e-06 | 0.072401 | 0.072401 | 0.072401 | 0.98259 | -0.12216 | 0.98315 | -0.11816 | 8.9384
82 | 0.0018761 | 0.00046985 | -0.001876 | -0.00047016 | 1.469e-07 | -3.0854e-07 | 0.0028494 | 0.0028496 | 0.0028496 | 0.97969 | -0.14268 | 0.97961 | -0.14324 | 1.0554
83 | 0.00030617 | 7.1408e-05 | -0.00030611 | -7.6719e-05 | 5.6919e-08 | -5.3105e-06 | 0.00046317 | 0.00046502 | 0.00046502 | 0.97972 | -0.14246 | 0.97953 | -0.1439 | 0.17223
84 | 0.0069853 | 0.0017506 | -0.0069844 | -0.0017504 | 9.0547e-07 | 1.8296e-07 | 0.010561 | 0.010561 | 0.010561 | 0.98419 | -0.11054 | 0.98405 | -0.11148 | 3.9116
85 | -0.025029 | -0.0062729 | 0.025056 | 0.0062828 | 2.6873e-05 | 9.9531e-06 | 0.037842 | 0.037842 | 0.037842 | 0.98419 | -0.11054 | 0.98528 | -0.1028 | 14.0157
86 | -0.081831 | -0.020555 | 0.081962 | 0.020606 | 0.00013087 | 5.0159e-05 | 0.1236 | 0.1236 | 0.1236 | 0.98528 | -0.1028 | 0.9869 | -0.091316 | 45.7787
87 | 0.056775 | 0.014273 | -0.056583 | -0.014199 | 0.00019216 | 7.3378e-05 | 0.08576 | 0.08576 | 0.08576 | 0.98528 | -0.1028 | 0.98184 | -0.12718 | 31.7631
88 | -0.084906 | -0.021343 | 0.085161 | 0.021441 | 0.00025459 | 9.7599e-05 | 0.12804 | 0.12804 | 0.12804 | 0.9869 | -0.091316 | 0.98995 | -0.069852 | 47.4229
89 | 0.034582 | 0.0086851 | -0.034524 | -0.0086635 | 5.7194e-05 | 2.1576e-05 | 0.052416 | 0.052416 | 0.052416 | 0.98184 | -0.12718 | 0.98016 | -0.1391 | 19.4135
90 | -0.038862 | -0.00975 | 0.038924 | 0.0097734 | 6.1933e-05 | 2.3455e-05 | 0.058767 | 0.058767 | 0.058767 | 0.98408 | -0.11132 | 0.9857 | -0.099853 | 21.7655
91 | -0.1311 | -0.032996 | 0.13117 | 0.033025 | 7.4382e-05 | 2.845e-05 | 0.19711 | 0.19711 | 0.19711 | 0.98995 | -0.069852 | 0.99053 | -0.065791 | 36.5014
92 | 0.045939 | 0.011555 | -0.045854 | -0.011523 | 8.4614e-05 | 3.2179e-05 | 0.069066 | 0.069066 | 0.069066 | 0.98995 | -0.069852 | 0.98807 | -0.083086 | 25.58
93 | 0.018601 | 0.0046728 | -0.018547 | -0.0046533 | 5.4317e-05 | 1.952e-05 | 0.028243 | 0.028244 | 0.028244 | 0.98016 | -0.1391 | 0.97721 | -0.16015 | 10.4606
94 | -0.040467 | -0.01016 | 0.040497 | 0.010172 | 3.0599e-05 | 1.1601e-05 | 0.061095 | 0.061095 | 0.061095 | 0.9857 | -0.099853 | 0.98647 | -0.094414 | 22.6277
95 | -0.13308 | -0.033502 | 0.13322 | 0.033554 | 0.00013641 | 5.1832e-05 | 0.19997 | 0.19997 | 0.19997 | 0.99053 | -0.065791 | 0.99158 | -0.05846 | 24.6878
96 | 0.042974 | 0.010801 | -0.042906 | -0.010775 | 6.7671e-05 | 2.5696e-05 | 0.064728 | 0.064728 | 0.064728 | 0.98807 | -0.083086 | 0.98647 | -0.094414 | 23.9735
97 | 0.018547 | 0.0046533 | -0.018498 | -0.0046356 | 4.926e-05 | 1.771e-05 | 0.028244 | 0.028244 | 0.028244 | 0.97721 | -0.16015 | 0.97453 | -0.17934 | 10.4608
98 | -0.13507 | -0.034018 | 0.13512 | 0.034037 | 4.9298e-05 | 1.8738e-05 | 0.20275 | 0.20275 | 0.20275 | 0.99158 | -0.05846 | 0.99195 | -0.055851 | 25.0306
99 | 0.006134 | 0.0015369 | -0.0061324 | -0.0015367 | 1.6076e-06 | 2.5247e-07 | 0.0093658 | 0.009366 | 0.009366 | 0.97453 | -0.17934 | 0.97427 | -0.18124 | 3.4689
100 | 0.0036379 | 0.00091163 | -0.0036377 | -0.0009117 | 2.2428e-07 | -6.1218e-08 | 0.0055325 | 0.0055325 | 0.0055325 | 0.97846 | -0.15147 | 0.97839 | -0.15191 | 2.0491
101 | -0.14102 | -0.035517 | 0.1412 | 0.035583 | 0.0001723 | 6.5551e-05 | 0.21161 | 0.21161 | 0.21161 | 0.99195 | -0.055851 | 0.9932 | -0.047122 | 26.1247
102 | 0.0055736 | 0.0013966 | -0.0055725 | -0.0013965 | 1.1576e-06 | 1.01e-07 | 0.0083503 | 0.0083505 | 0.0083505 | 0.9932 | -0.047122 | 0.99299 | -0.048623 | 3.0928
103 | -0.14677 | -0.036979 | 0.14695 | 0.037046 | 0.00017588 | 6.6967e-05 | 0.21996 | 0.21996 | 0.21996 | 0.9932 | -0.047122 | 0.99443 | -0.038568 | 27.1555
104 | 0.0035287 | 0.00088413 | -0.0035282 | -0.00088426 | 4.1648e-07 | -1.2594e-07 | 0.0053893 | 0.0053894 | 0.0053894 | 0.97427 | -0.18124 | 0.97415 | -0.18209 | 1.9961
105 | 0.0035569 | 0.00089139 | -0.0035568 | -0.00089142 | 8.9231e-08 | -3.0791e-08 | 0.0053301 | 0.0053301 | 0.0053301 | 0.99299 | -0.048623 | 0.99296 | -0.048804 | 1.9741
106 | -0.15052 | -0.037942 | 0.15087 | 0.038076 | 0.00035245 | 0.00013425 | 0.22531 | 0.22531 | 0.22531 | 0.99443 | -0.038568 | 0.99683 | -0.021888 | 27.8158
107 | -0.15509 | -0.039134 | 0.15514 | 0.039152 | 4.6631e-05 | 1.7772e-05 | 0.23161 | 0.23161 | 0.23161 | 0.99683 | -0.021888 | 0.99714 | -0.019746 | 28.5936

## res_trafo
| p_hv_mw | q_hv_mvar | p_lv_mw | q_lv_mvar | pl_mw | ql_mvar | i_hv_ka | i_lv_ka | vm_hv_pu | va_hv_degree | vm_lv_pu | va_lv_degree | loading_percent
0 | 2.5187e-16 | 8.8016e-16 | 0.00079998 | 7.4552e-08 | 0.00079998 | 7.4552e-08 | 2.6429e-17 | 0.0011547 | 0.99998 | 149.9947 | 1 | 0 | 0.31999

## res_ext_grid
| p_mw | q_mvar
0 | 0.21645 | 0.054471

## res_load
| p_mw | q_mvar
0 | 0.00088892 | 0.00022278
1 | 0.0013195 | 0.00033069
2 | 0.0009808 | 0.00024581
3 | 0.00056083 | 0.00014056
4 | 0.00041119 | 0.00010305
5 | 0.00069543 | 0.00017429
6 | 0.00095756 | 0.00023999
7 | 0.0019558 | 0.00049016
8 | 0.00031268 | 7.8364e-05
9 | 0.00034322 | 8.6019e-05
10 | 0.0016824 | 0.00042166
11 | 0.0011748 | 0.00029442
12 | 0.00057664 | 0.00014452
13 | 0.002592 | 0.00064961
14 | 0.0028831 | 0.00072256
15 | 0.0010323 | 0.00025871
16 | 0.0030742 | 0.00077046
17 | 0.00089345 | 0.00022392
18 | 0.0021909 | 0.00054909
19 | 0.0035147 | 0.00088086
20 | 0.0028553 | 0.0007156
21 | 0.0035862 | 0.00089878
22 | 0.003889 | 0.00097466
23 | 0.00066203 | 0.00016592
24 | 0.0014032 | 0.00035168
25 | 0.00026717 | 6.696e-05
26 | 0.00064244 | 0.00016101
27 | 0.00055299 | 0.00013859
28 | 0.00066016 | 0.00016545
29 | 0.00054661 | 0.00013699
30 | 0.00087545 | 0.00021941
31 | 0.0010197 | 0.00025555
32 | 0.00067399 | 0.00016892
33 | 0.00059859 | 0.00015002
34 | 0.0034389 | 0.00086186
35 | 0.00055821 | 0.0001399
36 | 0.00078243 | 0.0001961
37 | 0.0012167 | 0.00030492
38 | 0.0012968 | 0.00032501
39 | 0.00089375 | 0.000224
40 | 0.00071063 | 0.0001781
41 | 0.00070329 | 0.00017626
42 | 0.0008349 | 0.00020925
43 | 0.0011038 | 0.00027664
44 | 0.001195 | 0.0002995
45 | 0.0041051 | 0.0010288
46 | 0.00047156 | 0.00011819
47 | 0.00053052 | 0.00013296
48 | 0.00054627 | 0.00013691
49 | 0.0036179 | 0.00090673
50 | 0.0013928 | 0.00034907
51 | 0.006192 | 0.0015519
52 | 0.00031461 | 7.8848e-05
53 | 0.00022776 | 5.7082e-05
54 | 0.0015354 | 0.0003848
55 | 0.0015355 | 0.00038484
56 | 0.0013341 | 0.00033437
57 | 0.0010406 | 0.00026079
58 | 0.001876 | 0.00047016
59 | 0.00030611 | 7.6719e-05
60 | 0.018044 | 0.0045222
61 | 0.0069844 | 0.0017504
62 | 0.0029444 | 0.00073795
63 | 0.022001 | 0.0055141
64 | 0.0020889 | 0.00052352
65 | 0.015923 | 0.0039907
66 | 0.0015423 | 0.00038653
67 | 0.0019061 | 0.00047773
68 | 0.0028804 | 0.0007219
69 | 0.0024088 | 0.0006037
70 | 0.0018506 | 0.00046381
71 | 0.012364 | 0.0030986
72 | 0.0028818 | 0.00072225
73 | 0.0020862 | 0.00052285
74 | 0.0036377 | 0.0009117
75 | 0.0059076 | 0.0014806
76 | 0.0026037 | 0.00065255
77 | 0.0035282 | 0.00088426
78 | 0.0020156 | 0.00050515
79 | 0.0035743 | 0.00089581
80 | 0.0035568 | 0.00089142
81 | 0.0042206 | 0.0010578
82 | 0.002749 | 0.00068897

## dtypes
| element | column | dtype
0 | bus | name | object
1 | bus | vn_kv | float64
2 | bus | type | object
3 | bus | zone | object
4 | bus | in_service | bool
5 | load | name | object
6 | load | bus | uint32
7 | load | p_mw | float64
8 | load | q_mvar | float64
9 | load | const_z_percent | float64
10 | load | const_i_percent | float64
11 | load | sn_mva | float64
12 | load | scaling | float64
13 | load | in_service | bool
14 | load | type | object
15 | ext_grid | name | object
16 | ext_grid | bus | uint32
17 | ext_grid | vm_pu | float64
18 | ext_grid | va_degree | float64
19 | ext_grid | slack_weight | float64
20 | ext_grid | in_service | bool
21 | line | name | object
22 | line | std_type | object
23 | line | from_bus | uint32
24 | line | to_bus | uint32
25 | line | length_km | float64
26 | line | r_ohm_per_km | float64
27 | line | x_ohm_per_km | float64
28 | line | c_nf_per_km | float64
29 | line | g_us_per_km | float64
30 | line | max_i_ka | float64
31 | line | df | float64
32 | line | parallel | uint32
33 | line | type | object
34 | line | in_service | bool
35 | trafo | name | object
36 | trafo | std_type | object
37 | trafo | hv_bus | uint32
38 | trafo | lv_bus | uint32
39 | trafo | sn_mva | float64
40 | trafo | vn_hv_kv | float64
41 | trafo | vn_lv_kv | float64
42 | trafo | vk_percent | float64
43 | trafo | vkr_percent | float64
44 | trafo | pfe_kw | float64
45 | trafo | i0_percent | float64
46 | trafo | shift_degree | float64
47 | trafo | tap_side | object
48 | trafo | tap_neutral | int32
49 | trafo | tap_min | int32
50 | trafo | tap_max | int32
51 | trafo | tap_step_percent | float64
52 | trafo | tap_step_degree | float64
53 | trafo | tap_pos | int32
54 | trafo | tap_phase_shifter | bool
55 | trafo | parallel | uint32
56 | trafo | df | float64
57 | trafo | in_service | bool
58 | line_geodata | coords | object
59 | bus_geodata | x | float64
60 | bus_geodata | y | float64
61 | bus_geodata | coords | object
62 | res_bus | vm_pu | float64
63 | res_bus | va_degree | float64
64 | res_bus | p_mw | float64
65 | res_bus | q_mvar | float64
66 | res_line | p_from_mw | float64
67 | res_line | q_from_mvar | float64
68 | res_line | p_to_mw | float64
69 | res_line | q_to_mvar | float64
70 | res_line | pl_mw | float64
71 | res_line | ql_mvar | float64
72 | res_line | i_from_ka | float64
73 | res_line | i_to_ka | float64
74 | res_line | i_ka | float64
75 | res_line | vm_from_pu | float64
76 | res_line | va_from_degree | float64
77 | res_line | vm_to_pu | float64
78 | res_line | va_to_degree | float64
79 | res_line | loading_percent | float64
80 | res_trafo | p_hv_mw | float64
81 | res_trafo | q_hv_mvar | float64
82 | res_trafo | p_lv_mw | float64
83 | res_trafo | q_lv_mvar | float64
84 | res_trafo | pl_mw | float64
85 | res_trafo | ql_mvar | float64
86 | res_trafo | i_hv_ka | float64
87 | res_trafo | i_lv_ka | float64
88 | res_trafo | vm_hv_pu | float64
89 | res_trafo | va_hv_degree | float64
90 | res_trafo | vm_lv_pu | float64
91 | res_trafo | va_lv_degree | float64
92 | res_trafo | loading_percent | float64
93 | res_ext_grid | p_mw | float64
94 | res_ext_grid | q_mvar | float64
95 | res_load | p_mw | float64
96 | res_load | q_mvar | float64

## parameters
| version | format_version | converged | OPF_converged | name | f_hz | sn_mva
0 | 2.14.6 | 2.14.0 | TRUE | FALSE |  | 50 | 1