## bus
| name | vn_kv | type | zone | in_service
0 | bus_LV_1631-52_0_6_node_0 | 0.4 | n |  | TRUE
1 | bus_LV_1631-52_0_6_node_1 | 0.4 | n |  | TRUE
2 | bus_LV_1631-52_0_6_node_3 | 0.4 | n |  | TRUE
3 | bus_LV_1631-52_0_6_node_4 | 0.4 | n |  | TRUE
4 | bus_LV_1631-52_0_6_node_117 | 0.4 | n |  | TRUE
5 | bus_LV_1631-52_0_6_node_73 | 0.4 | n |  | TRUE
6 | bus_LV_1631-52_0_6_node_5 | 0.4 | n |  | TRUE
7 | bus_LV_1631-52_0_6_node_74 | 0.4 | n |  | TRUE
8 | bus_LV_1631-52_0_6_node_6 | 0.4 | n |  | TRUE
9 | bus_LV_1631-52_0_6_node_7 | 0.4 | n |  | TRUE
10 | bus_LV_1631-52_0_6_node_8 | 0.4 | n |  | TRUE
11 | bus_LV_1631-52_0_6_node_9 | 0.4 | n |  | TRUE
12 | bus_LV_1631-52_0_6_node_42 | 0.4 | n |  | TRUE
13 | bus_LV_1631-52_0_6_node_41 | 0.4 | n |  | TRUE
14 | bus_LV_1631-52_0_6_node_106 | 0.4 | n |  | TRUE
15 | bus_LV_1631-52_0_6_node_107 | 0.4 | n |  | TRUE
16 | bus_LV_1631-52_0_6_node_10 | 0.4 | n |  | TRUE
17 | bus_LV_1631-52_0_6_node_35 | 0.4 | n |  | TRUE
18 | bus_LV_1631-52_0_6_node_11 | 0.4 | n |  | TRUE
19 | bus_LV_1631-52_0_6_node_27 | 0.4 | n |  | TRUE
20 | bus_LV_1631-52_0_6_node_12 | 0.4 | n |  | TRUE
21 | bus_LV_1631-52_0_6_node_13 | 0.4 | n |  | TRUE
22 | bus_LV_1631-52_0_6_node_101 | 0.4 | n |  | TRUE
23 | bus_LV_1631-52_0_6_node_99 | 0.4 | n |  | TRUE
24 | bus_LV_1631-52_0_6_node_36 | 0.4 | n |  | TRUE
25 | bus_LV_1631-52_0_6_node_44 | 0.4 | n |  | TRUE
26 | bus_LV_1631-52_0_6_node_108 | 0.4 | n |  | TRUE
27 | bus_LV_1631-52_0_6_node_63 | 0.4 | n |  | TRUE
28 | bus_LV_1631-52_0_6_node_62 | 0.4 | n |  | TRUE
29 | bus_LV_1631-52_0_6_node_43 | 0.4 | n |  | TRUE
30 | bus_LV_1631-52_0_6_node_14 | 0.4 | n |  | TRUE
31 | bus_LV_1631-52_0_6_node_15 | 0.4 | n |  | TRUE
32 | bus_LV_1631-52_0_6_node_37 | 0.4 | n |  | TRUE
33 | bus_LV_1631-52_0_6_node_16 | 0.4 | n |  | TRUE
34 | bus_LV_1631-52_0_6_node_22 | 0.4 | n |  | TRUE
35 | bus_LV_1631-52_0_6_node_23 | 0.4 | n |  | TRUE
36 | bus_LV_1631-52_0_6_node_24 | 0.4 | n |  | TRUE
37 | bus_LV_1631-52_0_6_node_116 | 0.4 | n |  | TRUE
38 | bus_LV_1631-52_0_6_node_19 | 0.4 | n |  | TRUE
39 | bus_LV_1631-52_0_6_node_17 | 0.4 | n |  | TRUE
40 | bus_LV_1631-52_0_6_node_18 | 0.4 | n |  | TRUE
41 | bus_LV_1631-52_0_6_node_20 | 0.4 | n |  | TRUE
42 | bus_LV_1631-52_0_6_node_21 | 0.4 | n |  | TRUE
43 | bus_LV_1631-52_0_6_node_25 | 0.4 | n |  | TRUE
44 | bus_LV_1631-52_0_6_node_26 | 0.4 | n |  | TRUE
45 | bus_LV_1631-52_0_6_node_28 | 0.4 | n |  | TRUE
46 | bus_LV_1631-52_0_6_node_29 | 0.4 | n |  | TRUE
47 | bus_LV_1631-52_0_6_node_34 | 0.4 | n |  | TRUE
48 | bus_LV_1631-52_0_6_node_31 | 0.4 | n |  | TRUE
49 | bus_LV_1631-52_0_6_node_30 | 0.4 | n |  | TRUE
50 | bus_LV_1631-52_0_6_node_32 | 0.4 | n |  | TRUE
51 | bus_LV_1631-52_0_6_node_33 | 0.4 | n |  | TRUE
52 | bus_LV_1631-52_0_6_node_114 | 0.4 | n |  | TRUE
53 | bus_LV_1631-52_0_6_node_115 | 0.4 | n |  | TRUE
54 | bus_LV_1631-52_0_6_node_120 | 0.4 | n |  | TRUE
55 | bus_LV_1631-52_0_6_node_119 | 0.4 | n |  | TRUE
56 | bus_LV_1631-52_0_6_node_38 | 0.4 | n |  | TRUE
57 | bus_LV_1631-52_0_6_node_39 | 0.4 | n |  | TRUE
58 | bus_LV_1631-52_0_6_node_118 | 0.4 | n |  | TRUE
59 | bus_LV_1631-52_0_6_node_40 | 0.4 | n |  | TRUE
60 | bus_LV_1631-52_0_6_node_102 | 0.4 | n |  | TRUE
61 | bus_LV_1631-52_0_6_node_103 | 0.4 | n |  | TRUE
62 | bus_LV_1631-52_0_6_node_104 | 0.4 | n |  | TRUE
63 | bus_LV_1631-52_0_6_node_64 | 0.4 | n |  | TRUE
64 | bus_LV_1631-52_0_6_node_80 | 0.4 | n |  | TRUE
65 | bus_LV_1631-52_0_6_node_109 | 0.4 | n |  | TRUE
66 | bus_LV_1631-52_0_6_node_94 | 0.4 | n |  | TRUE
67 | bus_LV_1631-52_0_6_node_105 | 0.4 | n |  | TRUE
68 | bus_LV_1631-52_0_6_node_45 | 0.4 | n |  | TRUE
69 | bus_LV_1631-52_0_6_node_46 | 0.4 | n |  | TRUE
70 | bus_LV_1631-52_0_6_node_47 | 0.4 | n |  | TRUE
71 | bus_LV_1631-52_0_6_node_56 | 0.4 | n |  | TRUE
72 | bus_LV_1631-52_0_6_node_95 | 0.4 | n |  | TRUE
73 | bus_LV_1631-52_0_6_node_48 | 0.4 | n |  | TRUE
74 | bus_LV_1631-52_0_6_node_49 | 0.4 | n |  | TRUE
75 | bus_LV_1631-52_0_6_node_50 | 0.4 | n |  | TRUE
76 | bus_LV_1631-52_0_6_node_51 | 0.4 | n |  | TRUE
77 | bus_LV_1631-52_0_6_node_52 | 0.4 | n |  | TRUE
78 | bus_LV_1631-52_0_6_node_54 | 0.4 | n |  | TRUE
79 | bus_LV_1631-52_0_6_node_55 | 0.4 | n |  | TRUE
80 | bus_LV_1631-52_0_6_node_76 | 0.4 | n |  | TRUE
81 | bus_LV_1631-52_0_6_node_112 | 0.4 | n |  | TRUE
82 | bus_LV_1631-52_0_6_node_113 | 0.4 | n |  | TRUE
83 | bus_LV_1631-52_0_6_node_53 | 0.4 | n |  | TRUE
84 | bus_LV_1631-52_0_6_node_111 | 0.4 | n |  | TRUE
85 | bus_LV_1631-52_0_6_node_87 | 0.4 | n |  | TRUE
86 | bus_LV_1631-52_0_6_node_57 | 0.4 | n |  | TRUE
87 | bus_LV_1631-52_0_6_node_75 | 0.4 | n |  | TRUE
88 | bus_LV_1631-52_0_6_node_88 | 0.4 | n |  | TRUE
89 | bus_LV_1631-52_0_6_node_86 | 0.4 | n |  | TRUE
90 | bus_LV_1631-52_0_6_node_59 | 0.4 | n |  | TRUE
91 | bus_LV_1631-52_0_6_node_60 | 0.4 | n |  | TRUE
92 | bus_LV_1631-52_0_6_node_61 | 0.4 | n |  | TRUE
93 | bus_LV_1631-52_0_6_node_84 | 0.4 | n |  | TRUE
94 | bus_LV_1631-52_0_6_node_82 | 0.4 | n |  | TRUE
95 | bus_LV_1631-52_0_6_node_65 | 0.4 | n |  | TRUE
96 | bus_LV_1631-52_0_6_node_66 | 0.4 | n |  | TRUE
97 | bus_LV_1631-52_0_6_node_100 | 0.4 | n |  | TRUE
98 | bus_LV_1631-52_0_6_node_98 | 0.4 | n |  | TRUE
99 | bus_LV_1631-52_0_6_node_90 | 0.4 | n |  | TRUE
100 | bus_LV_1631-52_0_6_node_91 | 0.4 | n |  | TRUE
101 | bus_LV_1631-52_0_6_node_67 | 0.4 | n |  | TRUE
102 | bus_LV_1631-52_0_6_node_68 | 0.4 | n |  | TRUE
103 | bus_LV_1631-52_0_6_node_69 | 0.4 | n |  | TRUE
104 | bus_LV_1631-52_0_6_node_70 | 0.4 | n |  | TRUE
105 | bus_LV_1631-52_0_6_node_71 | 0.4 | n |  | TRUE
106 | bus_LV_1631-52_0_6_node_72 | 0.4 | n |  | TRUE
107 | bus_LV_1631-52_0_6_node_89 | 0.4 | n |  | TRUE
108 | bus_LV_1631-52_0_6_node_85 | 0.4 | n |  | TRUE
109 | bus_LV_1631-52_0_6_node_81 | 0.4 | n |  | TRUE
110 | bus_LV_1631-52_0_6_node_93 | 0.4 | n |  | TRUE
111 | bus_LV_1631-52_0_6_node_92 | 0.4 | n |  | TRUE
112 | bus_LV_1631-52_0_6_node_97 | 0.4 | n |  | TRUE
113 | bus_LV_1631-52_0_6_node_77 | 0.4 | n |  | TRUE
114 | bus_LV_1631-52_0_6_node_78 | 0.4 | n |  | TRUE
115 | bus_LV_1631-52_0_6_node_79 | 0.4 | n |  | TRUE
116 | bus_LV_1631-52_0_6_node_96 | 0.4 | n |  | TRUE
117 | bus_LV_1631-52_0_6_node_83 | 0.4 | n |  | TRUE
118 | bus_LV_1631-52_0_6_node_110 | 0.4 | n |  | TRUE
119 | bus_MV_13_0_node_89 | 20 | n |  | TRUE

## load
| name | bus | p_mw | q_mvar | const_z_percent | const_i_percent | sn_mva | scaling | in_service | type
0 | LV_1631-52_0_6_load_0 | 0 | 0.0035499 | 0.00088969 | 0 | 0 |  | 1 | TRUE | wye
1 | LV_1631-52_0_6_load_3 | 2 | 0.0031227 | 0.00078263 | 0 | 0 |  | 1 | TRUE | wye
2 | LV_1631-52_0_6_load_4 | 3 | 0.0023965 | 0.00060063 | 0 | 0 |  | 1 | TRUE | wye
3 | LV_1631-52_0_6_load_117 | 4 | 0.0049604 | 0.0012432 | 0 | 0 |  | 1 | TRUE | wye
4 | LV_1631-52_0_6_load_73 | 5 | 0.0031492 | 0.00078927 | 0 | 0 |  | 1 | TRUE | wye
5 | LV_1631-52_0_6_load_6 | 8 | 0.0050109 | 0.0012558 | 0 | 0 |  | 1 | TRUE | wye
6 | LV_1631-52_0_6_load_8 | 10 | 0.0044993 | 0.0011276 | 0 | 0 |  | 1 | TRUE | wye
7 | LV_1631-52_0_6_load_106 | 14 | 0.0087818 | 0.0022009 | 0 | 0 |  | 1 | TRUE | wye
8 | LV_1631-52_0_6_load_107 | 15 | 0.003751 | 0.0009401 | 0 | 0 |  | 1 | TRUE | wye
9 | LV_1631-52_0_6_load_10 | 16 | 0.010254 | 0.00257 | 0 | 0 |  | 1 | TRUE | wye
10 | LV_1631-52_0_6_load_35 | 17 | 0.0086949 | 0.0021791 | 0 | 0 |  | 1 | TRUE | wye
11 | LV_1631-52_0_6_load_13 | 21 | 0.0017672 | 0.00044291 | 0 | 0 |  | 1 | TRUE | wye
12 | LV_1631-52_0_6_load_101 | 22 | 0.0014403 | 0.00036097 | 0 | 0 |  | 1 | TRUE | wye
13 | LV_1631-52_0_6_load_36 | 24 | 0.0023581 | 0.00059099 | 0 | 0 |  | 1 | TRUE | wye
14 | LV_1631-52_0_6_load_44 | 25 | 0.0016368 | 0.00041023 | 0 | 0 |  | 1 | TRUE | wye
15 | LV_1631-52_0_6_load_108 | 26 | 0.0016459 | 0.00041249 | 0 | 0 |  | 1 | TRUE | wye
16 | LV_1631-52_0_6_load_63 | 27 | 0.0012168 | 0.00030495 | 0 | 0 |  | 1 | TRUE | wye
17 | LV_1631-52_0_6_load_62 | 28 | 0.0012201 | 0.0003058 | 0 | 0 |  | 1 | TRUE | wye
18 | LV_1631-52_0_6_load_43 | 29 | 0.0012564 | 0.00031489 | 0 | 0 |  | 1 | TRUE | wye
19 | LV_1631-52_0_6_load_14 | 30 | 0.0074471 | 0.0018664 | 0 | 0 |  | 1 | TRUE | wye
20 | LV_1631-52_0_6_load_22 | 34 | 0.0045706 | 0.0011455 | 0 | 0 |  | 1 | TRUE | wye
21 | LV_1631-52_0_6_load_24 | 36 | 0.0023866 | 0.00059815 | 0 | 0 |  | 1 | TRUE | wye
22 | LV_1631-52_0_6_load_116 | 37 | 0.0039678 | 0.00099441 | 0 | 0 |  | 1 | TRUE | wye
23 | LV_1631-52_0_6_load_17 | 39 | 0.0024502 | 0.00061407 | 0 | 0 |  | 1 | TRUE | wye
24 | LV_1631-52_0_6_load_20 | 41 | 0.0022201 | 0.00055641 | 0 | 0 |  | 1 | TRUE | wye
25 | LV_1631-52_0_6_load_21 | 42 | 0.0045599 | 0.0011428 | 0 | 0 |  | 1 | TRUE | wye
26 | LV_1631-52_0_6_load_25 | 43 | 0.0051682 | 0.0012953 | 0 | 0 |  | 1 | TRUE | wye
27 | LV_1631-52_0_6_load_28 | 45 | 0.0076826 | 0.0019254 | 0 | 0 |  | 1 | TRUE | wye
28 | LV_1631-52_0_6_load_29 | 46 | 0.0047586 | 0.0011926 | 0 | 0 |  | 1 | TRUE | wye
29 | LV_1631-52_0_6_load_34 | 47 | 0.0036296 | 0.00090965 | 0 | 0 |  | 1 | TRUE | wye
30 | LV_1631-52_0_6_load_30 | 49 | 0.0041287 | 0.0010347 | 0 | 0 |  | 1 | TRUE | wye
31 | LV_1631-52_0_6_load_32 | 50 | 0.0040913 | 0.0010254 | 0 | 0 |  | 1 | TRUE | wye
32 | LV_1631-52_0_6_load_114 | 52 | 0.0042664 | 0.0010693 | 0 | 0 |  | 1 | TRUE | wye
33 | LV_1631-52_0_6_load_120 | 54 | 0.0042201 | 0.0010577 | 0 | 0 |  | 1 | TRUE | wye
34 | LV_1631-52_0_6_load_119 | 55 | 0.003852 | 0.00096539 | 0 | 0 |  | 1 | TRUE | wye
35 | LV_1631-52_0_6_load_38 | 56 | 0.0013684 | 0.00034296 | 0 | 0 |  | 1 | TRUE | wye
36 | LV_1631-52_0_6_load_39 | 57 | 0.001594 | 0.0003995 | 0 | 0 |  | 1 | TRUE | wye
37 | LV_1631-52_0_6_load_118 | 58 | 0.0011116 | 0.0002786 | 0 | 0 |  | 1 | TRUE | wye
38 | LV_1631-52_0_6_load_102 | 60 | 0.012863 | 0.0032239 | 0 | 0 |  | 1 | TRUE | wye
39 | LV_1631-52_0_6_load_103 | 61 | 0.0022932 | 0.00057473 | 0 | 0 |  | 1 | TRUE | wye
40 | LV_1631-52_0_6_load_104 | 62 | 0.005053 | 0.0012664 | 0 | 0 |  | 1 | TRUE | wye
41 | LV_1631-52_0_6_load_109 | 65 | 0.0020207 | 0.00050643 | 0 | 0 |  | 1 | TRUE | wye
42 | LV_1631-52_0_6_load_105 | 67 | 0.0089611 | 0.0022459 | 0 | 0 |  | 1 | TRUE | wye
43 | LV_1631-52_0_6_load_46 | 69 | 0.0021326 | 0.00053448 | 0 | 0 |  | 1 | TRUE | wye
44 | LV_1631-52_0_6_load_47 | 70 | 0.0016615 | 0.00041641 | 0 | 0 |  | 1 | TRUE | wye
45 | LV_1631-52_0_6_load_56 | 71 | 0.003974 | 0.00099599 | 0 | 0 |  | 1 | TRUE | wye
46 | LV_1631-52_0_6_load_95 | 72 | 0.0017172 | 0.00043036 | 0 | 0 |  | 1 | TRUE | wye
47 | LV_1631-52_0_6_load_48 | 73 | 0.0011319 | 0.00028368 | 0 | 0 |  | 1 | TRUE | wye
48 | LV_1631-52_0_6_load_51 | 76 | 0.0014637 | 0.00036684 | 0 | 0 |  | 1 | TRUE | wye
49 | LV_1631-52_0_6_load_54 | 78 | 0.0012168 | 0.00030496 | 0 | 0 |  | 1 | TRUE | wye
50 | LV_1631-52_0_6_load_55 | 79 | 0.001342 | 0.00033634 | 0 | 0 |  | 1 | TRUE | wye
51 | LV_1631-52_0_6_load_76 | 80 | 0.0015819 | 0.00039645 | 0 | 0 |  | 1 | TRUE | wye
52 | LV_1631-52_0_6_load_112 | 81 | 0.0015122 | 0.00037899 | 0 | 0 |  | 1 | TRUE | wye
53 | LV_1631-52_0_6_load_113 | 82 | 0.00184 | 0.00046116 | 0 | 0 |  | 1 | TRUE | wye
54 | LV_1631-52_0_6_load_111 | 84 | 0.0017799 | 0.00044607 | 0 | 0 |  | 1 | TRUE | wye
55 | LV_1631-52_0_6_load_57 | 86 | 0.0018721 | 0.0004692 | 0 | 0 |  | 1 | TRUE | wye
56 | LV_1631-52_0_6_load_75 | 87 | 0.0017177 | 0.0004305 | 0 | 0 |  | 1 | TRUE | wye
57 | LV_1631-52_0_6_load_88 | 88 | 0.00087019 | 0.00021809 | 0 | 0 |  | 1 | TRUE | wye
58 | LV_1631-52_0_6_load_86 | 89 | 0.00090369 | 0.00022649 | 0 | 0 |  | 1 | TRUE | wye
59 | LV_1631-52_0_6_load_59 | 90 | 0.0011496 | 0.00028812 | 0 | 0 |  | 1 | TRUE | wye
60 | LV_1631-52_0_6_load_60 | 91 | 0.0014486 | 0.00036306 | 0 | 0 |  | 1 | TRUE | wye
61 | LV_1631-52_0_6_load_66 | 96 | 0.0019552 | 0.00049002 | 0 | 0 |  | 1 | TRUE | wye
62 | LV_1631-52_0_6_load_100 | 97 | 0.0050795 | 0.0012731 | 0 | 0 |  | 1 | TRUE | wye
63 | LV_1631-52_0_6_load_98 | 98 | 0.0012374 | 0.00031012 | 0 | 0 |  | 1 | TRUE | wye
64 | LV_1631-52_0_6_load_91 | 100 | 0.0021226 | 0.00053197 | 0 | 0 |  | 1 | TRUE | wye
65 | LV_1631-52_0_6_load_67 | 101 | 0.00084556 | 0.00021192 | 0 | 0 |  | 1 | TRUE | wye
66 | LV_1631-52_0_6_load_68 | 102 | 0.001812 | 0.00045414 | 0 | 0 |  | 1 | TRUE | wye
67 | LV_1631-52_0_6_load_72 | 106 | 0.0010477 | 0.00026259 | 0 | 0 |  | 1 | TRUE | wye
68 | LV_1631-52_0_6_load_85 | 108 | 0.0009626 | 0.00024125 | 0 | 0 |  | 1 | TRUE | wye
69 | LV_1631-52_0_6_load_81 | 109 | 0.0010429 | 0.00026138 | 0 | 0 |  | 1 | TRUE | wye
70 | LV_1631-52_0_6_load_93 | 110 | 0.0010421 | 0.00026118 | 0 | 0 |  | 1 | TRUE | wye
71 | LV_1631-52_0_6_load_92 | 111 | 0.0012224 | 0.00030635 | 0 | 0 |  | 1 | TRUE | wye
72 | LV_1631-52_0_6_load_97 | 112 | 0.0011723 | 0.00029381 | 0 | 0 |  | 1 | TRUE | wye
73 | LV_1631-52_0_6_load_77 | 113 | 0.0011892 | 0.00029804 | 0 | 0 |  | 1 | TRUE | wye
74 | LV_1631-52_0_6_load_79 | 115 | 0.0011542 | 0.00028927 | 0 | 0 |  | 1 | TRUE | wye
75 | LV_1631-52_0_6_load_110 | 118 | 0.0011979 | 0.00030023 | 0 | 0 |  | 1 | TRUE | wye

## ext_grid
| name | bus | vm_pu | va_degree | slack_weight | in_service
0 |  | 27 | 1 | 0 | 1 | TRUE

## line
| name | std_type | from_bus | to_bus | length_km | r_ohm_per_km | x_ohm_per_km | c_nf_per_km | g_us_per_km | max_i_ka | df | parallel | type | in_service
0 | LV_1631-52_0_6_line_0 | NAYY 4x150 SE | 0 | 1 | 0.013789 | 0.208 | 0.08 | 261 | 0 | 0.27 | 1 | 1 | cs | TRUE
1 | LV_1631-52_0_6_line_1 | NAYY 4x150 SE | 1 | 2 | 0.015789 | 0.208 | 0.08 | 261 | 0 | 0.27 | 1 | 3 | cs | TRUE
2 | LV_1631-52_0_6_line_2 | NAYY 4x150 SE | 1 | 3 | 0.0070568 | 0.208 | 0.08 | 261 | 0 | 0.27 | 1 | 3 | cs | TRUE
3 | LV_1631-52_0_6_line_3 | NAYY 4x150 SE | 2 | 4 | 0.057625 | 0.208 | 0.08 | 261 | 0 | 0.27 | 1 | 3 | cs | TRUE
4 | LV_1631-52_0_6_line_4 | NAYY 4x150 SE | 3 | 5 | 0.022412 | 0.208 | 0.08 | 261 | 0 | 0.27 | 1 | 3 | cs | TRUE
5 | LV_1631-52_0_6_line_5 | NAYY 4x150 SE | 4 | 12 | 0.012929 | 0.208 | 0.08 | 261 | 0 | 0.27 | 1 | 3 | cs | TRUE
6 | LV_1631-52_0_6_line_6 | NAYY 4x150 SE | 5 | 6 | 0.01562 | 0.208 | 0.08 | 261 | 0 | 0.27 | 1 | 3 | cs | TRUE
7 | LV_1631-52_0_6_line_7 | NAYY 4x150 SE | 6 | 7 | 0.068624 | 0.208 | 0.08 | 261 | 0 | 0.27 | 1 | 3 | cs | TRUE
8 | LV_1631-52_0_6_line_8 | NAYY 4x150 SE | 7 | 15 | 0.025389 | 0.208 | 0.08 | 261 | 0 | 0.27 | 1 | 3 | cs | TRUE
9 | LV_1631-52_0_6_line_9 | NAYY 4x150 SE | 8 | 9 | 0.014836 | 0.208 | 0.08 | 261 | 0 | 0.27 | 1 | 1 | cs | TRUE
10 | LV_1631-52_0_6_line_10 | NAYY 4x150 SE | 9 | 10 | 0.032369 | 0.208 | 0.08 | 261 | 0 | 0.27 | 1 | 1 | cs | TRUE
11 | LV_1631-52_0_6_line_11 | NAYY 4x150 SE | 9 | 11 | 0.00729 | 0.208 | 0.08 | 261 | 0 | 0.27 | 1 | 1 | cs | TRUE
12 | LV_1631-52_0_6_line_12 | NAYY 4x150 SE | 11 | 12 | 0.0322 | 0.208 | 0.08 | 261 | 0 | 0.27 | 1 | 1 | cs | TRUE
13 | LV_1631-52_0_6_line_13 | NAYY 4x150 SE | 12 | 13 | 0.025618 | 0.208 | 0.08 | 261 | 0 | 0.27 | 1 | 3 | cs | TRUE
14 | LV_1631-52_0_6_line_14 | NAYY 4x150 SE | 13 | 14 | 0.045909 | 0.208 | 0.08 | 261 | 0 | 0.27 | 1 | 2 | cs | TRUE
15 | LV_1631-52_0_6_line_15 | NAYY 4x150 SE | 14 | 67 | 0.015682 | 0.208 | 0.08 | 261 | 0 | 0.27 | 1 | 1 | cs | TRUE
16 | LV_1631-52_0_6_line_16 | NAYY 4x150 SE | 15 | 93 | 0.01845 | 0.208 | 0.08 | 261 | 0 | 0.27 | 1 | 3 | cs | TRUE
17 | LV_1631-52_0_6_line_17 | NAYY 4x150 SE | 16 | 17 | 0.03139 | 0.208 | 0.08 | 261 | 0 | 0.27 | 1 | 1 | cs | TRUE
18 | LV_1631-52_0_6_line_18 | NAYY 4x150 SE | 17 | 18 | 0.069945 | 0.208 | 0.08 | 261 | 0 | 0.27 | 1 | 1 | cs | TRUE
19 | LV_1631-52_0_6_line_19 | NAYY 4x150 SE | 17 | 19 | 0.077286 | 0.208 | 0.08 | 261 | 0 | 0.27 | 1 | 1 | cs | TRUE
20 | LV_1631-52_0_6_line_20 | NAYY 4x150 SE | 18 | 20 | 0.038564 | 0.208 | 0.08 | 261 | 0 | 0.27 | 1 | 1 | cs | TRUE
21 | LV_1631-52_0_6_line_21 | NAYY 4x150 SE | 18 | 21 | 0.024648 | 0.208 | 0.08 | 261 | 0 | 0.27 | 1 | 2 | cs | TRUE
22 | LV_1631-52_0_6_line_22 | NAYY 4x150 SE | 19 | 43 | 0.053117 | 0.208 | 0.08 | 261 | 0 | 0.27 | 1 | 1 | cs | TRUE
23 | LV_1631-52_0_6_line_23 | NAYY 4x150 SE | 19 | 42 | 0.0053936 | 0.208 | 0.08 | 261 | 0 | 0.27 | 1 | 1 | cs | TRUE
24 | LV_1631-52_0_6_line_24 | NAYY 4x150 SE | 20 | 24 | 0.029243 | 0.208 | 0.08 | 261 | 0 | 0.27 | 1 | 1 | cs | TRUE
25 | LV_1631-52_0_6_line_25 | NAYY 4x150 SE | 20 | 25 | 0.0020871 | 0.208 | 0.08 | 261 | 0 | 0.27 | 1 | 1 | cs | TRUE
26 | LV_1631-52_0_6_line_26 | NAYY 4x150 SE | 21 | 26 | 0.034637 | 0.208 | 0.08 | 261 | 0 | 0.27 | 1 | 3 | cs | TRUE
27 | LV_1631-52_0_6_line_27 | NAYY 4x150 SE | 22 | 23 | 0.013541 | 0.208 | 0.08 | 261 | 0 | 0.27 | 1 | 1 | cs | TRUE
28 | LV_1631-52_0_6_line_28 | NAYY 4x150 SE | 23 | 98 | 0.0064046 | 0.208 | 0.08 | 261 | 0 | 0.27 | 1 | 1 | cs | TRUE
29 | LV_1631-52_0_6_line_29 | NAYY 4x150 SE | 25 | 29 | 0.0059149 | 0.208 | 0.08 | 261 | 0 | 0.27 | 1 | 1 | cs | TRUE
30 | LV_1631-52_0_6_line_30 | NAYY 4x150 SE | 26 | 27 | 0.03585 | 0.208 | 0.08 | 261 | 0 | 0.27 | 1 | 3 | cs | TRUE
31 | LV_1631-52_0_6_line_31 | NAYY 4x150 SE | 27 | 28 | 0.015265 | 0.208 | 0.08 | 261 | 0 | 0.27 | 1 | 3 | cs | TRUE
32 | LV_1631-52_0_6_line_32 | NAYY 4x150 SE | 28 | 63 | 0.04973 | 0.208 | 0.08 | 261 | 0 | 0.27 | 1 | 3 | cs | TRUE
33 | LV_1631-52_0_6_line_33 | NAYY 4x150 SE | 29 | 68 | 0.024524 | 0.208 | 0.08 | 261 | 0 | 0.27 | 1 | 1 | cs | TRUE
34 | LV_1631-52_0_6_line_34 | NAYY 4x150 SE | 30 | 31 | 0.032331 | 0.208 | 0.08 | 261 | 0 | 0.27 | 1 | 1 | cs | TRUE
35 | LV_1631-52_0_6_line_35 | NAYY 4x150 SE | 30 | 32 | 0.076539 | 0.208 | 0.08 | 261 | 0 | 0.27 | 1 | 1 | cs | TRUE
36 | LV_1631-52_0_6_line_36 | NAYY 4x150 SE | 31 | 33 | 0.021319 | 0.208 | 0.08 | 261 | 0 | 0.27 | 1 | 1 | cs | TRUE
37 | LV_1631-52_0_6_line_37 | NAYY 4x150 SE | 32 | 36 | 0.012451 | 0.208 | 0.08 | 261 | 0 | 0.27 | 1 | 1 | cs | TRUE
38 | LV_1631-52_0_6_line_38 | NAYY 4x150 SE | 33 | 37 | 0.014114 | 0.208 | 0.08 | 261 | 0 | 0.27 | 1 | 1 | cs | TRUE
39 | LV_1631-52_0_6_line_39 | NAYY 4x150 SE | 33 | 38 | 0.028075 | 0.208 | 0.08 | 261 | 0 | 0.27 | 1 | 1 | cs | TRUE
40 | LV_1631-52_0_6_line_40 | NAYY 4x150 SE | 34 | 35 | 0.031682 | 0.208 | 0.08 | 261 | 0 | 0.27 | 1 | 1 | cs | TRUE
41 | LV_1631-52_0_6_line_41 | NAYY 4x150 SE | 35 | 36 | 0.031967 | 0.208 | 0.08 | 261 | 0 | 0.27 | 1 | 1 | cs | TRUE
42 | LV_1631-52_0_6_line_42 | NAYY 4x150 SE | 38 | 39 | 0.016373 | 0.208 | 0.08 | 261 | 0 | 0.27 | 1 | 1 | cs | TRUE
43 | LV_1631-52_0_6_line_43 | NAYY 4x150 SE | 39 | 40 | 0.033448 | 0.208 | 0.08 | 261 | 0 | 0.27 | 1 | 1 | cs | TRUE
44 | LV_1631-52_0_6_line_44 | NAYY 4x150 SE | 40 | 41 | 0.02828 | 0.208 | 0.08 | 261 | 0 | 0.27 | 1 | 1 | cs | TRUE
45 | LV_1631-52_0_6_line_45 | NAYY 4x150 SE | 40 | 42 | 0.036871 | 0.208 | 0.08 | 261 | 0 | 0.27 | 1 | 1 | cs | TRUE
46 | LV_1631-52_0_6_line_46 | NAYY 4x150 SE | 43 | 44 | 0.0083906 | 0.208 | 0.08 | 261 | 0 | 0.27 | 1 | 1 | cs | TRUE
47 | LV_1631-52_0_6_line_47 | NAYY 4x150 SE | 44 | 45 | 0.017503 | 0.208 | 0.08 | 261 | 0 | 0.27 | 1 | 1 | cs | TRUE
48 | LV_1631-52_0_6_line_48 | NAYY 4x150 SE | 44 | 46 | 0.014474 | 0.208 | 0.08 | 261 | 0 | 0.27 | 1 | 1 | cs | TRUE
49 | LV_1631-52_0_6_line_49 | NAYY 4x150 SE | 46 | 47 | 0.010864 | 0.208 | 0.08 | 261 | 0 | 0.27 | 1 | 1 | cs | TRUE
50 | LV_1631-52_0_6_line_50 | NAYY 4x150 SE | 47 | 48 | 0.0096591 | 0.208 | 0.08 | 261 | 0 | 0.27 | 1 | 1 | cs | TRUE
51 | LV_1631-52_0_6_line_51 | NAYY 4x150 SE | 48 | 51 | 0.002231 | 0.208 | 0.08 | 261 | 0 | 0.27 | 1 | 1 | cs | TRUE
52 | LV_1631-52_0_6_line_52 | NAYY 4x150 SE | 48 | 49 | 0.026279 | 0.208 | 0.08 | 261 | 0 | 0.27 | 1 | 1 | cs | TRUE
53 | LV_1631-52_0_6_line_53 | NAYY 4x150 SE | 49 | 50 | 0.012905 | 0.208 | 0.08 | 261 | 0 | 0.27 | 1 | 1 | cs | TRUE
54 | LV_1631-52_0_6_line_54 | NAYY 4x150 SE | 51 | 52 | 0.010428 | 0.208 | 0.08 | 261 | 0 | 0.27 | 1 | 1 | cs | TRUE
55 | LV_1631-52_0_6_line_55 | NAYY 4x150 SE | 51 | 53 | 0.01744 | 0.208 | 0.08 | 261 | 0 | 0.27 | 1 | 1 | cs | TRUE
56 | LV_1631-52_0_6_line_56 | NAYY 4x150 SE | 53 | 54 | 0.034001 | 0.208 | 0.08 | 261 | 0 | 0.27 | 1 | 1 | cs | TRUE
57 | LV_1631-52_0_6_line_57 | NAYY 4x150 SE | 53 | 55 | 0.007106 | 0.208 | 0.08 | 261 | 0 | 0.27 | 1 | 1 | cs | TRUE
58 | LV_1631-52_0_6_line_58 | NAYY 4x150 SE | 56 | 57 | 0.020836 | 0.208 | 0.08 | 261 | 0 | 0.27 | 1 | 1 | cs | TRUE
59 | LV_1631-52_0_6_line_59 | NAYY 4x150 SE | 56 | 58 | 0.048861 | 0.208 | 0.08 | 261 | 0 | 0.27 | 1 | 1 | cs | TRUE
60 | LV_1631-52_0_6_line_60 | NAYY 4x150 SE | 57 | 59 | 0.025997 | 0.208 | 0.08 | 261 | 0 | 0.27 | 1 | 1 | cs | TRUE
61 | LV_1631-52_0_6_line_61 | NAYY 4x150 SE | 59 | 64 | 0.065714 | 0.208 | 0.08 | 261 | 0 | 0.27 | 1 | 1 | cs | TRUE
62 | LV_1631-52_0_6_line_62 | NAYY 4x150 SE | 60 | 61 | 0.0087249 | 0.208 | 0.08 | 261 | 0 | 0.27 | 1 | 1 | cs | TRUE
63 | LV_1631-52_0_6_line_63 | NAYY 4x150 SE | 60 | 62 | 0.056544 | 0.208 | 0.08 | 261 | 0 | 0.27 | 1 | 1 | cs | TRUE
64 | LV_1631-52_0_6_line_64 | NAYY 4x150 SE | 61 | 67 | 0.037713 | 0.208 | 0.08 | 261 | 0 | 0.27 | 1 | 1 | cs | TRUE
65 | LV_1631-52_0_6_line_65 | NAYY 4x150 SE | 63 | 95 | 0.022533 | 0.208 | 0.08 | 261 | 0 | 0.27 | 1 | 1 | cs | TRUE
66 | LV_1631-52_0_6_line_66 | NAYY 4x150 SE | 63 | 96 | 0.030286 | 0.208 | 0.08 | 261 | 0 | 0.27 | 1 | 3 | cs | TRUE
67 | LV_1631-52_0_6_line_67 | NAYY 4x150 SE | 64 | 65 | 0.039115 | 0.208 | 0.08 | 261 | 0 | 0.27 | 1 | 1 | cs | TRUE
68 | LV_1631-52_0_6_line_68 | NAYY 4x150 SE | 64 | 66 | 0.00535 | 0.208 | 0.08 | 261 | 0 | 0.27 | 1 | 1 | cs | TRUE
69 | LV_1631-52_0_6_line_69 | NAYY 4x150 SE | 66 | 72 | 0.014385 | 0.208 | 0.08 | 261 | 0 | 0.27 | 1 | 1 | cs | TRUE
70 | LV_1631-52_0_6_line_70 | NAYY 4x150 SE | 66 | 70 | 0.024602 | 0.208 | 0.08 | 261 | 0 | 0.27 | 1 | 1 | cs | TRUE
71 | LV_1631-52_0_6_line_71 | NAYY 4x150 SE | 68 | 69 | 0.026119 | 0.208 | 0.08 | 261 | 0 | 0.27 | 1 | 1 | cs | TRUE
72 | LV_1631-52_0_6_line_72 | NAYY 4x150 SE | 68 | 70 | 0.0027256 | 0.208 | 0.08 | 261 | 0 | 0.27 | 1 | 1 | cs | TRUE
73 | LV_1631-52_0_6_line_73 | NAYY 4x150 SE | 69 | 71 | 0.06128 | 0.208 | 0.08 | 261 | 0 | 0.27 | 1 | 1 | cs | TRUE
74 | LV_1631-52_0_6_line_74 | NAYY 4x150 SE | 73 | 74 | 0.062156 | 0.208 | 0.08 | 261 | 0 | 0.27 | 1 | 1 | cs | TRUE
75 | LV_1631-52_0_6_line_75 | NAYY 4x150 SE | 73 | 75 | 0.038055 | 0.208 | 0.08 | 261 | 0 | 0.27 | 1 | 1 | cs | TRUE
76 | LV_1631-52_0_6_line_76 | NAYY 4x150 SE | 74 | 76 | 0.00456 | 0.208 | 0.08 | 261 | 0 | 0.27 | 1 | 1 | cs | TRUE
77 | LV_1631-52_0_6_line_77 | NAYY 4x150 SE | 74 | 77 | 0.048683 | 0.208 | 0.08 | 261 | 0 | 0.27 | 1 | 1 | cs | TRUE
78 | LV_1631-52_0_6_line_78 | NAYY 4x150 SE | 75 | 78 | 0.046149 | 0.208 | 0.08 | 261 | 0 | 0.27 | 1 | 1 | cs | TRUE
79 | LV_1631-52_0_6_line_79 | NAYY 4x150 SE | 75 | 79 | 0.025663 | 0.208 | 0.08 | 261 | 0 | 0.27 | 1 | 1 | cs | TRUE
80 | LV_1631-52_0_6_line_80 | NAYY 4x150 SE | 76 | 80 | 0.030277 | 0.208 | 0.08 | 261 | 0 | 0.27 | 1 | 1 | cs | TRUE
81 | LV_1631-52_0_6_line_81 | NAYY 4x150 SE | 77 | 81 | 0.030911 | 0.208 | 0.08 | 261 | 0 | 0.27 | 1 | 1 | cs | TRUE
82 | LV_1631-52_0_6_line_82 | NAYY 4x150 SE | 77 | 82 | 0.063025 | 0.208 | 0.08 | 261 | 0 | 0.27 | 1 | 1 | cs | TRUE
83 | LV_1631-52_0_6_line_83 | NAYY 4x150 SE | 77 | 83 | 0.024139 | 0.208 | 0.08 | 261 | 0 | 0.27 | 1 | 1 | cs | TRUE
84 | LV_1631-52_0_6_line_84 | NAYY 4x150 SE | 78 | 86 | 0.0075178 | 0.208 | 0.08 | 261 | 0 | 0.27 | 1 | 1 | cs | TRUE
85 | LV_1631-52_0_6_line_85 | NAYY 4x150 SE | 80 | 87 | 0.019849 | 0.208 | 0.08 | 261 | 0 | 0.27 | 1 | 1 | cs | TRUE
86 | LV_1631-52_0_6_line_86 | NAYY 4x150 SE | 83 | 84 | 0.030024 | 0.208 | 0.08 | 261 | 0 | 0.27 | 1 | 1 | cs | TRUE
87 | LV_1631-52_0_6_line_87 | NAYY 4x150 SE | 83 | 85 | 0.066054 | 0.208 | 0.08 | 261 | 0 | 0.27 | 1 | 1 | cs | TRUE
88 | LV_1631-52_0_6_line_88 | NAYY 4x150 SE | 85 | 88 | 0.034937 | 0.208 | 0.08 | 261 | 0 | 0.27 | 1 | 1 | cs | TRUE
89 | LV_1631-52_0_6_line_89 | NAYY 4x150 SE | 85 | 89 | 0.039146 | 0.208 | 0.08 | 261 | 0 | 0.27 | 1 | 1 | cs | TRUE
90 | LV_1631-52_0_6_line_90 | NAYY 4x150 SE | 87 | 112 | 0.067227 | 0.208 | 0.08 | 261 | 0 | 0.27 | 1 | 1 | cs | TRUE
91 | LV_1631-52_0_6_line_91 | NAYY 4x150 SE | 89 | 104 | 0.0030355 | 0.208 | 0.08 | 261 | 0 | 0.27 | 1 | 1 | cs | TRUE
92 | LV_1631-52_0_6_line_92 | NAYY 4x150 SE | 90 | 91 | 0.012249 | 0.208 | 0.08 | 261 | 0 | 0.27 | 1 | 1 | cs | TRUE
93 | LV_1631-52_0_6_line_93 | NAYY 4x150 SE | 91 | 92 | 0.0076953 | 0.208 | 0.08 | 261 | 0 | 0.27 | 1 | 1 | cs | TRUE
94 | LV_1631-52_0_6_line_94 | NAYY 4x150 SE | 92 | 93 | 0.035091 | 0.208 | 0.08 | 261 | 0 | 0.27 | 1 | 1 | cs | TRUE
95 | LV_1631-52_0_6_line_95 | NAYY 4x150 SE | 93 | 94 | 0.044915 | 0.208 | 0.08 | 261 | 0 | 0.27 | 1 | 3 | cs | TRUE
96 | LV_1631-52_0_6_line_96 | NAYY 4x150 SE | 94 | 117 | 0.018781 | 0.208 | 0.08 | 261 | 0 | 0.27 | 1 | 1 | cs | TRUE
97 | LV_1631-52_0_6_line_97 | NAYY 4x150 SE | 94 | 109 | 0.02583 | 0.208 | 0.08 | 261 | 0 | 0.27 | 1 | 3 | cs | TRUE
98 | LV_1631-52_0_6_line_98 | NAYY 4x150 SE | 95 | 97 | 0.043874 | 0.208 | 0.08 | 261 | 0 | 0.27 | 1 | 1 | cs | TRUE
99 | LV_1631-52_0_6_line_99 | NAYY 4x150 SE | 95 | 98 | 0.013382 | 0.208 | 0.08 | 261 | 0 | 0.27 | 1 | 1 | cs | TRUE
100 | LV_1631-52_0_6_line_100 | NAYY 4x150 SE | 96 | 99 | 0.031487 | 0.208 | 0.08 | 261 | 0 | 0.27 | 1 | 3 | cs | TRUE
101 | LV_1631-52_0_6_line_101 | NAYY 4x150 SE | 99 | 100 | 0.044871 | 0.208 | 0.08 | 261 | 0 | 0.27 | 1 | 3 | cs | TRUE
102 | LV_1631-52_0_6_line_102 | NAYY 4x150 SE | 100 | 106 | 0.031248 | 0.208 | 0.08 | 261 | 0 | 0.27 | 1 | 3 | cs | TRUE
103 | LV_1631-52_0_6_line_103 | NAYY 4x150 SE | 101 | 102 | 0.032349 | 0.208 | 0.08 | 261 | 0 | 0.27 | 1 | 1 | cs | TRUE
104 | LV_1631-52_0_6_line_104 | NAYY 4x150 SE | 101 | 103 | 0.0055986 | 0.208 | 0.08 | 261 | 0 | 0.27 | 1 | 1 | cs | TRUE
105 | LV_1631-52_0_6_line_105 | NAYY 4x150 SE | 102 | 104 | 0.022419 | 0.208 | 0.08 | 261 | 0 | 0.27 | 1 | 1 | cs | TRUE
106 | LV_1631-52_0_6_line_106 | NAYY 4x150 SE | 103 | 105 | 0.026423 | 0.208 | 0.08 | 261 | 0 | 0.27 | 1 | 3 | cs | TRUE
107 | LV_1631-52_0_6_line_107 | NAYY 4x150 SE | 103 | 106 | 0.026501 | 0.208 | 0.08 | 261 | 0 | 0.27 | 1 | 3 | cs | TRUE
108 | LV_1631-52_0_6_line_108 | NAYY 4x150 SE | 104 | 107 | 0.010893 | 0.208 | 0.08 | 261 | 0 | 0.27 | 1 | 1 | cs | TRUE
109 | LV_1631-52_0_6_line_109 | NAYY 4x150 SE | 105 | 108 | 0.019361 | 0.208 | 0.08 | 261 | 0 | 0.27 | 1 | 1 | cs | TRUE
110 | LV_1631-52_0_6_line_110 | NAYY 4x150 SE | 105 | 109 | 0.025067 | 0.208 | 0.08 | 261 | 0 | 0.27 | 1 | 3 | cs | TRUE
111 | LV_1631-52_0_6_line_111 | NAYY 4x150 SE | 107 | 110 | 0.025404 | 0.208 | 0.08 | 261 | 0 | 0.27 | 1 | 1 | cs | TRUE
112 | LV_1631-52_0_6_line_112 | NAYY 4x150 SE | 107 | 111 | 0.0091233 | 0.208 | 0.08 | 261 | 0 | 0.27 | 1 | 1 | cs | TRUE
113 | LV_1631-52_0_6_line_113 | NAYY 4x150 SE | 112 | 116 | 0.017947 | 0.208 | 0.08 | 261 | 0 | 0.27 | 1 | 1 | cs | TRUE
114 | LV_1631-52_0_6_line_114 | NAYY 4x150 SE | 113 | 114 | 0.043394 | 0.208 | 0.08 | 261 | 0 | 0.27 | 1 | 1 | cs | TRUE
115 | LV_1631-52_0_6_line_115 | NAYY 4x150 SE | 114 | 115 | 0.02759 | 0.208 | 0.08 | 261 | 0 | 0.27 | 1 | 1 | cs | TRUE
116 | LV_1631-52_0_6_line_116 | NAYY 4x150 SE | 115 | 116 | 0.033498 | 0.208 | 0.08 | 261 | 0 | 0.27 | 1 | 1 | cs | TRUE
117 | LV_1631-52_0_6_line_117 | NAYY 4x150 SE | 117 | 118 | 0.029022 | 0.208 | 0.08 | 261 | 0 | 0.27 | 1 | 1 | cs | TRUE

## trafo
| name | std_type | hv_bus | lv_bus | sn_mva | vn_hv_kv | vn_lv_kv | vk_percent | vkr_percent | pfe_kw | i0_percent | shift_degree | tap_side | tap_neutral | tap_min | tap_max | tap_step_percent | tap_step_degree | tap_pos | tap_phase_shifter | parallel | df | in_service
0 | LV_1631-52_0_6_trafo_63 | 0.25 MVA 20/0.4 kV | 119 | 27 | 0.25 | 20 | 0.4 | 6 | 1.44 | 0.8 | 0.32 | 150 | hv | 0 | -2 | 2 | 2.5 | 0 | 0 | FALSE | 1 | 1 | TRUE

## line_geodata
| x0 | y0 | x1 | y1 | x2 | y2 | x3 | y3 | x4 | y4 | x5 | y5 | x6 | y6 | x7 | y7 | x8 | y8 | x9 | y9 | x10 | y10 | x11 | y11 | x12 | y12 | x13 | y13 | x14 | y14 | x15 | y15 | x16 | y16 | x17 | y17
0 | 2718935.8983 | 1200254.6649 | 2718934.3642 | 1200250.6314 | 2718927.5918 | 1200244.0065
1 | 2718935.8983 | 1200254.6649 | 2718942.0461 | 1200258.7569 | 2718945.6098 | 1200261.8301 | 2718949.2849 | 1200262.2425
2 | 2718935.8983 | 1200254.6649 | 2718936.2482 | 1200257.3627 | 2718935.6495 | 1200259.1299 | 2718933.3398 | 1200260.0068
3 | 2718949.2849 | 1200262.2425 | 2719002.2254 | 1200239.4852
4 | 2718911.6273 | 1200254.4612 | 2718925.2064 | 1200258.1102 | 2718933.3398 | 1200260.0068 | 2718933.3398 | 1200260.0068
5 | 2719013.855 | 1200245.1654 | 2719009.3983 | 1200243.3419 | 2719002.2254 | 1200239.4852
6 | 2718896.3746 | 1200251.2427 | 2718902.9063 | 1200252.1177 | 2718911.6273 | 1200254.4612
7 | 2718884.6102 | 1200285.9897 | 2718882.5969 | 1200284.6041 | 2718885.1514 | 1200279.4623 | 2718887.5001 | 1200277.0072 | 2718899.4509 | 1200271.9079 | 2718902.0517 | 1200269.4134 | 2718902.6506 | 1200267.6351 | 2718902.8505 | 1200266.3937 | 2718902.2368 | 1200265.0917 | 2718899.7583 | 1200264.1194 | 2718896.4324 | 1200264.0198 | 2718889.0944 | 1200264.6299 | 2718886.3886 | 1200263.5975 | 2718885.3467 | 1200261.9978 | 2718885.1071 | 1200258.7351 | 2718886.0483 | 1200256.9748 | 2718890.0977 | 1200252.4854 | 2718896.3746 | 1200251.2427
8 | 2718884.6102 | 1200285.9897 | 2718888.1408 | 1200288.4283 | 2718900.4145 | 1200292.7423 | 2718907.757 | 1200296.1336
9 | 2719016.154 | 1200219.6035 | 2719012.1472 | 1200213.1634 | 2719007.4368 | 1200207.6508
10 | 2719016.154 | 1200219.6035 | 2719002.9854 | 1200209.3671 | 2718995.0966 | 1200205.1292 | 2718989.9732 | 1200200.7578
11 | 2719019.3897 | 1200226.1394 | 2719016.154 | 1200219.6035
12 | 2719019.3897 | 1200226.1394 | 2719020.9806 | 1200229.9961 | 2719012.6265 | 1200227.3278 | 2719011.3938 | 1200227.6591 | 2719010.6717 | 1200230.6469 | 2719011.7955 | 1200238.4528 | 2719013.855 | 1200245.1654
13 | 2719034.8985 | 1200259.5617 | 2719026.1179 | 1200254.9834 | 2719018.3457 | 1200247.9568 | 2719013.855 | 1200245.1654
14 | 2719034.8985 | 1200259.5617 | 2719080.7845 | 1200258.1142
15 | 2719092.7549 | 1200267.8092 | 2719083.844 | 1200259.0808 | 2719080.7845 | 1200258.1142
16 | 2718923.7017 | 1200305.3705 | 2718918.1091 | 1200301.7009 | 2718910.4278 | 1200297.3672 | 2718907.757 | 1200296.1336
17 | 2719233.7289 | 1200629.3966 | 2719258.3023 | 1200609.8647
18 | 2719210.4189 | 1200558.8798 | 2719258.3023 | 1200609.8647
19 | 2719258.3023 | 1200609.8647 | 2719307.5313 | 1200669.4434
20 | 2719211.4452 | 1200520.8168 | 2719208.2005 | 1200538.0202 | 2719208.0584 | 1200544.3776 | 2719210.4189 | 1200558.8798
21 | 2719210.4189 | 1200558.8798 | 2719207.5526 | 1200556.7433 | 2719206.0201 | 1200554.1664 | 2719203.3667 | 1200551.6672 | 2719191.0214 | 1200544.1962
22 | 2719307.5313 | 1200669.4434 | 2719301.6216 | 1200663.3765 | 2719298.4725 | 1200660.1557 | 2719297.7078 | 1200657.6497 | 2719299.076 | 1200655.4865 | 2719302.375 | 1200653.8734 | 2719323.6506 | 1200651.9746 | 2719333.5733 | 1200651.5613
23 | 2719307.5313 | 1200669.4434 | 2719312.759 | 1200670.7709
24 | 2719211.4452 | 1200520.8168 | 2719213.5265 | 1200523.7493 | 2719214.937 | 1200537.0094 | 2719216.8293 | 1200542.162 | 2719218.5565 | 1200546.811 | 2719219.5504 | 1200548.3877
25 | 2719211.4452 | 1200520.8168 | 2719211.8292 | 1200518.7653
26 | 2719164.6939 | 1200521.7295 | 2719176.1731 | 1200532.2439 | 2719190.2373 | 1200543.7217 | 2719191.0214 | 1200544.1962
27 | 2719111.3418 | 1200508.8342 | 2719115.668 | 1200509.5543 | 2719124.7207 | 1200511.1582
28 | 2719111.3418 | 1200508.8342 | 2719109.6799 | 1200507.4001 | 2719106.2968 | 1200504.8953
29 | 2719212.9174 | 1200512.9513 | 2719211.8292 | 1200518.7653
30 | 2719141.4723 | 1200494.4165 | 2719164.6939 | 1200521.7295
31 | 2719127.9436 | 1200487.3912 | 2719131.546 | 1200488.9001 | 2719139.9308 | 1200493.4484 | 2719141.4723 | 1200494.4165
32 | 2719079.0483 | 1200481.6374 | 2719096.2696 | 1200481.069 | 2719120.8148 | 1200484.4051 | 2719127.9436 | 1200487.3912
33 | 2719217.4291 | 1200488.846 | 2719212.9174 | 1200512.9513
34 | 2719401.463 | 1200757.2506 | 2719404.8371 | 1200760.6427 | 2719406.9995 | 1200762.554 | 2719411.0193 | 1200767.1599 | 2719414.9144 | 1200768.8612 | 2719424.4385 | 1200771.6202 | 2719428.8197 | 1200771.6044
35 | 2719428.8197 | 1200771.6044 | 2719504.493 | 1200760.1232
36 | 2719401.463 | 1200757.2506 | 2719398.5798 | 1200755.9698 | 2719397.2525 | 1200753.0411 | 2719395.8016 | 1200744.1056 | 2719393.56 | 1200741.2031 | 2719391.3155 | 1200741.1138
37 | 2719504.493 | 1200760.1232 | 2719512.5625 | 1200769.6059
38 | 2719393.7863 | 1200727.2196 | 2719391.3155 | 1200741.1138
39 | 2719366.1231 | 1200735.5509 | 2719370.3927 | 1200739.8504 | 2719375.3691 | 1200742.6964 | 2719380.9123 | 1200743.0963 | 2719386.4826 | 1200742.8963 | 2719391.3155 | 1200741.1138
40 | 2719539.8669 | 1200783.5257 | 2719549.0207 | 1200759.8914 | 2719546.966 | 1200753.8972
41 | 2719539.8669 | 1200783.5257 | 2719531.2741 | 1200776.8489 | 2719522.2514 | 1200776.0567 | 2719516.1213 | 1200773.788 | 2719512.5625 | 1200769.6059
42 | 2719366.1231 | 1200735.5509 | 2719365.0109 | 1200734.4278 | 2719358.0792 | 1200722.7363 | 2719357.2358 | 1200721.8819
43 | 2719333.3359 | 1200698.8802 | 2719338.8776 | 1200706.5966 | 2719351.4963 | 1200716.0666 | 2719357.2358 | 1200721.8819
44 | 2719333.3359 | 1200698.8802 | 2719330.6274 | 1200696.4799 | 2719324.4668 | 1200688.1063 | 2719321.7225 | 1200687.4955 | 2719319.9215 | 1200688.0711 | 2719318.8116 | 1200689.8836 | 2719317.9021 | 1200697.2931
45 | 2719333.3359 | 1200698.8802 | 2719328.0921 | 1200682.7414 | 2719323.9679 | 1200677.2551 | 2719318.9867 | 1200673.4973 | 2719312.759 | 1200670.7709
46 | 2719341.5878 | 1200654.0454 | 2719333.5733 | 1200651.5613
47 | 2719341.5878 | 1200654.0454 | 2719351.2737 | 1200662.4339 | 2719353.1827 | 1200666.7418
48 | 2719341.5878 | 1200654.0454 | 2719348.7574 | 1200654.6001 | 2719355.9266 | 1200653.3202
49 | 2719365.6419 | 1200648.6654 | 2719357.9432 | 1200652.9601 | 2719355.9266 | 1200653.3202
50 | 2719373.1291 | 1200642.578 | 2719366.1598 | 1200648.3764 | 2719365.6419 | 1200648.6654
51 | 2719373.1291 | 1200642.578 | 2719375.0849 | 1200641.4941
52 | 2719373.1291 | 1200642.578 | 2719370.5199 | 1200637.1108 | 2719368.9753 | 1200635.1451 | 2719366.9638 | 1200633.6817 | 2719351.7323 | 1200633.4177
53 | 2719338.9692 | 1200631.899 | 2719346.0378 | 1200633.319 | 2719351.7323 | 1200633.4177
54 | 2719375.0849 | 1200641.4941 | 2719381.2841 | 1200645.2651 | 2719384.1654 | 1200646.6459
55 | 2719375.0849 | 1200641.4941 | 2719377.037 | 1200640.5991 | 2719389.9641 | 1200632.3624
56 | 2719408.7586 | 1200624.6878 | 2719407.1353 | 1200631.994 | 2719406.2981 | 1200632.7334 | 2719404.2539 | 1200632.9038 | 2719396.4968 | 1200625.1654 | 2719395.5829 | 1200624.7913 | 2719394.7071 | 1200625.1741 | 2719394.3845 | 1200631.0275 | 2719393.2607 | 1200631.2496 | 2719389.9641 | 1200632.3624
57 | 2719384.1667 | 1200628.6772 | 2719387.2178 | 1200629.561 | 2719388.619 | 1200630.7009 | 2719389.9641 | 1200632.3624
58 | 2719123.7861 | 1200387.5129 | 2719127.3587 | 1200391.8899 | 2719138.2541 | 1200402.468
59 | 2719123.7861 | 1200387.5129 | 2719075.3387 | 1200393.8546
60 | 2719156.2362 | 1200421.2315 | 2719144.3838 | 1200408.4192 | 2719138.2541 | 1200402.468
61 | 2719156.2362 | 1200421.2315 | 2719164.3785 | 1200430.3005 | 2719173.3479 | 1200436.0836 | 2719187.0135 | 1200442.3607 | 2719193.2417 | 1200447.3664 | 2719208.5087 | 1200460.0135
62 | 2719132.8718 | 1200289.5914 | 2719124.254 | 1200288.2283
63 | 2719181.0403 | 1200311.6235 | 2719160.8028 | 1200291.9722 | 2719153.899 | 1200289.8997 | 2719147.1804 | 1200288.8538 | 2719132.8718 | 1200289.5914
64 | 2719092.7549 | 1200267.8092 | 2719099.2349 | 1200270.8962 | 2719123.2992 | 1200288.0772 | 2719124.254 | 1200288.2283
65 | 2719079.0483 | 1200481.6374 | 2719084.9852 | 1200485.9811 | 2719095.542 | 1200496.9328
66 | 2719079.0483 | 1200481.6374 | 2719072.1751 | 1200478.0423 | 2719064.9138 | 1200475.9627 | 2719052.9528 | 1200473.9452 | 2719050.4292 | 1200472.63
67 | 2719208.5087 | 1200460.0135 | 2719189.9181 | 1200457.8411 | 2719182.7653 | 1200457.9541 | 2719177.0172 | 1200459.4184 | 2719169.6503 | 1200460.3388
68 | 2719212.6364 | 1200463.4317 | 2719208.5087 | 1200460.0135
69 | 2719212.6364 | 1200463.4317 | 2719217.1568 | 1200462.0542 | 2719226.8525 | 1200462.3478
70 | 2719212.6364 | 1200463.4317 | 2719216.8345 | 1200467.8965 | 2719218.0656 | 1200472.6023 | 2719218.601 | 1200476.6826 | 2719217.6905 | 1200486.1329
71 | 2719217.4291 | 1200488.846 | 2719231.192 | 1200485.2846 | 2719241.7801 | 1200479.8466
72 | 2719217.4291 | 1200488.846 | 2719217.6905 | 1200486.1329
73 | 2719241.7801 | 1200479.8466 | 2719290.1909 | 1200517.4189
74 | 2718819.1089 | 1200449.9405 | 2718818.2272 | 1200447.9438 | 2718816.3449 | 1200444.9486 | 2718806.3187 | 1200432.9405 | 2718803.7648 | 1200428.1084 | 2718798.218 | 1200414.099 | 2718794.5154 | 1200410.356 | 2718792.4766 | 1200407.569 | 2718790.8864 | 1200402.9117 | 2718789.18 | 1200396.5157
75 | 2718766.0381 | 1200368.4593 | 2718772.6718 | 1200379.1323 | 2718775.5292 | 1200384.026 | 2718778.4569 | 1200385.7632 | 2718783.9414 | 1200387.5958 | 2718786.8956 | 1200390.3009 | 2718788.7958 | 1200395.0755 | 2718789.18 | 1200396.5157
76 | 2718819.1089 | 1200449.9405 | 2718814.6924 | 1200451.0758 | 2718814.6924 | 1200451.0758
77 | 2718819.1089 | 1200449.9405 | 2718827.7072 | 1200448.744 | 2718832.0812 | 1200449.7428 | 2718842.073 | 1200453.1439 | 2718849.5632 | 1200454.0602 | 2718857.6502 | 1200455.6 | 2718861.928 | 1200463.7243
78 | 2718766.0381 | 1200368.4593 | 2718765.3193 | 1200358.2709 | 2718764.7638 | 1200345.2281 | 2718766.2208 | 1200341.2763 | 2718777.118 | 1200326.1174
79 | 2718766.0381 | 1200368.4593 | 2718763.2332 | 1200368.2034 | 2718760.7185 | 1200366.3743 | 2718758.5748 | 1200363.8854 | 2718750.4197 | 1200349.5968
80 | 2718793.0509 | 1200458.3287 | 2718793.0509 | 1200458.3287 | 2718791.6824 | 1200455.1547 | 2718792.3005 | 1200452.4094 | 2718794.4422 | 1200450.0169 | 2718797.2754 | 1200448.8501 | 2718801.3625 | 1200448.5756 | 2718807.9639 | 1200450.5305 | 2718814.6924 | 1200451.0758
81 | 2718888.2569 | 1200479.9822 | 2718866.5567 | 1200467.2301 | 2718861.928 | 1200463.7243
82 | 2718870.3284 | 1200508.4353 | 2718868.6284 | 1200501.6409 | 2718872.6774 | 1200502.1329 | 2718875.2368 | 1200503.2402 | 2718874.3386 | 1200499.3973 | 2718878.9179 | 1200500.4114 | 2718874.6801 | 1200487.5955 | 2718869.3706 | 1200477.3601 | 2718861.928 | 1200463.7243
83 | 2718861.928 | 1200463.7243 | 2718857.6502 | 1200455.6 | 2718868.7106 | 1200456.5762 | 2718872.5645 | 1200456.5417
84 | 2718779.3991 | 1200319.1966 | 2718778.877 | 1200323.6705 | 2718777.118 | 1200326.1174
85 | 2718776.2133 | 1200460.2843 | 2718776.2133 | 1200460.2843 | 2718783.6913 | 1200461.8119 | 2718783.8499 | 1200458.8128 | 2718793.0509 | 1200458.3287
86 | 2718872.5645 | 1200456.5417 | 2718867.155 | 1200452.4756 | 2718854.8529 | 1200439.6549 | 2718850.2617 | 1200436.5613
87 | 2718872.5645 | 1200456.5417 | 2718876.7402 | 1200456.0244 | 2718884.8712 | 1200452.6726 | 2718887.9894 | 1200452.49 | 2718892.5258 | 1200452.9806 | 2718898.1237 | 1200453.7036 | 2718904.7223 | 1200453.1234 | 2718896.8838 | 1200434.1313 | 2718893.0474 | 1200426.7829 | 2718890.5653 | 1200423.3199
88 | 2718890.5653 | 1200423.3199 | 2718887.1232 | 1200426.765 | 2718883.0908 | 1200426.5847 | 2718879.2477 | 1200424.9293 | 2718865.862 | 1200417.5799 | 2718859.3813 | 1200416.061
89 | 2718890.5653 | 1200423.3199 | 2718896.7877 | 1200416.005 | 2718895.9658 | 1200411.0072 | 2718883.8731 | 1200392.642 | 2718882.9443 | 1200390.333
90 | 2718776.2133 | 1200460.2843 | 2718740.6989 | 1200517.3647
91 | 2718884.7295 | 1200387.8778 | 2718882.9443 | 1200390.333
92 | 2718872.5131 | 1200308.4927 | 2718877.4603 | 1200309.2867 | 2718883.5408 | 1200309.1075 | 2718884.6153 | 1200308.6817
93 | 2718891.7692 | 1200305.8466 | 2718884.6153 | 1200308.6817
94 | 2718923.7017 | 1200305.3705 | 2718923.3852 | 1200308.2663 | 2718921.0163 | 1200309.4422 | 2718910.2379 | 1200309.5835 | 2718891.7692 | 1200305.8466
95 | 2718923.7017 | 1200305.3705 | 2718944.5514 | 1200319.9405 | 2718961.8299 | 1200329.1356
96 | 2718961.8299 | 1200329.1356 | 2718966.2421 | 1200333.1931 | 2718967.8762 | 1200338.3182 | 2718970.7249 | 1200345.1689
97 | 2718961.8299 | 1200329.1356 | 2718958.6819 | 1200341.1373 | 2718954.5362 | 1200353.9036
98 | 2719095.542 | 1200496.9328 | 2719084.5619 | 1200499.5715 | 2719078.1298 | 1200499.4433 | 2719066.1466 | 1200496.2466 | 2719060.1179 | 1200496.1264 | 2719052.339 | 1200497.0944
99 | 2719095.542 | 1200496.9328 | 2719106.2968 | 1200504.8953
100 | 2719027.1435 | 1200451.8816 | 2719031.7705 | 1200455.8544 | 2719041.3007 | 1200466.7411 | 2719045.1221 | 1200469.864 | 2719050.4292 | 1200472.63
101 | 2719027.1435 | 1200451.8816 | 2719020.9745 | 1200446.5771 | 2719013.4764 | 1200439.9451 | 2719001.8588 | 1200432.1525 | 2718990.8197 | 1200425.8009
102 | 2718961.5362 | 1200415.9967 | 2718966.0366 | 1200418.0512 | 2718971.8239 | 1200419.5898 | 2718980.2343 | 1200420.569 | 2718984.5426 | 1200422.1893 | 2718990.8197 | 1200425.8009
103 | 2718935.1276 | 1200398.6298 | 2718932.2307 | 1200395.2394 | 2718928.1568 | 1200391.7891 | 2718924.0151 | 1200389.8275 | 2718914.973 | 1200387.3013 | 2718909.611 | 1200387.3502 | 2718906.436 | 1200387.8702
104 | 2718938.7644 | 1200402.8862 | 2718935.1276 | 1200398.6298
105 | 2718884.7295 | 1200387.8778 | 2718892.8466 | 1200390.5857 | 2718901.8028 | 1200388.6291 | 2718906.436 | 1200387.8702
106 | 2718938.7644 | 1200402.8862 | 2718939.8323 | 1200397.8259 | 2718944.8964 | 1200382.9158 | 2718946.6679 | 1200377.7028
107 | 2718938.7644 | 1200402.8862 | 2718939.2632 | 1200403.4632 | 2718942.4197 | 1200406.3281 | 2718946.8082 | 1200409.2731 | 2718961.5362 | 1200415.9967
108 | 2718876.44 | 1200380.8189 | 2718881.6131 | 1200385.6698 | 2718884.7295 | 1200387.8778
109 | 2718946.6679 | 1200377.7028 | 2718942.7627 | 1200373.8111 | 2718940.0507 | 1200371.5666 | 2718936.4435 | 1200370.683 | 2718929.8324 | 1200370.8593
110 | 2718946.6679 | 1200377.7028 | 2718949.9282 | 1200368.0939 | 2718954.5362 | 1200353.9036
111 | 2718876.44 | 1200380.8189 | 2718869.9291 | 1200374.696 | 2718861.838 | 1200368.386 | 2718857.5108 | 1200363.9374
112 | 2718876.44 | 1200380.8189 | 2718882.7749 | 1200380.8671 | 2718885.5484 | 1200380.5806
113 | 2718723.1055 | 1200517.004 | 2718732.9825 | 1200515.4546 | 2718740.6989 | 1200517.3647
114 | 2718683.005 | 1200471.4186 | 2718682.6836 | 1200469.1994 | 2718677.4492 | 1200461.6789 | 2718677.351 | 1200460.1091 | 2718678.2598 | 1200458.8262 | 2718679.2423 | 1200458.4343 | 2718701.4497 | 1200455.6511 | 2718705.8236 | 1200453.592 | 2718706.3363 | 1200453.3416
115 | 2718683.005 | 1200471.4186 | 2718693.6222 | 1200480.1358 | 2718697.3048 | 1200484.123 | 2718702.5736 | 1200490.6975
116 | 2718723.1055 | 1200517.004 | 2718709.9109 | 1200502.3423 | 2718703.4351 | 1200491.7726 | 2718702.5736 | 1200490.6975
117 | 2718970.7249 | 1200345.1689 | 2718979.0135 | 1200345.7676 | 2718985.936 | 1200349.5749 | 2718995.9597 | 1200354.0555 | 2718997.8044 | 1200353.5808

## bus_geodata
| x | y | coords
0 | 2718927.5918 | 1200244.0065
1 | 2718935.8983 | 1200254.6649
2 | 2718949.2849 | 1200262.2425
3 | 2718933.3398 | 1200260.0068
4 | 2719002.2254 | 1200239.4852
5 | 2718911.6273 | 1200254.4612
6 | 2718896.3746 | 1200251.2427
7 | 2718884.6102 | 1200285.9897
8 | 2719007.4368 | 1200207.6508
9 | 2719016.154 | 1200219.6035
10 | 2718989.9732 | 1200200.7578
11 | 2719019.3897 | 1200226.1394
12 | 2719013.855 | 1200245.1654
13 | 2719034.8985 | 1200259.5617
14 | 2719080.7845 | 1200258.1142
15 | 2718907.757 | 1200296.1336
16 | 2719233.7289 | 1200629.3966
17 | 2719258.3023 | 1200609.8647
18 | 2719210.4189 | 1200558.8798
19 | 2719307.5313 | 1200669.4434
20 | 2719211.4452 | 1200520.8168
21 | 2719191.0214 | 1200544.1962
22 | 2719124.7207 | 1200511.1582
23 | 2719111.3418 | 1200508.8342
24 | 2719219.5504 | 1200548.3877
25 | 2719211.8292 | 1200518.7653
26 | 2719164.6939 | 1200521.7295
27 | 2719141.4723 | 1200494.4165
28 | 2719127.9436 | 1200487.3912
29 | 2719212.9174 | 1200512.9513
30 | 2719428.8197 | 1200771.6045
31 | 2719401.463 | 1200757.2506
32 | 2719504.493 | 1200760.1232
33 | 2719391.3155 | 1200741.1138
34 | 2719546.966 | 1200753.8972
35 | 2719539.8669 | 1200783.5257
36 | 2719512.5625 | 1200769.6059
37 | 2719393.7863 | 1200727.2196
38 | 2719366.1231 | 1200735.5509
39 | 2719357.2358 | 1200721.8819
40 | 2719333.3359 | 1200698.8802
41 | 2719317.9021 | 1200697.2931
42 | 2719312.759 | 1200670.7709
43 | 2719333.5733 | 1200651.5613
44 | 2719341.5878 | 1200654.0454
45 | 2719353.1827 | 1200666.7418
46 | 2719355.9266 | 1200653.3202
47 | 2719365.6419 | 1200648.6654
48 | 2719373.1291 | 1200642.578
49 | 2719351.7323 | 1200633.4177
50 | 2719338.9692 | 1200631.899
51 | 2719375.0849 | 1200641.4941
52 | 2719384.1654 | 1200646.6459
53 | 2719389.9641 | 1200632.3624
54 | 2719408.7586 | 1200624.6878
55 | 2719384.1667 | 1200628.6772
56 | 2719123.7861 | 1200387.5129
57 | 2719138.2541 | 1200402.468
58 | 2719075.3387 | 1200393.8546
59 | 2719156.2362 | 1200421.2315
60 | 2719132.8718 | 1200289.5914
61 | 2719124.254 | 1200288.2283
62 | 2719181.0403 | 1200311.6235
63 | 2719079.0483 | 1200481.6374
64 | 2719208.5087 | 1200460.0135
65 | 2719169.6503 | 1200460.3388
66 | 2719212.6364 | 1200463.4317
67 | 2719092.7549 | 1200267.8092
68 | 2719217.4291 | 1200488.846
69 | 2719241.7801 | 1200479.8466
70 | 2719217.6905 | 1200486.1329
71 | 2719290.1909 | 1200517.4189
72 | 2719226.8525 | 1200462.3478
73 | 2718789.18 | 1200396.5157
74 | 2718819.1089 | 1200449.9405
75 | 2718766.0381 | 1200368.4593
76 | 2718814.6924 | 1200451.0758
77 | 2718861.928 | 1200463.7243
78 | 2718777.118 | 1200326.1174
79 | 2718750.4197 | 1200349.5968
80 | 2718793.0509 | 1200458.3287
81 | 2718888.2569 | 1200479.9822
82 | 2718870.3284 | 1200508.4353
83 | 2718872.5645 | 1200456.5417
84 | 2718850.2617 | 1200436.5613
85 | 2718890.5653 | 1200423.3199
86 | 2718779.3991 | 1200319.1966
87 | 2718776.2133 | 1200460.2843
88 | 2718859.3813 | 1200416.061
89 | 2718882.9443 | 1200390.333
90 | 2718872.5131 | 1200308.4927
91 | 2718884.6153 | 1200308.6817
92 | 2718891.7692 | 1200305.8466
93 | 2718923.7017 | 1200305.3705
94 | 2718961.8299 | 1200329.1356
95 | 2719095.542 | 1200496.9328
96 | 2719050.4292 | 1200472.63
97 | 2719052.339 | 1200497.0944
98 | 2719106.2968 | 1200504.8953
99 | 2719027.1435 | 1200451.8816
100 | 2718990.8197 | 1200425.8009
101 | 2718935.1276 | 1200398.6298
102 | 2718906.436 | 1200387.8702
103 | 2718938.7644 | 1200402.8862
104 | 2718884.7295 | 1200387.8778
105 | 2718946.6679 | 1200377.7028
106 | 2718961.5362 | 1200415.9967
107 | 2718876.44 | 1200380.8189
108 | 2718929.8324 | 1200370.8593
109 | 2718954.5362 | 1200353.9036
110 | 2718857.5108 | 1200363.9374
111 | 2718885.5484 | 1200380.5806
112 | 2718740.6989 | 1200517.3647
113 | 2718706.3363 | 1200453.3416
114 | 2718683.005 | 1200471.4186
115 | 2718702.5736 | 1200490.6975
116 | 2718723.1055 | 1200517.004
117 | 2718970.7249 | 1200345.1689
118 | 2718997.8044 | 1200353.5808
119 | 2719145.7819 | 1200497.1233

## line_std_types
| c_nf_per_km | r_ohm_per_km | x_ohm_per_km | max_i_ka | type | q_mm2 | alpha | voltage_rating
NAYY 4x50 SE | 210 | 0.642 | 0.083 | 0.142 | cs | 50 | 0.00403 | LV
NAYY 4x120 SE | 264 | 0.225 | 0.08 | 0.242 | cs | 120 | 0.00403 | LV
NAYY 4x150 SE | 261 | 0.208 | 0.08 | 0.27 | cs | 150 | 0.00403 | LV
NA2XS2Y 1x95 RM/25 12/20 kV | 216 | 0.313 | 0.132 | 0.252 | cs | 95 | 0.00403 | MV
NA2XS2Y 1x185 RM/25 12/20 kV | 273 | 0.161 | 0.117 | 0.362 | cs | 185 | 0.00403 | MV
NA2XS2Y 1x240 RM/25 12/20 kV | 304 | 0.122 | 0.112 | 0.421 | cs | 240 | 0.00403 | MV
NA2XS2Y 1x95 RM/25 6/10 kV | 315 | 0.313 | 0.123 | 0.249 | cs | 95 | 0.00403 | MV
NA2XS2Y 1x185 RM/25 6/10 kV | 406 | 0.161 | 0.11 | 0.358 | cs | 185 | 0.00403 | MV
NA2XS2Y 1x240 RM/25 6/10 kV | 456 | 0.122 | 0.105 | 0.416 | cs | 240 | 0.00403 | MV
NA2XS2Y 1x150 RM/25 12/20 kV | 250 | 0.206 | 0.116 | 0.319 | cs | 150 | 0.00403 | MV
NA2XS2Y 1x120 RM/25 12/20 kV | 230 | 0.253 | 0.119 | 0.283 | cs | 120 | 0.00403 | MV
NA2XS2Y 1x70 RM/25 12/20 kV | 190 | 0.443 | 0.132 | 0.22 | cs | 70 | 0.00403 | MV
NA2XS2Y 1x150 RM/25 6/10 kV | 360 | 0.206 | 0.11 | 0.315 | cs | 150 | 0.00403 | MV
NA2XS2Y 1x120 RM/25 6/10 kV | 340 | 0.253 | 0.113 | 0.28 | cs | 120 | 0.00403 | MV
NA2XS2Y 1x70 RM/25 6/10 kV | 280 | 0.443 | 0.123 | 0.217 | cs | 70 | 0.00403 | MV
N2XS(FL)2Y 1x120 RM/35 64/110 kV | 112 | 0.153 | 0.166 | 0.366 | cs | 120 | 0.00393 | HV
N2XS(FL)2Y 1x185 RM/35 64/110 kV | 125 | 0.099 | 0.156 | 0.457 | cs | 185 | 0.00393 | HV
N2XS(FL)2Y 1x240 RM/35 64/110 kV | 135 | 0.075 | 0.149 | 0.526 | cs | 240 | 0.00393 | HV
N2XS(FL)2Y 1x300 RM/35 64/110 kV | 144 | 0.06 | 0.144 | 0.588 | cs | 300 | 0.00393 | HV
15-AL1/3-ST1A 0.4 | 11 | 1.8769 | 0.35 | 0.105 | ol | 16 | 0.00403 | LV
24-AL1/4-ST1A 0.4 | 11.25 | 1.2012 | 0.335 | 0.14 | ol | 24 | 0.00403 | LV
48-AL1/8-ST1A 0.4 | 12.2 | 0.5939 | 0.3 | 0.21 | ol | 48 | 0.00403 | LV
94-AL1/15-ST1A 0.4 | 13.2 | 0.306 | 0.29 | 0.35 | ol | 94 | 0.00403 | LV
34-AL1/6-ST1A 10.0 | 9.7 | 0.8342 | 0.36 | 0.17 | ol | 34 | 0.00403 | MV
48-AL1/8-ST1A 10.0 | 10.1 | 0.5939 | 0.35 | 0.21 | ol | 48 | 0.00403 | MV
70-AL1/11-ST1A 10.0 | 10.4 | 0.4132 | 0.339 | 0.29 | ol | 70 | 0.00403 | MV
94-AL1/15-ST1A 10.0 | 10.75 | 0.306 | 0.33 | 0.35 | ol | 94 | 0.00403 | MV
122-AL1/20-ST1A 10.0 | 11.1 | 0.2376 | 0.323 | 0.41 | ol | 122 | 0.00403 | MV
149-AL1/24-ST1A 10.0 | 11.25 | 0.194 | 0.315 | 0.47 | ol | 149 | 0.00403 | MV
34-AL1/6-ST1A 20.0 | 9.15 | 0.8342 | 0.382 | 0.17 | ol | 34 | 0.00403 | MV
48-AL1/8-ST1A 20.0 | 9.5 | 0.5939 | 0.372 | 0.21 | ol | 48 | 0.00403 | MV
70-AL1/11-ST1A 20.0 | 9.7 | 0.4132 | 0.36 | 0.29 | ol | 70 | 0.00403 | MV
94-AL1/15-ST1A 20.0 | 10 | 0.306 | 0.35 | 0.35 | ol | 94 | 0.00403 | MV
122-AL1/20-ST1A 20.0 | 10.3 | 0.2376 | 0.344 | 0.41 | ol | 122 | 0.00403 | MV
149-AL1/24-ST1A 20.0 | 10.5 | 0.194 | 0.337 | 0.47 | ol | 149 | 0.00403 | MV
184-AL1/30-ST1A 20.0 | 10.75 | 0.1571 | 0.33 | 0.535 | ol | 184 | 0.00403 | MV
243-AL1/39-ST1A 20.0 | 11 | 0.1188 | 0.32 | 0.645 | ol | 243 | 0.00403 | MV
48-AL1/8-ST1A 110.0 | 8 | 0.5939 | 0.46 | 0.21 | ol | 48 | 0.00403 | HV
70-AL1/11-ST1A 110.0 | 8.4 | 0.4132 | 0.45 | 0.29 | ol | 70 | 0.00403 | HV
94-AL1/15-ST1A 110.0 | 8.65 | 0.306 | 0.44 | 0.35 | ol | 94 | 0.00403 | HV
122-AL1/20-ST1A 110.0 | 8.5 | 0.2376 | 0.43 | 0.41 | ol | 122 | 0.00403 | HV
149-AL1/24-ST1A 110.0 | 8.75 | 0.194 | 0.41 | 0.47 | ol | 149 | 0.00403 | HV
184-AL1/30-ST1A 110.0 | 8.8 | 0.1571 | 0.4 | 0.535 | ol | 184 | 0.00403 | HV
243-AL1/39-ST1A 110.0 | 9 | 0.1188 | 0.39 | 0.645 | ol | 243 | 0.00403 | HV
305-AL1/39-ST1A 110.0 | 9.2 | 0.0949 | 0.38 | 0.74 | ol | 305 | 0.00403 | HV
490-AL1/64-ST1A 110.0 | 9.75 | 0.059 | 0.37 | 0.96 | ol | 490 | 0.00403 | HV
679-AL1/86-ST1A 110.0 | 9.95 | 0.042 | 0.36 | 1.15 | ol | 679 | 0.00403 | HV
490-AL1/64-ST1A 220.0 | 10 | 0.059 | 0.285 | 0.96 | ol | 490 | 0.00403 | HV
679-AL1/86-ST1A 220.0 | 11.7 | 0.042 | 0.275 | 1.15 | ol | 679 | 0.00403 | HV
490-AL1/64-ST1A 380.0 | 11 | 0.059 | 0.253 | 0.96 | ol | 490 | 0.00403 | HV
679-AL1/86-ST1A 380.0 | 14.6 | 0.042 | 0.25 | 1.15 | ol | 679 | 0.00403 | HV

## trafo_std_types
| i0_percent | pfe_kw | vkr_percent | sn_mva | vn_lv_kv | vn_hv_kv | vk_percent | shift_degree | vector_group | tap_side | tap_neutral | tap_min | tap_max | tap_step_degree | tap_step_percent | tap_phase_shifter
160 MVA 380/110 kV | 0.06 | 60 | 0.25 | 160 | 110 | 380 | 12.2 | 0 | Yy0 | hv | 0 | -9 | 9 | 0 | 1.5 | FALSE
100 MVA 220/110 kV | 0.06 | 55 | 0.26 | 100 | 110 | 220 | 12 | 0 | Yy0 | hv | 0 | -9 | 9 | 0 | 1.5 | FALSE
63 MVA 110/20 kV | 0.04 | 22 | 0.32 | 63 | 20 | 110 | 18 | 150 | YNd5 | hv | 0 | -9 | 9 | 0 | 1.5 | FALSE
40 MVA 110/20 kV | 0.05 | 18 | 0.34 | 40 | 20 | 110 | 16.2 | 150 | YNd5 | hv | 0 | -9 | 9 | 0 | 1.5 | FALSE
25 MVA 110/20 kV | 0.07 | 14 | 0.41 | 25 | 20 | 110 | 12 | 150 | YNd5 | hv | 0 | -9 | 9 | 0 | 1.5 | FALSE
63 MVA 110/10 kV | 0.04 | 22 | 0.32 | 63 | 10 | 110 | 18 | 150 | YNd5 | hv | 0 | -9 | 9 | 0 | 1.5 | FALSE
40 MVA 110/10 kV | 0.05 | 18 | 0.34 | 40 | 10 | 110 | 16.2 | 150 | YNd5 | hv | 0 | -9 | 9 | 0 | 1.5 | FALSE
25 MVA 110/10 kV | 0.07 | 14 | 0.41 | 25 | 10 | 110 | 12 | 150 | YNd5 | hv | 0 | -9 | 9 | 0 | 1.5 | FALSE
0.25 MVA 20/0.4 kV | 0.32 | 0.8 | 1.44 | 0.25 | 0.4 | 20 | 6 | 150 | Yzn5 | hv | 0 | -2 | 2 | 0 | 2.5 | FALSE
0.4 MVA 20/0.4 kV | 0.3375 | 1.35 | 1.425 | 0.4 | 0.4 | 20 | 6 | 150 | Dyn5 | hv | 0 | -2 | 2 | 0 | 2.5 | FALSE
0.63 MVA 20/0.4 kV | 0.2619 | 1.65 | 1.206 | 0.63 | 0.4 | 20 | 6 | 150 | Dyn5 | hv | 0 | -2 | 2 | 0 | 2.5 | FALSE
0.25 MVA 10/0.4 kV | 0.24 | 0.6 | 1.2 | 0.25 | 0.4 | 10 | 4 | 150 | Dyn5 | hv | 0 | -2 | 2 | 0 | 2.5 | FALSE
0.4 MVA 10/0.4 kV | 0.2375 | 0.95 | 1.325 | 0.4 | 0.4 | 10 | 4 | 150 | Dyn5 | hv | 0 | -2 | 2 | 0 | 2.5 | FALSE
0.63 MVA 10/0.4 kV | 0.1873 | 1.18 | 1.0794 | 0.63 | 0.4 | 10 | 4 | 150 | Dyn5 | hv | 0 | -2 | 2 | 0 | 2.5 | FALSE

## trafo3w_std_types
| sn_hv_mva | sn_mv_mva | sn_lv_mva | vn_hv_kv | vn_mv_kv | vn_lv_kv | vk_hv_percent | vk_mv_percent | vk_lv_percent | vkr_hv_percent | vkr_mv_percent | vkr_lv_percent | pfe_kw | i0_percent | shift_mv_degree | shift_lv_degree | vector_group | tap_side | tap_neutral | tap_min | tap_max | tap_step_percent
63/25/38 MVA 110/20/10 kV | 63 | 25 | 38 | 110 | 20 | 10 | 10.4 | 10.4 | 10.4 | 0.28 | 0.32 | 0.35 | 35 | 0.89 | 0 | 0 | YN0yn0yn0 | hv | 0 | -10 | 10 | 1.2
63/25/38 MVA 110/10/10 kV | 63 | 25 | 38 | 110 | 10 | 10 | 10.4 | 10.4 | 10.4 | 0.28 | 0.32 | 0.35 | 35 | 0.89 | 0 | 0 | YN0yn0yn0 | hv | 0 | -10 | 10 | 1.2

## fuse_std_types
| fuse_type | i_rated_a | t_avg | t_min | t_total | x_avg | x_min | x_total
HV 100A | HV 100A | 100 | 0 | [10.0, 3.64, 0.854, 0.281, 0.1, 0.0531, 0.022, 0.01] | [10.0, 4.267, 1.21, 0.403, 0.1, 0.058, 0.022, 0.01] | 0 | [300.0, 350.0, 450.0, 550.0, 700.0, 850.0, 1200.0, 1752.0] | [600.0, 700.0, 900.0, 1150.0, 1665.0, 2000.0, 3000.0, 4313.0]
HV 10A | HV 10A | 10 | 0 | [10.0, 1675.0, 0.344, 0.156, 0.1, 0.0417, 0.0171, 0.01] | [10.0, 1.3, 0.3, 0.155, 0.1, 0.0555, 0.023, 0.01] | 0 | [30.0, 32.0, 35.0, 37.0, 39.0, 50.0, 70.0, 88.0] | [60.0, 70.0, 80.0, 87.0, 94.0, 110.0, 150.0, 216.0]
HV 125A | HV 125A | 125 | 0 | [10.0, 1.82, 0.344, 0.1, 0.0467, 0.0269, 0.01] | [10.0, 2.478, 0.426, 0.1, 0.0427, 0.0211, 0.01] | 0 | [375.0, 500.0, 700.0, 925.0, 1200.0, 1500.0, 2341.0] | [750.0, 1000.0, 1500.0, 2200.0, 3000.0, 4000.0, 5765.0]
HV 160A | HV 160A | 160 | 0 | [10.0, 4.15, 1.03, 0.198, 0.1, 0.051, 0.0172, 0.01] | [10.0, 2.3, 0.734, 0.274, 0.1, 0.046, 0.0177, 0.01] | 0 | [480.0, 550.0, 700.0, 1000.0, 1260.0, 1600.0, 2500.0, 3227.0] | [960.0, 1300.0, 1700.0, 2200.0, 2996.0, 4000.0, 6000.0, 7946.0]
HV 16A | HV 16A | 16 | 0 | [10.0, 0.352, 0.164, 0.1, 0.0649, 0.0342, 0.01] | [10.0, 2.34, 0.722, 0.181, 0.1, 0.055, 0.0296, 0.01] | 0 | [48.0, 60.0, 65.0, 71.0, 80.0, 100.0, 162.0] | [96.0, 110.0, 125.0, 150.0, 168.0, 200.0, 250.0, 398.0]
HV 200A | HV 200A | 200 | 0 | [10.0, 4.267, 1.21, 0.403, 0.1, 0.058, 0.022, 0.01] | [10.0, 3.73, 1.654, 0.328, 0.1, 0.0531, 0.019, 0.01] | 0 | [600.0, 700.0, 900.0, 1150.0, 1665.0, 2000.0, 3000.0, 4313.0] | [1200.0, 1500.0, 1800.0, 2700.0, 3960.0, 5000.0, 7500.0, 10620.0]
HV 20A | HV 20A | 20 | 0 | [10.0, 1.3, 0.3, 0.155, 0.1, 0.0555, 0.023, 0.01] | [10.0, 1.3, 0.161, 0.1, 0.0611, 0.0399, 0.0141, 0.01] | 0 | [60.0, 70.0, 80.0, 87.0, 94.0, 110.0, 150.0, 216.0] | [120.0, 150.0, 200.0, 223.0, 260.0, 300.0, 450.0, 532.0]
HV 25A | HV 25A | 25 | 0 | [10.0, 2.512, 0.833, 0.299, 0.1, 0.0372, 0.0223, 0.01] | [10.0, 3.125, 0.597, 0.198, 0.1, 0.0378, 0.022, 0.01] | 0 | [75.0, 82.0, 90.0, 100.0, 124.0, 170.0, 200.0, 289.0] | [150.0, 170.0, 210.0, 250.0, 294.0, 400.0, 500.0, 711.0]
HV 31.5A | HV 31.5A | 31.5 | 0 | [10.0, 2.34, 0.722, 0.181, 0.1, 0.055, 0.0296, 0.01] | [10.0, 2.84, 0.368, 0.164, 0.1, 0.0621, 0.0378, 0.0195, 0.01] | 0 | [95.0, 110.0, 125.0, 150.0, 165.0, 200.0, 250.0, 390.0] | [189.0, 220.0, 300.0, 350.0, 393.0, 450.0, 530.0, 700.0, 960.0]
HV 40A | HV 40A | 40 | 0 | [10.0, 1.3, 0.161, 0.1, 0.0611, 0.0399, 0.0141, 0.01] | [10.0, 2.05, 0.369, 0.198, 0.1, 0.051, 0.0298, 0.01] | 0 | [120.0, 150.0, 200.0, 223.0, 260.0, 300.0, 450.0, 532.0] | [240.0, 300.0, 400.0, 450.0, 530.0, 650.0, 800.0, 1311.0]
HV 50A | HV 50A | 50 | 0 | [10.0, 3.215, 0.597, 0.198, 0.1, 0.0378, 0.022, 0.01] | [10.0, 3.64, 0.854, 0.281, 0.1, 0.0531, 0.022, 0.01] | 0 | [150.0, 170.0, 210.0, 250.0, 294.0, 400.0, 500.0, 711.0] | [300.0, 350.0, 450.0, 550.0, 700.0, 850.0, 1200.0, 1752.0]
HV 6.3A | HV 6.3A | 6.3 | 0 | [10.0, 1.39, 0.344, 0.168, 0.1, 0.056, 0.0263, 0.01] | [10.0, 1.711, 0.516, 0.198, 0.1, 0.0634, 0.0303, 0.01] | 0 | [19.0, 19.5, 20.4, 20.8, 22.0, 25.0, 32.0, 48.0] | [38.0, 40.0, 43.0, 48.0, 53.0, 60.0, 75.0, 118.0]
HV 63A | HV 63A | 63 | 0 | [10.0, 2.84, 0.368, 0.164, 0.1, 0.0621, 0.0378, 0.0195, 0.01] | [10.0, 1.82, 0.344, 0.1, 0.0467, 0.0269, 0.01] | 0 | [189.0, 220.0, 300.0, 350.0, 393.0, 450.0, 530.0, 700.0, 961.0] | [378.0, 500.0, 700.0, 934.0, 1200.0, 1500.0, 2366.0]
HV 80A | HV 80A | 80 | 0 | [10.0, 2.05, 0.369, 0.198, 0.1, 0.051, 0.0298, 0.01] | [10.0, 4.15, 1.03, 0.198, 0.1, 0.051, 0.0172, 0.01] | 0 | [240.0, 300.0, 400.0, 450.0, 530.0, 650.0, 800.0, 1311.0] | [480.0, 550.0, 700.0, 1000.0, 1260.0, 1600.0, 2500.0, 3227.0]
Siemens NH-1-100 | Siemens NH-1-100 | 100 | [5400.0, 2000.0, 400.0, 20.0, 1.0, 0.2, 0.012, 0.004] | 0 | 0 | [150.0, 190.0, 250.0, 430.0, 900.0, 1250.0, 2700.0, 3600.0] | 0 | 0
Siemens NH-1-125 | Siemens NH-1-125 | 125 | [4800.0, 120.0, 7.0, 0.1, 0.004] | 0 | 0 | [180.0, 400.0, 740.0, 2000.0, 4250.0] | 0 | 0
Siemens NH-1-16 | Siemens NH-1-16 | 16 | [4000.0, 400.0, 2.0, 0.1, 0.04, 0.01] | 0 | 0 | [26.0, 35.0, 75.0, 150.0, 200.0, 300.0] | 0 | 0
Siemens NH-1-160 | Siemens NH-1-160 | 160 | [4800.0, 120.0, 7.0, 0.1, 0.004] | 0 | 0 | [210.0, 500.0, 900.0, 2300.0, 5000.0] | 0 | 0
Siemens NH-1-25 | Siemens NH-1-25 | 25 | [4000.0, 1000.0, 10.0, 0.2, 0.02, 0.01] | 0 | 0 | [40.0, 50.0, 100.0, 210.0, 400.0, 500.0] | 0 | 0
Siemens NH-1-50 | Siemens NH-1-50 | 50 | [4000.0, 40.0, 4.0, 1.0, 0.02, 0.01] | 0 | 0 | [86.0, 200.0, 300.0, 400.0, 1000.0, 1280.0] | 0 | 0
Siemens NH-1-63 | Siemens NH-1-63 | 63 | [4000.0, 100.0, 10.0, 2.0, 0.04, 0.01] | 0 | 0 | [100.0, 200.0, 300.0, 400.0, 1000.0, 1500.0] | 0 | 0
Siemens NH-1-80 | Siemens NH-1-80 | 80 | [4800.0, 120.0, 7.0, 0.1, 0.01] | 0 | 0 | [150.58, 250.0, 450.0, 1150.0, 2470.0] | 0 | 0
Siemens NH-2-1000 | Siemens NH-2-1000 | 1000 | [4800.0, 120.0, 7.0, 0.1, 0.004] | 0 | 0 | [1900.0, 3500.0, 8400.0, 24000.0, 52000.0] | 0 | 0
Siemens NH-2-200 | Siemens NH-2-200 | 200 | [4800.0, 120.0, 7.0, 0.1, 0.004] | 0 | 0 | [280.0, 650.0, 1200.0, 3000.0, 7000.0] | 0 | 0
Siemens NH-2-224 | Siemens NH-2-224 | 224 | [4800.0, 120.0, 7.0, 0.2, 0.04, 0.004] | 0 | 0 | [400.0, 750.0, 1453.0, 3025.0, 4315.0, 7600.0] | 0 | 0
Siemens NH-2-250 | Siemens NH-2-250 | 250 | [4800.0, 120.0, 7.0, 0.1, 0.004] | 0 | 0 | [450.0, 800.0, 1650.0, 4000.0, 8500.0] | 0 | 0
Siemens NH-2-315 | Siemens NH-2-315 | 315 | [4800.0, 120.0, 7.0, 0.1, 0.004] | 0 | 0 | [550.0, 920.0, 1900.0, 5000.0, 11000.0] | 0 | 0
Siemens NH-2-355 | Siemens NH-2-355 | 355 | [4800.0, 120.0, 6.0, 0.1, 0.004] | 0 | 0 | [650.0, 1116.27, 2350.0, 5840.0, 12790.0] | 0 | 0
Siemens NH-2-400 | Siemens NH-2-400 | 400 | [4800.0, 120.0, 7.0, 0.1, 0.004] | 0 | 0 | [720.0, 1350.0, 2800.0, 6500.0, 15000.0] | 0 | 0
Siemens NH-2-425 | Siemens NH-2-425 | 425 | [4800.0, 120.0, 7.0, 0.1, 0.004] | 0 | 0 | [850.0, 1500.0, 3050.0, 7500.0, 16500.0] | 0 | 0
Siemens NH-2-630 | Siemens NH-2-630 | 630 | [4800.0, 120.0, 7.0, 0.1, 0.004] | 0 | 0 | [1200.0, 2000.0, 4800.0, 12000.0, 26000.0] | 0 | 0

## res_bus
| vm_pu | va_degree | p_mw | q_mvar
0 | 0.97894 | -0.14757 | 0.0035499 | 0.00088969
1 | 0.97901 | -0.14706 | 0 | 0
2 | 0.97858 | -0.15011 | 0.0031227 | 0.00078263
3 | 0.97921 | -0.14561 | 0.0023965 | 0.00060063
4 | 0.97711 | -0.16063 | 0.0049604 | 0.0012432
5 | 0.97988 | -0.14083 | 0.0031492 | 0.00078927
6 | 0.98038 | -0.13733 | 0 | 0
7 | 0.98254 | -0.12199 | 0 | 0
8 | 0.97615 | -0.16748 | 0.0050109 | 0.0012558
9 | 0.97626 | -0.1667 | 0 | 0
10 | 0.97605 | -0.16823 | 0.0044993 | 0.0011276
11 | 0.97636 | -0.16597 | 0 | 0
12 | 0.97681 | -0.16277 | 0 | 0
13 | 0.97633 | -0.16616 | 0 | 0
14 | 0.97506 | -0.1753 | 0.0087818 | 0.0022009
15 | 0.98334 | -0.11633 | 0.003751 | 0.0009401
16 | 0.98472 | -0.10624 | 0.010254 | 0.00257
17 | 0.98519 | -0.10293 | 0.0086949 | 0.0021791
18 | 0.99422 | -0.039917 | 0 | 0
19 | 0.97733 | -0.15857 | 0 | 0
20 | 0.99306 | -0.048053 | 0 | 0
21 | 0.99618 | -0.026344 | 0.0017672 | 0.00044291
22 | 0.9961 | -0.027002 | 0.0014403 | 0.00036097
23 | 0.99612 | -0.026806 | 0 | 0
24 | 0.99296 | -0.048752 | 0.0023581 | 0.00059099
25 | 0.99301 | -0.048444 | 0.0016368 | 0.00041023
26 | 0.99804 | -0.013471 | 0.0016459 | 0.00041249
27 | 1 | 0 | -0.23191 | -0.058472
28 | 0.99916 | -0.0058081 | 0.0012201 | 0.0003058
29 | 0.99286 | -0.049455 | 0.0012564 | 0.00031489
30 | 0.97252 | -0.1931 | 0.0074471 | 0.0018664
31 | 0.9732 | -0.18819 | 0 | 0
32 | 0.97173 | -0.19874 | 0 | 0
33 | 0.97365 | -0.18495 | 0 | 0
34 | 0.97118 | -0.20273 | 0.0045706 | 0.0011455
35 | 0.97139 | -0.2012 | 0 | 0
36 | 0.97161 | -0.19965 | 0.0023866 | 0.00059815
37 | 0.97357 | -0.18554 | 0.0039678 | 0.00099441
38 | 0.9744 | -0.17952 | 0 | 0
39 | 0.97485 | -0.17635 | 0.0024502 | 0.00061407
40 | 0.97587 | -0.16904 | 0 | 0
41 | 0.97577 | -0.1697 | 0.0022201 | 0.00055641
42 | 0.97711 | -0.16013 | 0.0045599 | 0.0011428
43 | 0.97408 | -0.18186 | 0.0051682 | 0.0012953
44 | 0.97362 | -0.1851 | 0 | 0
45 | 0.97343 | -0.18651 | 0.0076826 | 0.0019254
46 | 0.97301 | -0.18951 | 0.0047586 | 0.0011926
47 | 0.97263 | -0.19228 | 0.0036296 | 0.00090965
48 | 0.97233 | -0.19438 | 0 | 0
49 | 0.97202 | -0.19666 | 0.0041287 | 0.0010347
50 | 0.97194 | -0.19722 | 0.0040913 | 0.0010254
51 | 0.97229 | -0.19467 | 0 | 0
52 | 0.97223 | -0.19514 | 0.0042664 | 0.0010693
53 | 0.97209 | -0.19616 | 0 | 0
54 | 0.97188 | -0.19768 | 0.0042201 | 0.0010577
55 | 0.97205 | -0.19645 | 0.003852 | 0.00096539
56 | 0.99134 | -0.06021 | 0.0013684 | 0.00034296
57 | 0.99142 | -0.059684 | 0.001594 | 0.0003995
58 | 0.99126 | -0.060763 | 0.0011116 | 0.0002786
59 | 0.99157 | -0.058607 | 0 | 0
60 | 0.97304 | -0.18978 | 0.012863 | 0.0032239
61 | 0.97327 | -0.18813 | 0.0022932 | 0.00057473
62 | 0.97263 | -0.19279 | 0.005053 | 0.0012664
63 | 0.99644 | -0.024593 | 0 | 0
64 | 0.99195 | -0.055882 | 0 | 0
65 | 0.99184 | -0.056684 | 0.0020207 | 0.00050643
66 | 0.992 | -0.05555 | 0 | 0
67 | 0.97439 | -0.1801 | 0.0089611 | 0.0022459
68 | 0.99231 | -0.053333 | 0 | 0
69 | 0.99208 | -0.054952 | 0.0021326 | 0.00053448
70 | 0.99228 | -0.053596 | 0.0016615 | 0.00041641
71 | 0.99173 | -0.057424 | 0.003974 | 0.00099599
72 | 0.99197 | -0.055801 | 0.0017172 | 0.00043036
73 | 0.98101 | -0.13319 | 0.0011319 | 0.00028368
74 | 0.98151 | -0.1296 | 0 | 0
75 | 0.98077 | -0.13494 | 0 | 0
76 | 0.98146 | -0.12999 | 0.0014637 | 0.00036684
77 | 0.98249 | -0.1226 | 0 | 0
78 | 0.98056 | -0.13642 | 0.0012168 | 0.00030496
79 | 0.98072 | -0.1353 | 0.001342 | 0.00033634
80 | 0.98116 | -0.13213 | 0.0015819 | 0.00039645
81 | 0.98242 | -0.12308 | 0.0015122 | 0.00037899
82 | 0.98232 | -0.1238 | 0.00184 | 0.00046116
83 | 0.98309 | -0.1183 | 0 | 0
84 | 0.98302 | -0.11885 | 0.0017799 | 0.00044607
85 | 0.98491 | -0.10534 | 0 | 0
86 | 0.98054 | -0.13657 | 0.0018721 | 0.0004692
87 | 0.98101 | -0.13321 | 0.0017177 | 0.0004305
88 | 0.98487 | -0.10565 | 0.00087019 | 0.00021809
89 | 0.98604 | -0.097327 | 0.00090369 | 0.00022649
90 | 0.98377 | -0.11327 | 0.0011496 | 0.00028812
91 | 0.98379 | -0.11313 | 0.0014486 | 0.00036306
92 | 0.98382 | -0.11292 | 0 | 0
93 | 0.98395 | -0.11198 | 0 | 0
94 | 0.9855 | -0.10102 | 0 | 0
95 | 0.99619 | -0.026353 | 0 | 0
96 | 0.99489 | -0.035292 | 0.0019552 | 0.00049002
97 | 0.99587 | -0.028595 | 0.0050795 | 0.0012731
98 | 0.99614 | -0.026713 | 0.0012374 | 0.00031012
99 | 0.99332 | -0.046241 | 0 | 0
100 | 0.99107 | -0.061904 | 0.0021226 | 0.00053197
101 | 0.98805 | -0.083124 | 0.00084556 | 0.00021192
102 | 0.98688 | -0.09137 | 0.001812 | 0.00045414
103 | 0.98826 | -0.081651 | 0 | 0
104 | 0.98613 | -0.096679 | 0 | 0
105 | 0.9873 | -0.088348 | 0 | 0
106 | 0.98954 | -0.072626 | 0.0010477 | 0.00026259
107 | 0.9861 | -0.096932 | 0 | 0
108 | 0.98728 | -0.088539 | 0.0009626 | 0.00024125
109 | 0.98641 | -0.094631 | 0.0010429 | 0.00026138
110 | 0.98606 | -0.097204 | 0.0010421 | 0.00026118
111 | 0.98608 | -0.097047 | 0.0012224 | 0.00030635
112 | 0.98066 | -0.13568 | 0.0011723 | 0.00029381
113 | 0.98037 | -0.13781 | 0.0011892 | 0.00029804
114 | 0.98044 | -0.13728 | 0 | 0
115 | 0.98049 | -0.13693 | 0.0011542 | 0.00028927
116 | 0.9806 | -0.13612 | 0 | 0
117 | 0.98547 | -0.10126 | 0 | 0
118 | 0.98542 | -0.10161 | 0.0011979 | 0.00030023
119 | 0.99998 | 149.9947 | 0 | 0

## res_line
| p_from_mw | q_from_mvar | p_to_mw | q_to_mvar | pl_mw | ql_mvar | i_from_ka | i_to_ka | i_ka | vm_from_pu | va_from_degree | vm_to_pu | va_to_degree | loading_percent
0 | -0.0035499 | -0.00088969 | 0.0035501 | 0.00088961 | 2.5053e-07 | -7.7021e-08 | 0.0053959 | 0.0053959 | 0.0053959 | 0.97894 | -0.14757 | 0.97901 | -0.14706 | 1.9985
1 | 0.055781 | 0.014004 | -0.055758 | -0.013995 | 2.3612e-05 | 8.4861e-06 | 0.084792 | 0.084792 | 0.084792 | 0.97901 | -0.14706 | 0.97858 | -0.15011 | 10.4681
2 | -0.059331 | -0.014893 | 0.059343 | 0.014898 | 1.1939e-05 | 4.3256e-06 | 0.090187 | 0.090187 | 0.090187 | 0.97901 | -0.14706 | 0.97921 | -0.14561 | 11.1342
3 | 0.052635 | 0.013213 | -0.052558 | -0.013185 | 7.6794e-05 | 2.7367e-05 | 0.080043 | 0.080044 | 0.080044 | 0.97858 | -0.15011 | 0.97711 | -0.16063 | 9.882
4 | -0.06174 | -0.015498 | 0.061781 | 0.015513 | 4.1042e-05 | 1.4939e-05 | 0.093829 | 0.093829 | 0.093829 | 0.97921 | -0.14561 | 0.97988 | -0.14083 | 11.5838
5 | 0.047598 | 0.011942 | -0.047584 | -0.011937 | 1.4131e-05 | 4.9495e-06 | 0.07249 | 0.07249 | 0.07249 | 0.97711 | -0.16063 | 0.97681 | -0.16277 | 8.9494
6 | -0.06493 | -0.016302 | 0.064962 | 0.016314 | 3.1594e-05 | 1.1561e-05 | 0.098611 | 0.098611 | 0.098611 | 0.97988 | -0.14083 | 0.98038 | -0.13733 | 12.1742
7 | -0.064962 | -0.016314 | 0.0651 | 0.016365 | 0.0001388 | 5.0782e-05 | 0.098611 | 0.09861 | 0.098611 | 0.98038 | -0.13733 | 0.98254 | -0.12199 | 12.1742
8 | -0.0651 | -0.016365 | 0.065152 | 0.016384 | 5.135e-05 | 1.8785e-05 | 0.09861 | 0.09861 | 0.09861 | 0.98254 | -0.12199 | 0.98334 | -0.11633 | 12.1741
9 | -0.0050109 | -0.0012558 | 0.0050114 | 0.0012559 | 5.4013e-07 | 2.226e-08 | 0.0076384 | 0.0076384 | 0.0076384 | 0.97615 | -0.16748 | 0.97626 | -0.1667 | 2.8291
10 | 0.0045002 | 0.0011276 | -0.0044993 | -0.0011276 | 9.503e-07 | -3.915e-08 | 0.0068591 | 0.0068592 | 0.0068592 | 0.97626 | -0.1667 | 0.97605 | -0.16823 | 2.5405
11 | -0.0095116 | -0.0023834 | 0.0095126 | 0.0023837 | 9.5608e-07 | 2.7656e-07 | 0.014497 | 0.014497 | 0.014497 | 0.97626 | -0.1667 | 0.97636 | -0.16597 | 5.3694
12 | -0.0095126 | -0.0023837 | 0.0095168 | 0.0023849 | 4.223e-06 | 1.2213e-06 | 0.014497 | 0.014497 | 0.014497 | 0.97636 | -0.16597 | 0.97681 | -0.16277 | 5.3694
13 | 0.038067 | 0.0095521 | -0.038049 | -0.0095462 | 1.7921e-05 | 5.9311e-06 | 0.057993 | 0.057993 | 0.057993 | 0.97681 | -0.16277 | 0.97633 | -0.16616 | 7.1597
14 | 0.038049 | 0.0095462 | -0.038001 | -0.0095288 | 4.8174e-05 | 1.7382e-05 | 0.057993 | 0.057994 | 0.057994 | 0.97633 | -0.16616 | 0.97506 | -0.1753 | 10.7396
15 | 0.029219 | 0.0073279 | -0.029199 | -0.0073206 | 1.9458e-05 | 7.2885e-06 | 0.044592 | 0.044592 | 0.044592 | 0.97506 | -0.1753 | 0.97439 | -0.1801 | 16.5156
16 | -0.068903 | -0.017324 | 0.068945 | 0.017339 | 4.1737e-05 | 1.535e-05 | 0.10429 | 0.10429 | 0.10429 | 0.98334 | -0.11633 | 0.98395 | -0.11198 | 12.8748
17 | -0.010254 | -0.00257 | 0.010259 | 0.0025714 | 4.7032e-06 | 1.4094e-06 | 0.015496 | 0.015495 | 0.015496 | 0.98472 | -0.10624 | 0.98519 | -0.10293 | 5.7391
18 | -0.089192 | -0.022458 | 0.089985 | 0.022762 | 0.00079253 | 0.00030392 | 0.13475 | 0.13475 | 0.13475 | 0.98519 | -0.10293 | 0.99422 | -0.039917 | 49.9084
19 | 0.070238 | 0.017707 | -0.069695 | -0.0175 | 0.00054315 | 0.00020793 | 0.10612 | 0.10613 | 0.10613 | 0.98519 | -0.10293 | 0.97733 | -0.15857 | 39.3056
20 | 0.020875 | 0.005232 | -0.020852 | -0.0052235 | 2.349e-05 | 8.535e-06 | 0.031243 | 0.031243 | 0.031243 | 0.99422 | -0.039917 | 0.99306 | -0.048053 | 11.5716
21 | -0.11086 | -0.027994 | 0.11107 | 0.028075 | 0.0002119 | 8.0859e-05 | 0.166 | 0.166 | 0.166 | 0.99422 | -0.039917 | 0.99618 | -0.026344 | 30.7399
22 | 0.04199 | 0.010547 | -0.041855 | -0.010495 | 0.00013551 | 5.1455e-05 | 0.06394 | 0.06394 | 0.06394 | 0.97733 | -0.15857 | 0.97408 | -0.18186 | 23.6816
23 | 0.027705 | 0.0069527 | -0.027699 | -0.0069505 | 5.9894e-06 | 2.236e-06 | 0.042185 | 0.042185 | 0.042185 | 0.97733 | -0.15857 | 0.97711 | -0.16013 | 15.6241
24 | 0.0023583 | 0.0005907 | -0.0023581 | -0.00059099 | 2.2785e-07 | -2.9067e-07 | 0.0035336 | 0.0035337 | 0.0035337 | 0.99306 | -0.048053 | 0.99296 | -0.048752 | 1.3088
25 | 0.018493 | 0.0046328 | -0.018492 | -0.0046324 | 9.9999e-07 | 3.5761e-07 | 0.02771 | 0.02771 | 0.02771 | 0.99306 | -0.048053 | 0.99301 | -0.048444 | 10.2629
26 | -0.11284 | -0.028518 | 0.11304 | 0.028595 | 0.00020488 | 7.7443e-05 | 0.16864 | 0.16863 | 0.16864 | 0.99618 | -0.026344 | 0.99804 | -0.013471 | 20.8191
27 | -0.0014403 | -0.00036097 | 0.0014403 | 0.00036081 | 3.9115e-08 | -1.6122e-07 | 0.0021516 | 0.0021515 | 0.0021516 | 0.9961 | -0.027002 | 0.99612 | -0.026806 | 0.79688
28 | -0.0014403 | -0.00036081 | 0.0014404 | 0.00036073 | 1.85e-08 | -7.626e-08 | 0.0021515 | 0.0021515 | 0.0021515 | 0.99612 | -0.026806 | 0.99614 | -0.026713 | 0.79686
29 | 0.016855 | 0.0042222 | -0.016853 | -0.0042213 | 2.3545e-06 | 8.2907e-07 | 0.025257 | 0.025257 | 0.025257 | 0.99301 | -0.048444 | 0.99286 | -0.049455 | 9.3544
30 | -0.11469 | -0.029008 | 0.11491 | 0.02909 | 0.00021827 | 8.2542e-05 | 0.17109 | 0.17109 | 0.17109 | 0.99804 | -0.013471 | 1 | 0 | 21.122
31 | 0.1162 | 0.029382 | -0.11611 | -0.029346 | 9.5034e-05 | 3.5951e-05 | 0.17301 | 0.17301 | 0.17301 | 1 | 0 | 0.99916 | -0.0058081 | 21.3587
32 | 0.11489 | 0.02904 | -0.11459 | -0.028926 | 0.00030314 | 0.00011464 | 0.17119 | 0.17119 | 0.17119 | 0.99916 | -0.0058081 | 0.99644 | -0.024593 | 21.1345
33 | 0.015597 | 0.0039064 | -0.015588 | -0.0039035 | 8.3607e-06 | 2.8987e-06 | 0.023374 | 0.023374 | 0.023374 | 0.99286 | -0.049455 | 0.99231 | -0.053333 | 8.6571
34 | -0.014413 | -0.0036113 | 0.014422 | 0.0036147 | 9.8106e-06 | 3.3719e-06 | 0.022052 | 0.022052 | 0.022052 | 0.97252 | -0.1931 | 0.9732 | -0.18819 | 8.1674
35 | 0.0069655 | 0.0017449 | -0.0069601 | -0.0017438 | 5.4249e-06 | 1.1375e-06 | 0.010657 | 0.010658 | 0.010658 | 0.97252 | -0.1931 | 0.97173 | -0.19874 | 3.9473
36 | -0.014422 | -0.0036147 | 0.014429 | 0.0036169 | 6.469e-06 | 2.2231e-06 | 0.022052 | 0.022052 | 0.022052 | 0.9732 | -0.18819 | 0.97365 | -0.18495 | 8.1673
37 | 0.0069601 | 0.0017438 | -0.0069592 | -0.0017436 | 8.8255e-07 | 1.8521e-07 | 0.010658 | 0.010658 | 0.010658 | 0.97173 | -0.19874 | 0.97161 | -0.19965 | 3.9473
38 | 0.0039681 | 0.00099436 | -0.0039678 | -0.00099441 | 3.239e-07 | -5.0945e-08 | 0.0060643 | 0.0060644 | 0.0060644 | 0.97365 | -0.18495 | 0.97357 | -0.18554 | 2.2461
39 | -0.018397 | -0.0046113 | 0.018411 | 0.0046163 | 1.3849e-05 | 4.977e-06 | 0.028116 | 0.028116 | 0.028116 | 0.97365 | -0.18495 | 0.9744 | -0.17952 | 10.4134
40 | -0.0045706 | -0.0011455 | 0.0045716 | 0.0011455 | 9.695e-07 | -1.9229e-08 | 0.007003 | 0.0070028 | 0.007003 | 0.97118 | -0.20273 | 0.97139 | -0.2012 | 2.5937
41 | -0.0045716 | -0.0011455 | 0.0045726 | 0.0011455 | 9.782e-07 | -1.9591e-08 | 0.0070028 | 0.0070027 | 0.0070028 | 0.97139 | -0.2012 | 0.97161 | -0.19965 | 2.5936
42 | -0.018411 | -0.0046163 | 0.018419 | 0.0046192 | 8.0764e-06 | 2.9023e-06 | 0.028116 | 0.028116 | 0.028116 | 0.9744 | -0.17952 | 0.97485 | -0.17635 | 10.4133
43 | -0.020869 | -0.0052333 | 0.02089 | 0.005241 | 2.118e-05 | 7.7287e-06 | 0.031856 | 0.031856 | 0.031856 | 0.97485 | -0.17635 | 0.97587 | -0.16904 | 11.7985
44 | 0.0022203 | 0.00055614 | -0.0022201 | -0.00055641 | 2.0226e-07 | -2.7549e-07 | 0.0033855 | 0.0033856 | 0.0033856 | 0.97587 | -0.16904 | 0.97577 | -0.1697 | 1.2539
45 | -0.023111 | -0.0057971 | 0.023139 | 0.0058076 | 2.8574e-05 | 1.0529e-05 | 0.035241 | 0.035241 | 0.035241 | 0.97587 | -0.16904 | 0.97711 | -0.16013 | 13.0523
46 | 0.036687 | 0.0092001 | -0.03667 | -0.0091939 | 1.6446e-05 | 6.2209e-06 | 0.056045 | 0.056045 | 0.056045 | 0.97408 | -0.18186 | 0.97362 | -0.1851 | 20.7575
47 | 0.0076841 | 0.0019258 | -0.0076826 | -0.0019254 | 1.5063e-06 | 3.6172e-07 | 0.011744 | 0.011744 | 0.011744 | 0.97362 | -0.1851 | 0.97343 | -0.18651 | 4.3496
48 | 0.028986 | 0.0072681 | -0.028968 | -0.0072614 | 1.7725e-05 | 6.6376e-06 | 0.044301 | 0.044301 | 0.044301 | 0.97362 | -0.1851 | 0.97301 | -0.18951 | 16.4079
49 | 0.02421 | 0.0060688 | -0.0242 | -0.0060654 | 9.2928e-06 | 3.4393e-06 | 0.037024 | 0.037024 | 0.037024 | 0.97301 | -0.18951 | 0.97263 | -0.19228 | 13.7127
50 | 0.020571 | 0.0051557 | -0.020565 | -0.0051535 | 5.9697e-06 | 2.1762e-06 | 0.031471 | 0.031471 | 0.031471 | 0.97263 | -0.19228 | 0.97233 | -0.19438 | 11.6561
51 | 0.012342 | 0.0030928 | -0.012342 | -0.0030926 | 4.9663e-07 | 1.6334e-07 | 0.018887 | 0.018887 | 0.018887 | 0.97233 | -0.19438 | 0.97229 | -0.19467 | 6.9954
52 | 0.0082229 | 0.0020608 | -0.0082203 | -0.0020601 | 2.5968e-06 | 6.7291e-07 | 0.012584 | 0.012584 | 0.012584 | 0.97233 | -0.19438 | 0.97202 | -0.19666 | 4.6607
53 | 0.0040916 | 0.0010253 | -0.0040913 | -0.0010254 | 3.1594e-07 | -3.8435e-08 | 0.0062636 | 0.0062637 | 0.0062637 | 0.97202 | -0.19666 | 0.97194 | -0.19722 | 2.3199
54 | 0.0042667 | 0.0010692 | -0.0042664 | -0.0010693 | 2.7745e-07 | -2.2611e-08 | 0.0065298 | 0.0065298 | 0.0065298 | 0.97229 | -0.19467 | 0.97223 | -0.19514 | 2.4185
55 | 0.0080748 | 0.0020234 | -0.0080732 | -0.002023 | 1.6619e-06 | 4.2295e-07 | 0.012358 | 0.012358 | 0.012358 | 0.97229 | -0.19467 | 0.97209 | -0.19616 | 4.577
56 | 0.004221 | 0.0010576 | -0.0042201 | -0.0010577 | 8.8575e-07 | -8.0749e-08 | 0.0064612 | 0.0064614 | 0.0064614 | 0.97209 | -0.19616 | 0.97188 | -0.19768 | 2.3931
57 | 0.0038521 | 0.00096537 | -0.003852 | -0.00096539 | 1.5417e-07 | -2.8792e-08 | 0.0058966 | 0.0058966 | 0.0058966 | 0.97209 | -0.19616 | 0.97205 | -0.19645 | 2.1839
58 | -0.0024801 | -0.00062096 | 0.0024803 | 0.00062076 | 1.8015e-07 | -1.9937e-07 | 0.0037225 | 0.0037224 | 0.0037225 | 0.99134 | -0.06021 | 0.99142 | -0.059684 | 1.3787
59 | 0.0011117 | 0.000278 | -0.0011116 | -0.0002786 | 8.4884e-08 | -5.9727e-07 | 0.0016684 | 0.0016687 | 0.0016687 | 0.99134 | -0.06021 | 0.99126 | -0.060763 | 0.61803
60 | -0.0040743 | -0.0010203 | 0.0040749 | 0.0010202 | 6.0656e-07 | -1.0199e-07 | 0.0061149 | 0.0061147 | 0.0061149 | 0.99142 | -0.059684 | 0.99157 | -0.058607 | 2.2648
61 | -0.0040749 | -0.0010202 | 0.0040765 | 0.0010199 | 1.5331e-06 | -2.5831e-07 | 0.0061147 | 0.0061144 | 0.0061147 | 0.99157 | -0.058607 | 0.99195 | -0.055882 | 2.2647
62 | -0.017918 | -0.0044904 | 0.017923 | 0.0044918 | 4.0878e-06 | 1.4638e-06 | 0.027401 | 0.027401 | 0.027401 | 0.97304 | -0.18978 | 0.97327 | -0.18813 | 10.1487
63 | 0.0050551 | 0.0012665 | -0.005053 | -0.0012664 | 2.1086e-06 | 1.0892e-07 | 0.0077304 | 0.0077306 | 0.0077306 | 0.97304 | -0.18978 | 0.97263 | -0.19279 | 2.8632
64 | -0.020216 | -0.0050666 | 0.020238 | 0.0050748 | 2.248e-05 | 8.1769e-06 | 0.030907 | 0.030907 | 0.030907 | 0.97327 | -0.18813 | 0.97439 | -0.1801 | 11.4472
65 | 0.0077609 | 0.0019443 | -0.007759 | -0.0019438 | 1.8885e-06 | 4.3292e-07 | 0.011589 | 0.011589 | 0.011589 | 0.99644 | -0.024593 | 0.99619 | -0.026353 | 4.2924
66 | 0.10683 | 0.026981 | -0.10666 | -0.026921 | 0.00016046 | 6.0534e-05 | 0.1596 | 0.1596 | 0.1596 | 0.99644 | -0.024593 | 0.99489 | -0.035292 | 19.7037
67 | 0.0020209 | 0.00050601 | -0.0020207 | -0.00050643 | 2.243e-07 | -4.1861e-07 | 0.0030314 | 0.0030316 | 0.0030316 | 0.99195 | -0.055882 | 0.99184 | -0.056684 | 1.1228
68 | -0.0060974 | -0.0015259 | 0.0060977 | 0.001526 | 2.7924e-07 | 3.8335e-08 | 0.0091458 | 0.0091458 | 0.0091458 | 0.99195 | -0.055882 | 0.992 | -0.05555 | 3.3873
69 | 0.0017172 | 0.0004302 | -0.0017172 | -0.00043036 | 5.9556e-08 | -1.628e-07 | 0.0025758 | 0.0025758 | 0.0025758 | 0.992 | -0.05555 | 0.99197 | -0.055801 | 0.95402
70 | -0.0078149 | -0.0019562 | 0.007817 | 0.0019566 | 2.1092e-06 | 4.9353e-07 | 0.011722 | 0.011721 | 0.011722 | 0.992 | -0.05555 | 0.99228 | -0.053596 | 4.3413
71 | 0.0061094 | 0.0015304 | -0.006108 | -0.0015302 | 1.3678e-06 | 1.8875e-07 | 0.009161 | 0.0091611 | 0.0091611 | 0.99231 | -0.053333 | 0.99208 | -0.054952 | 3.393
72 | 0.0094788 | 0.0023732 | -0.0094785 | -0.0023731 | 3.4358e-07 | 9.6937e-08 | 0.014213 | 0.014213 | 0.014213 | 0.99231 | -0.053333 | 0.99228 | -0.053596 | 5.2641
73 | 0.0039754 | 0.00099572 | -0.003974 | -0.00099599 | 1.3595e-06 | -2.6812e-07 | 0.0059625 | 0.0059627 | 0.0059627 | 0.99208 | -0.054952 | 0.99173 | -0.057424 | 2.2084
74 | -0.0055646 | -0.0013934 | 0.0055674 | 0.0013937 | 2.7628e-06 | 2.7744e-07 | 0.0084401 | 0.0084398 | 0.0084401 | 0.98101 | -0.13319 | 0.98151 | -0.1296 | 3.126
75 | 0.0044328 | 0.0011097 | -0.0044317 | -0.0011098 | 1.0734e-06 | -6.7504e-08 | 0.0067232 | 0.0067234 | 0.0067234 | 0.98101 | -0.13319 | 0.98077 | -0.13494 | 2.4902
76 | 0.0082841 | 0.0020738 | -0.0082836 | -0.0020736 | 4.4875e-07 | 1.1497e-07 | 0.012558 | 0.012558 | 0.012558 | 0.98151 | -0.1296 | 0.98146 | -0.12999 | 4.6512
77 | -0.013851 | -0.0034674 | 0.013865 | 0.003472 | 1.3394e-05 | 4.5356e-06 | 0.020998 | 0.020998 | 0.020998 | 0.98151 | -0.1296 | 0.98249 | -0.1226 | 7.777
78 | 0.0030896 | 0.00077374 | -0.003089 | -0.00077408 | 6.3273e-07 | -3.389e-07 | 0.0046873 | 0.0046875 | 0.0046875 | 0.98077 | -0.13494 | 0.98056 | -0.13642 | 1.7361
79 | 0.0013421 | 0.00033604 | -0.001342 | -0.00033634 | 6.6392e-08 | -2.983e-07 | 0.0020361 | 0.0020362 | 0.0020362 | 0.98077 | -0.13494 | 0.98072 | -0.1353 | 0.75415
80 | 0.0068199 | 0.0017068 | -0.0068179 | -0.0017064 | 2.0196e-06 | 3.9425e-07 | 0.010339 | 0.010339 | 0.010339 | 0.98146 | -0.12999 | 0.98116 | -0.13213 | 3.8293
81 | 0.0015123 | 0.00037863 | -0.0015122 | -0.00037899 | 1.0118e-07 | -3.5251e-07 | 0.0022903 | 0.0022904 | 0.0022904 | 0.98249 | -0.1226 | 0.98242 | -0.12308 | 0.84829
82 | 0.0018403 | 0.00046048 | -0.00184 | -0.00046116 | 3.055e-07 | -6.8051e-07 | 0.002787 | 0.0027873 | 0.0027873 | 0.98249 | -0.1226 | 0.98232 | -0.1238 | 1.0323
83 | -0.017217 | -0.0043111 | 0.017228 | 0.0043147 | 1.0241e-05 | 3.6331e-06 | 0.026075 | 0.026075 | 0.026075 | 0.98249 | -0.1226 | 0.98309 | -0.1183 | 9.6574
84 | 0.0018722 | 0.00046912 | -0.0018721 | -0.0004692 | 3.7864e-08 | -8.0265e-08 | 0.002841 | 0.0028411 | 0.0028411 | 0.98056 | -0.13642 | 0.98054 | -0.13657 | 1.0522
85 | 0.005236 | 0.00131 | -0.0052352 | -0.0013099 | 7.8087e-07 | 4.9686e-08 | 0.00794 | 0.0079401 | 0.0079401 | 0.98116 | -0.13213 | 0.98101 | -0.13321 | 2.9408
86 | 0.00178 | 0.00044574 | -0.0017799 | -0.00044607 | 1.3599e-07 | -3.2836e-07 | 0.0026941 | 0.0026942 | 0.0026942 | 0.98309 | -0.1183 | 0.98302 | -0.11885 | 0.99785
87 | -0.019008 | -0.0047605 | 0.019042 | 0.0047727 | 3.4113e-05 | 1.2281e-05 | 0.028769 | 0.028769 | 0.028769 | 0.98309 | -0.1183 | 0.98491 | -0.10534 | 10.6552
88 | 0.00087023 | 0.00021766 | -0.00087019 | -0.00021809 | 3.7679e-08 | -4.3011e-07 | 0.0013146 | 0.0013147 | 0.0013147 | 0.98491 | -0.10534 | 0.98487 | -0.10565 | 0.48694
89 | -0.019912 | -0.0049904 | 0.019934 | 0.0049984 | 2.2106e-05 | 8.0037e-06 | 0.030083 | 0.030083 | 0.030083 | 0.98491 | -0.10534 | 0.98604 | -0.097327 | 11.1419
90 | 0.0035175 | 0.00087941 | -0.0035163 | -0.0008798 | 1.1939e-06 | -3.893e-07 | 0.0053346 | 0.0053349 | 0.0053349 | 0.98101 | -0.13321 | 0.98066 | -0.13568 | 1.9759
91 | -0.020838 | -0.0052249 | 0.02084 | 0.0052256 | 1.8732e-06 | 6.8172e-07 | 0.031447 | 0.031447 | 0.031447 | 0.98604 | -0.097327 | 0.98613 | -0.096679 | 11.647
92 | -0.0011496 | -0.00028812 | 0.0011496 | 0.00028797 | 2.3111e-08 | -1.4664e-07 | 0.0017389 | 0.0017388 | 0.0017389 | 0.98377 | -0.11327 | 0.98379 | -0.11313 | 0.64402
93 | -0.0025983 | -0.00065103 | 0.0025983 | 0.00065096 | 7.416e-08 | -6.919e-08 | 0.0039299 | 0.0039299 | 0.0039299 | 0.98379 | -0.11313 | 0.98382 | -0.11292 | 1.4555
94 | -0.0025983 | -0.00065096 | 0.0025987 | 0.00065065 | 3.3816e-07 | -3.1559e-07 | 0.0039299 | 0.0039297 | 0.0039299 | 0.98382 | -0.11292 | 0.98395 | -0.11198 | 1.4555
95 | -0.071543 | -0.01799 | 0.071653 | 0.01803 | 0.0001094 | 4.0364e-05 | 0.10822 | 0.10821 | 0.10822 | 0.98395 | -0.11198 | 0.9855 | -0.10102 | 13.3599
96 | 0.001198 | 0.00029966 | -0.001198 | -0.00029988 | 3.8341e-08 | -2.2455e-07 | 0.0018087 | 0.0018088 | 0.0018088 | 0.9855 | -0.10102 | 0.98547 | -0.10126 | 0.66992
97 | -0.072851 | -0.01833 | 0.072916 | 0.018354 | 6.5037e-05 | 2.4026e-05 | 0.11002 | 0.11002 | 0.11002 | 0.9855 | -0.10102 | 0.98641 | -0.094631 | 13.5831
98 | 0.0050811 | 0.0012731 | -0.0050795 | -0.0012731 | 1.577e-06 | 3.5519e-08 | 0.0075896 | 0.0075898 | 0.0075898 | 0.99619 | -0.026353 | 0.99587 | -0.028595 | 2.811
99 | 0.0026779 | 0.00067073 | -0.0026777 | -0.00067086 | 1.3359e-07 | -1.2283e-07 | 0.0039998 | 0.0039999 | 0.0039999 | 0.99619 | -0.026353 | 0.99614 | -0.026713 | 1.4814
100 | 0.10471 | 0.026431 | -0.10455 | -0.02637 | 0.00016077 | 6.0609e-05 | 0.15668 | 0.15668 | 0.15668 | 0.99489 | -0.035292 | 0.99332 | -0.046241 | 19.3428
101 | 0.10455 | 0.02637 | -0.10432 | -0.026284 | 0.00022911 | 8.638e-05 | 0.15668 | 0.15668 | 0.15668 | 0.99332 | -0.046241 | 0.99107 | -0.061904 | 19.3428
102 | 0.1022 | 0.025752 | -0.10204 | -0.025694 | 0.00015312 | 5.7688e-05 | 0.15349 | 0.15349 | 0.15349 | 0.99107 | -0.061904 | 0.98954 | -0.072626 | 18.9494
103 | 0.024962 | 0.0062635 | -0.024933 | -0.006253 | 2.8531e-05 | 1.056e-05 | 0.037596 | 0.037596 | 0.037596 | 0.98805 | -0.083124 | 0.98688 | -0.09137 | 13.9244
104 | -0.025807 | -0.0064754 | 0.025813 | 0.0064774 | 5.278e-06 | 1.9583e-06 | 0.038869 | 0.038869 | 0.038869 | 0.98805 | -0.083124 | 0.98826 | -0.081651 | 14.396
105 | 0.023121 | 0.0057988 | -0.023104 | -0.0057926 | 1.7004e-05 | 6.2538e-06 | 0.034864 | 0.034864 | 0.034864 | 0.98688 | -0.09137 | 0.98613 | -0.096679 | 12.9125
106 | 0.075056 | 0.018906 | -0.074986 | -0.01888 | 7.0236e-05 | 2.5999e-05 | 0.11305 | 0.11305 | 0.11305 | 0.98826 | -0.081651 | 0.9873 | -0.088348 | 13.9564
107 | -0.10087 | -0.025384 | 0.101 | 0.025431 | 0.00012721 | 4.7907e-05 | 0.15192 | 0.15191 | 0.15192 | 0.98826 | -0.081651 | 0.98954 | -0.072626 | 18.755
108 | 0.0022646 | 0.00056701 | -0.0022646 | -0.00056712 | 7.9364e-08 | -1.0844e-07 | 0.003417 | 0.003417 | 0.003417 | 0.98613 | -0.096679 | 0.9861 | -0.096932 | 1.2656
109 | 0.00096262 | 0.00024101 | -0.0009626 | -0.00024125 | 2.5428e-08 | -2.3781e-07 | 0.0014507 | 0.0014508 | 0.0014508 | 0.9873 | -0.088348 | 0.98728 | -0.088539 | 0.53734
110 | 0.074024 | 0.018639 | -0.073959 | -0.018615 | 6.4932e-05 | 2.4013e-05 | 0.1116 | 0.1116 | 0.1116 | 0.9873 | -0.088348 | 0.98641 | -0.094631 | 13.7773
111 | 0.0010422 | 0.00026087 | -0.0010421 | -0.00026118 | 3.9203e-08 | -3.09e-07 | 0.0015725 | 0.0015726 | 0.0015726 | 0.9861 | -0.096932 | 0.98606 | -0.097204 | 0.58245
112 | 0.0012224 | 0.00030624 | -0.0012224 | -0.00030635 | 1.9369e-08 | -1.0894e-07 | 0.0018445 | 0.0018446 | 0.0018446 | 0.9861 | -0.096932 | 0.98608 | -0.097047 | 0.68317
113 | 0.002344 | 0.00058598 | -0.0023438 | -0.00058615 | 1.4162e-07 | -1.7195e-07 | 0.0035561 | 0.0035562 | 0.0035562 | 0.98066 | -0.13568 | 0.9806 | -0.13612 | 1.3171
114 | -0.0011892 | -0.00029804 | 0.0011893 | 0.00029753 | 8.8209e-08 | -5.1328e-07 | 0.001805 | 0.0018048 | 0.001805 | 0.98037 | -0.13781 | 0.98044 | -0.13728 | 0.66851
115 | -0.0011893 | -0.00029753 | 0.0011893 | 0.0002972 | 5.6074e-08 | -3.2639e-07 | 0.0018048 | 0.0018047 | 0.0018048 | 0.98044 | -0.13728 | 0.98049 | -0.13693 | 0.66844
116 | -0.0023436 | -0.00058647 | 0.0023438 | 0.00058615 | 2.6436e-07 | -3.2086e-07 | 0.0035563 | 0.0035562 | 0.0035563 | 0.98049 | -0.13693 | 0.9806 | -0.13612 | 1.3172
117 | 0.001198 | 0.00029988 | -0.0011979 | -0.00030023 | 5.9255e-08 | -3.4695e-07 | 0.0018088 | 0.0018089 | 0.0018089 | 0.98547 | -0.10126 | 0.98542 | -0.10161 | 0.66997

## res_trafo
| p_hv_mw | q_hv_mvar | p_lv_mw | q_lv_mvar | pl_mw | ql_mvar | i_hv_ka | i_lv_ka | vm_hv_pu | va_hv_degree | vm_lv_pu | va_lv_degree | loading_percent
0 | 2.5187e-16 | 8.8016e-16 | 0.00079998 | 7.4552e-08 | 0.00079998 | 7.4552e-08 | 2.6429e-17 | 0.0011547 | 0.99998 | 149.9947 | 1 | 0 | 0.31999

## res_ext_grid
| p_mw | q_mvar
0 | 0.23313 | 0.058777

## res_load
| p_mw | q_mvar
0 | 0.0035499 | 0.00088969
1 | 0.0031227 | 0.00078263
2 | 0.0023965 | 0.00060063
3 | 0.0049604 | 0.0012432
4 | 0.0031492 | 0.00078927
5 | 0.0050109 | 0.0012558
6 | 0.0044993 | 0.0011276
7 | 0.0087818 | 0.0022009
8 | 0.003751 | 0.0009401
9 | 0.010254 | 0.00257
10 | 0.0086949 | 0.0021791
11 | 0.0017672 | 0.00044291
12 | 0.0014403 | 0.00036097
13 | 0.0023581 | 0.00059099
14 | 0.0016368 | 0.00041023
15 | 0.0016459 | 0.00041249
16 | 0.0012168 | 0.00030495
17 | 0.0012201 | 0.0003058
18 | 0.0012564 | 0.00031489
19 | 0.0074471 | 0.0018664
20 | 0.0045706 | 0.0011455
21 | 0.0023866 | 0.00059815
22 | 0.0039678 | 0.00099441
23 | 0.0024502 | 0.00061407
24 | 0.0022201 | 0.00055641
25 | 0.0045599 | 0.0011428
26 | 0.0051682 | 0.0012953
27 | 0.0076826 | 0.0019254
28 | 0.0047586 | 0.0011926
29 | 0.0036296 | 0.00090965
30 | 0.0041287 | 0.0010347
31 | 0.0040913 | 0.0010254
32 | 0.0042664 | 0.0010693
33 | 0.0042201 | 0.0010577
34 | 0.003852 | 0.00096539
35 | 0.0013684 | 0.00034296
36 | 0.001594 | 0.0003995
37 | 0.0011116 | 0.0002786
38 | 0.012863 | 0.0032239
39 | 0.0022932 | 0.00057473
40 | 0.005053 | 0.0012664
41 | 0.0020207 | 0.00050643
42 | 0.0089611 | 0.0022459
43 | 0.0021326 | 0.00053448
44 | 0.0016615 | 0.00041641
45 | 0.003974 | 0.00099599
46 | 0.0017172 | 0.00043036
47 | 0.0011319 | 0.00028368
48 | 0.0014637 | 0.00036684
49 | 0.0012168 | 0.00030496
50 | 0.001342 | 0.00033634
51 | 0.0015819 | 0.00039645
52 | 0.0015122 | 0.00037899
53 | 0.00184 | 0.00046116
54 | 0.0017799 | 0.00044607
55 | 0.0018721 | 0.0004692
56 | 0.0017177 | 0.0004305
57 | 0.00087019 | 0.00021809
58 | 0.00090369 | 0.00022649
59 | 0.0011496 | 0.00028812
60 | 0.0014486 | 0.00036306
61 | 0.0019552 | 0.00049002
62 | 0.0050795 | 0.0012731
63 | 0.0012374 | 0.00031012
64 | 0.0021226 | 0.00053197
65 | 0.00084556 | 0.00021192
66 | 0.001812 | 0.00045414
67 | 0.0010477 | 0.00026259
68 | 0.0009626 | 0.00024125
69 | 0.0010429 | 0.00026138
70 | 0.0010421 | 0.00026118
71 | 0.0012224 | 0.00030635
72 | 0.0011723 | 0.00029381
73 | 0.0011892 | 0.00029804
74 | 0.0011542 | 0.00028927
75 | 0.0011979 | 0.00030023

## dtypes
| element | column | dtype
0 | bus | name | object
1 | bus | vn_kv | float64
2 | bus | type | object
3 | bus | zone | object
4 | bus | in_service | bool
5 | load | name | object
6 | load | bus | uint32
7 | load | p_mw | float64
8 | load | q_mvar | float64
9 | load | const_z_percent | float64
10 | load | const_i_percent | float64
11 | load | sn_mva | float64
12 | load | scaling | float64
13 | load | in_service | bool
14 | load | type | object
15 | ext_grid | name | object
16 | ext_grid | bus | uint32
17 | ext_grid | vm_pu | float64
18 | ext_grid | va_degree | float64
19 | ext_grid | slack_weight | float64
20 | ext_grid | in_service | bool
21 | line | name | object
22 | line | std_type | object
23 | line | from_bus | uint32
24 | line | to_bus | uint32
25 | line | length_km | float64
26 | line | r_ohm_per_km | float64
27 | line | x_ohm_per_km | float64
28 | line | c_nf_per_km | float64
29 | line | g_us_per_km | float64
30 | line | max_i_ka | float64
31 | line | df | float64
32 | line | parallel | uint32
33 | line | type | object
34 | line | in_service | bool
35 | trafo | name | object
36 | trafo | std_type | object
37 | trafo | hv_bus | uint32
38 | trafo | lv_bus | uint32
39 | trafo | sn_mva | float64
40 | trafo | vn_hv_kv | float64
41 | trafo | vn_lv_kv | float64
42 | trafo | vk_percent | float64
43 | trafo | vkr_percent | float64
44 | trafo | pfe_kw | float64
45 | trafo | i0_percent | float64
46 | trafo | shift_degree | float64
47 | trafo | tap_side | object
48 | trafo | tap_neutral | int32
49 | trafo | tap_min | int32
50 | trafo | tap_max | int32
51 | trafo | tap_step_percent | float64
52 | trafo | tap_step_degree | float64
53 | trafo | tap_pos | int32
54 | trafo | tap_phase_shifter | bool
55 | trafo | parallel | uint32
56 | trafo | df | float64
57 | trafo | in_service | bool
58 | line_geodata | coords | object
59 | bus_geodata | x | float64
60 | bus_geodata | y | float64
61 | bus_geodata | coords | object
62 | res_bus | vm_pu | float64
63 | res_bus | va_degree | float64
64 | res_bus | p_mw | float64
65 | res_bus | q_mvar | float64
66 | res_line | p_from_mw | float64
67 | res_line | q_from_mvar | float64
68 | res_line | p_to_mw | float64
69 | res_line | q_to_mvar | float64
70 | res_line | pl_mw | float64
71 | res_line | ql_mvar | float64
72 | res_line | i_from_ka | float64
73 | res_line | i_to_ka | float64
74 | res_line | i_ka | float64
75 | res_line | vm_from_pu | float64
76 | res_line | va_from_degree | float64
77 | res_line | vm_to_pu | float64
78 | res_line | va_to_degree | float64
79 | res_line | loading_percent | float64
80 | res_trafo | p_hv_mw | float64
81 | res_trafo | q_hv_mvar | float64
82 | res_trafo | p_lv_mw | float64
83 | res_trafo | q_lv_mvar | float64
84 | res_trafo | pl_mw | float64
85 | res_trafo | ql_mvar | float64
86 | res_trafo | i_hv_ka | float64
87 | res_trafo | i_lv_ka | float64
88 | res_trafo | vm_hv_pu | float64
89 | res_trafo | va_hv_degree | float64
90 | res_trafo | vm_lv_pu | float64
91 | res_trafo | va_lv_degree | float64
92 | res_trafo | loading_percent | float64
93 | res_ext_grid | p_mw | float64
94 | res_ext_grid | q_mvar | float64
95 | res_load | p_mw | float64
96 | res_load | q_mvar | float64

## parameters
| version | format_version | converged | OPF_converged | name | f_hz | sn_mva
0 | 2.14.6 | 2.14.0 | TRUE | FALSE |  | 50 | 1