## bus
| name | vn_kv | type | zone | in_service
0 | bus_LV_1631-63_0_4_node_0 | 0.4 | n |  | TRUE
1 | bus_LV_1631-63_0_4_node_1 | 0.4 | n |  | TRUE
2 | bus_LV_1631-63_0_4_node_2 | 0.4 | n |  | TRUE
3 | bus_LV_1631-63_0_4_node_5 | 0.4 | n |  | TRUE
4 | bus_LV_1631-63_0_4_node_129 | 0.4 | n |  | TRUE
5 | bus_LV_1631-63_0_4_node_12 | 0.4 | n |  | TRUE
6 | bus_LV_1631-63_0_4_node_4 | 0.4 | n |  | TRUE
7 | bus_LV_1631-63_0_4_node_9 | 0.4 | n |  | TRUE
8 | bus_LV_1631-63_0_4_node_10 | 0.4 | n |  | TRUE
9 | bus_LV_1631-63_0_4_node_11 | 0.4 | n |  | TRUE
10 | bus_LV_1631-63_0_4_node_13 | 0.4 | n |  | TRUE
11 | bus_LV_1631-63_0_4_node_130 | 0.4 | n |  | TRUE
12 | bus_LV_1631-63_0_4_node_125 | 0.4 | n |  | TRUE
13 | bus_LV_1631-63_0_4_node_17 | 0.4 | n |  | TRUE
14 | bus_LV_1631-63_0_4_node_18 | 0.4 | n |  | TRUE
15 | bus_LV_1631-63_0_4_node_131 | 0.4 | n |  | TRUE
16 | bus_LV_1631-63_0_4_node_15 | 0.4 | n |  | TRUE
17 | bus_LV_1631-63_0_4_node_6 | 0.4 | n |  | TRUE
18 | bus_LV_1631-63_0_4_node_3 | 0.4 | n |  | TRUE
19 | bus_LV_1631-63_0_4_node_31 | 0.4 | n |  | TRUE
20 | bus_LV_1631-63_0_4_node_29 | 0.4 | n |  | TRUE
21 | bus_LV_1631-63_0_4_node_8 | 0.4 | n |  | TRUE
22 | bus_LV_1631-63_0_4_node_22 | 0.4 | n |  | TRUE
23 | bus_LV_1631-63_0_4_node_19 | 0.4 | n |  | TRUE
24 | bus_LV_1631-63_0_4_node_26 | 0.4 | n |  | TRUE
25 | bus_LV_1631-63_0_4_node_27 | 0.4 | n |  | TRUE
26 | bus_LV_1631-63_0_4_node_121 | 0.4 | n |  | TRUE
27 | bus_LV_1631-63_0_4_node_25 | 0.4 | n |  | TRUE
28 | bus_LV_1631-63_0_4_node_119 | 0.4 | n |  | TRUE
29 | bus_LV_1631-63_0_4_node_20 | 0.4 | n |  | TRUE
30 | bus_LV_1631-63_0_4_node_14 | 0.4 | n |  | TRUE
31 | bus_LV_1631-63_0_4_node_16 | 0.4 | n |  | TRUE
32 | bus_LV_1631-63_0_4_node_21 | 0.4 | n |  | TRUE
33 | bus_LV_1631-63_0_4_node_23 | 0.4 | n |  | TRUE
34 | bus_LV_1631-63_0_4_node_24 | 0.4 | n |  | TRUE
35 | bus_LV_1631-63_0_4_node_120 | 0.4 | n |  | TRUE
36 | bus_LV_1631-63_0_4_node_45 | 0.4 | n |  | TRUE
37 | bus_LV_1631-63_0_4_node_46 | 0.4 | n |  | TRUE
38 | bus_LV_1631-63_0_4_node_28 | 0.4 | n |  | TRUE
39 | bus_LV_1631-63_0_4_node_30 | 0.4 | n |  | TRUE
40 | bus_LV_1631-63_0_4_node_32 | 0.4 | n |  | TRUE
41 | bus_LV_1631-63_0_4_node_33 | 0.4 | n |  | TRUE
42 | bus_LV_1631-63_0_4_node_34 | 0.4 | n |  | TRUE
43 | bus_LV_1631-63_0_4_node_35 | 0.4 | n |  | TRUE
44 | bus_LV_1631-63_0_4_node_36 | 0.4 | n |  | TRUE
45 | bus_LV_1631-63_0_4_node_37 | 0.4 | n |  | TRUE
46 | bus_LV_1631-63_0_4_node_38 | 0.4 | n |  | TRUE
47 | bus_LV_1631-63_0_4_node_41 | 0.4 | n |  | TRUE
48 | bus_LV_1631-63_0_4_node_42 | 0.4 | n |  | TRUE
49 | bus_LV_1631-63_0_4_node_39 | 0.4 | n |  | TRUE
50 | bus_LV_1631-63_0_4_node_49 | 0.4 | n |  | TRUE
51 | bus_LV_1631-63_0_4_node_50 | 0.4 | n |  | TRUE
52 | bus_LV_1631-63_0_4_node_43 | 0.4 | n |  | TRUE
53 | bus_LV_1631-63_0_4_node_47 | 0.4 | n |  | TRUE
54 | bus_LV_1631-63_0_4_node_48 | 0.4 | n |  | TRUE
55 | bus_LV_1631-63_0_4_node_53 | 0.4 | n |  | TRUE
56 | bus_LV_1631-63_0_4_node_54 | 0.4 | n |  | TRUE
57 | bus_LV_1631-63_0_4_node_51 | 0.4 | n |  | TRUE
58 | bus_LV_1631-63_0_4_node_52 | 0.4 | n |  | TRUE
59 | bus_LV_1631-63_0_4_node_65 | 0.4 | n |  | TRUE
60 | bus_LV_1631-63_0_4_node_66 | 0.4 | n |  | TRUE
61 | bus_LV_1631-63_0_4_node_63 | 0.4 | n |  | TRUE
62 | bus_LV_1631-63_0_4_node_71 | 0.4 | n |  | TRUE
63 | bus_LV_1631-63_0_4_node_70 | 0.4 | n |  | TRUE
64 | bus_LV_1631-63_0_4_node_56 | 0.4 | n |  | TRUE
65 | bus_LV_1631-63_0_4_node_57 | 0.4 | n |  | TRUE
66 | bus_LV_1631-63_0_4_node_58 | 0.4 | n |  | TRUE
67 | bus_LV_1631-63_0_4_node_55 | 0.4 | n |  | TRUE
68 | bus_LV_1631-63_0_4_node_59 | 0.4 | n |  | TRUE
69 | bus_LV_1631-63_0_4_node_128 | 0.4 | n |  | TRUE
70 | bus_LV_1631-63_0_4_node_62 | 0.4 | n |  | TRUE
71 | bus_LV_1631-63_0_4_node_64 | 0.4 | n |  | TRUE
72 | bus_LV_1631-63_0_4_node_60 | 0.4 | n |  | TRUE
73 | bus_LV_1631-63_0_4_node_61 | 0.4 | n |  | TRUE
74 | bus_LV_1631-63_0_4_node_67 | 0.4 | n |  | TRUE
75 | bus_LV_1631-63_0_4_node_75 | 0.4 | n |  | TRUE
76 | bus_LV_1631-63_0_4_node_76 | 0.4 | n |  | TRUE
77 | bus_LV_1631-63_0_4_node_74 | 0.4 | n |  | TRUE
78 | bus_LV_1631-63_0_4_node_68 | 0.4 | n |  | TRUE
79 | bus_LV_1631-63_0_4_node_69 | 0.4 | n |  | TRUE
80 | bus_LV_1631-63_0_4_node_72 | 0.4 | n |  | TRUE
81 | bus_LV_1631-63_0_4_node_73 | 0.4 | n |  | TRUE
82 | bus_LV_1631-63_0_4_node_83 | 0.4 | n |  | TRUE
83 | bus_LV_1631-63_0_4_node_132 | 0.4 | n |  | TRUE
84 | bus_LV_1631-63_0_4_node_79 | 0.4 | n |  | TRUE
85 | bus_LV_1631-63_0_4_node_92 | 0.4 | n |  | TRUE
86 | bus_LV_1631-63_0_4_node_91 | 0.4 | n |  | TRUE
87 | bus_LV_1631-63_0_4_node_77 | 0.4 | n |  | TRUE
88 | bus_LV_1631-63_0_4_node_78 | 0.4 | n |  | TRUE
89 | bus_LV_1631-63_0_4_node_80 | 0.4 | n |  | TRUE
90 | bus_LV_1631-63_0_4_node_81 | 0.4 | n |  | TRUE
91 | bus_LV_1631-63_0_4_node_82 | 0.4 | n |  | TRUE
92 | bus_LV_1631-63_0_4_node_87 | 0.4 | n |  | TRUE
93 | bus_LV_1631-63_0_4_node_84 | 0.4 | n |  | TRUE
94 | bus_LV_1631-63_0_4_node_90 | 0.4 | n |  | TRUE
95 | bus_LV_1631-63_0_4_node_124 | 0.4 | n |  | TRUE
96 | bus_LV_1631-63_0_4_node_123 | 0.4 | n |  | TRUE
97 | bus_LV_1631-63_0_4_node_85 | 0.4 | n |  | TRUE
98 | bus_LV_1631-63_0_4_node_89 | 0.4 | n |  | TRUE
99 | bus_LV_1631-63_0_4_node_86 | 0.4 | n |  | TRUE
100 | bus_LV_1631-63_0_4_node_93 | 0.4 | n |  | TRUE
101 | bus_LV_1631-63_0_4_node_94 | 0.4 | n |  | TRUE
102 | bus_LV_1631-63_0_4_node_134 | 0.4 | n |  | TRUE
103 | bus_LV_1631-63_0_4_node_133 | 0.4 | n |  | TRUE
104 | bus_LV_1631-63_0_4_node_88 | 0.4 | n |  | TRUE
105 | bus_LV_1631-63_0_4_node_95 | 0.4 | n |  | TRUE
106 | bus_LV_1631-63_0_4_node_98 | 0.4 | n |  | TRUE
107 | bus_LV_1631-63_0_4_node_100 | 0.4 | n |  | TRUE
108 | bus_LV_1631-63_0_4_node_96 | 0.4 | n |  | TRUE
109 | bus_LV_1631-63_0_4_node_97 | 0.4 | n |  | TRUE
110 | bus_LV_1631-63_0_4_node_99 | 0.4 | n |  | TRUE
111 | bus_LV_1631-63_0_4_node_101 | 0.4 | n |  | TRUE
112 | bus_LV_1631-63_0_4_node_122 | 0.4 | n |  | TRUE
113 | bus_LV_1631-63_0_4_node_102 | 0.4 | n |  | TRUE
114 | bus_LV_1631-63_0_4_node_103 | 0.4 | n |  | TRUE
115 | bus_LV_1631-63_0_4_node_108 | 0.4 | n |  | TRUE
116 | bus_LV_1631-63_0_4_node_105 | 0.4 | n |  | TRUE
117 | bus_LV_1631-63_0_4_node_113 | 0.4 | n |  | TRUE
118 | bus_LV_1631-63_0_4_node_104 | 0.4 | n |  | TRUE
119 | bus_LV_1631-63_0_4_node_106 | 0.4 | n |  | TRUE
120 | bus_LV_1631-63_0_4_node_107 | 0.4 | n |  | TRUE
121 | bus_LV_1631-63_0_4_node_118 | 0.4 | n |  | TRUE
122 | bus_LV_1631-63_0_4_node_109 | 0.4 | n |  | TRUE
123 | bus_LV_1631-63_0_4_node_117 | 0.4 | n |  | TRUE
124 | bus_LV_1631-63_0_4_node_110 | 0.4 | n |  | TRUE
125 | bus_LV_1631-63_0_4_node_126 | 0.4 | n |  | TRUE
126 | bus_LV_1631-63_0_4_node_111 | 0.4 | n |  | TRUE
127 | bus_LV_1631-63_0_4_node_112 | 0.4 | n |  | TRUE
128 | bus_LV_1631-63_0_4_node_127 | 0.4 | n |  | TRUE
129 | bus_LV_1631-63_0_4_node_114 | 0.4 | n |  | TRUE
130 | bus_LV_1631-63_0_4_node_115 | 0.4 | n |  | TRUE
131 | bus_LV_1631-63_0_4_node_116 | 0.4 | n |  | TRUE
132 | bus_LV_1631-63_0_4_node_135 | 0.4 | n |  | TRUE
133 | bus_MV_13_0_node_102 | 20 | n |  | TRUE

## load
| name | bus | p_mw | q_mvar | const_z_percent | const_i_percent | sn_mva | scaling | in_service | type
0 | LV_1631-63_0_4_load_0 | 0 | 0.00045975 | 0.00011522 | 0 | 0 |  | 1 | TRUE | wye
1 | LV_1631-63_0_4_load_129 | 4 | 0.00053475 | 0.00013402 | 0 | 0 |  | 1 | TRUE | wye
2 | LV_1631-63_0_4_load_9 | 7 | 0.00026875 | 6.7354e-05 | 0 | 0 |  | 1 | TRUE | wye
3 | LV_1631-63_0_4_load_13 | 10 | 0.00020295 | 5.0865e-05 | 0 | 0 |  | 1 | TRUE | wye
4 | LV_1631-63_0_4_load_130 | 11 | 0.00038292 | 9.5969e-05 | 0 | 0 |  | 1 | TRUE | wye
5 | LV_1631-63_0_4_load_125 | 12 | 0.00020326 | 5.0942e-05 | 0 | 0 |  | 1 | TRUE | wye
6 | LV_1631-63_0_4_load_18 | 14 | 0.00036598 | 9.1723e-05 | 0 | 0 |  | 1 | TRUE | wye
7 | LV_1631-63_0_4_load_131 | 15 | 0.00052507 | 0.00013159 | 0 | 0 |  | 1 | TRUE | wye
8 | LV_1631-63_0_4_load_6 | 17 | 0.00025875 | 6.485e-05 | 0 | 0 |  | 1 | TRUE | wye
9 | LV_1631-63_0_4_load_3 | 18 | 0.00027742 | 6.9529e-05 | 0 | 0 |  | 1 | TRUE | wye
10 | LV_1631-63_0_4_load_31 | 19 | 0.00034426 | 8.628e-05 | 0 | 0 |  | 1 | TRUE | wye
11 | LV_1631-63_0_4_load_22 | 22 | 0.00042979 | 0.00010771 | 0 | 0 |  | 1 | TRUE | wye
12 | LV_1631-63_0_4_load_19 | 23 | 0.0025509 | 0.00063932 | 0 | 0 |  | 1 | TRUE | wye
13 | LV_1631-63_0_4_load_26 | 24 | 0.0023155 | 0.00058032 | 0 | 0 |  | 1 | TRUE | wye
14 | LV_1631-63_0_4_load_121 | 26 | 0.00036839 | 9.2326e-05 | 0 | 0 |  | 1 | TRUE | wye
15 | LV_1631-63_0_4_load_25 | 27 | 0.00032666 | 8.1869e-05 | 0 | 0 |  | 1 | TRUE | wye
16 | LV_1631-63_0_4_load_119 | 28 | 0.00091732 | 0.0002299 | 0 | 0 |  | 1 | TRUE | wye
17 | LV_1631-63_0_4_load_20 | 29 | 0.011139 | 0.0027917 | 0 | 0 |  | 1 | TRUE | wye
18 | LV_1631-63_0_4_load_14 | 30 | 0.00019644 | 4.9232e-05 | 0 | 0 |  | 1 | TRUE | wye
19 | LV_1631-63_0_4_load_16 | 31 | 0.00044109 | 0.00011055 | 0 | 0 |  | 1 | TRUE | wye
20 | LV_1631-63_0_4_load_21 | 32 | 0.010159 | 0.0025461 | 0 | 0 |  | 1 | TRUE | wye
21 | LV_1631-63_0_4_load_24 | 34 | 0.0010028 | 0.00025133 | 0 | 0 |  | 1 | TRUE | wye
22 | LV_1631-63_0_4_load_45 | 36 | 0.0021129 | 0.00052955 | 0 | 0 |  | 1 | TRUE | wye
23 | LV_1631-63_0_4_load_28 | 38 | 0.00025194 | 6.3141e-05 | 0 | 0 |  | 1 | TRUE | wye
24 | LV_1631-63_0_4_load_30 | 39 | 0.00019773 | 4.9555e-05 | 0 | 0 |  | 1 | TRUE | wye
25 | LV_1631-63_0_4_load_33 | 41 | 0.001884 | 0.00047217 | 0 | 0 |  | 1 | TRUE | wye
26 | LV_1631-63_0_4_load_35 | 43 | 0.001673 | 0.0004193 | 0 | 0 |  | 1 | TRUE | wye
27 | LV_1631-63_0_4_load_37 | 45 | 0.00075639 | 0.00018957 | 0 | 0 |  | 1 | TRUE | wye
28 | LV_1631-63_0_4_load_38 | 46 | 0.001111 | 0.00027843 | 0 | 0 |  | 1 | TRUE | wye
29 | LV_1631-63_0_4_load_41 | 47 | 0.001324 | 0.00033182 | 0 | 0 |  | 1 | TRUE | wye
30 | LV_1631-63_0_4_load_39 | 49 | 0.0014187 | 0.00035557 | 0 | 0 |  | 1 | TRUE | wye
31 | LV_1631-63_0_4_load_49 | 50 | 0.002205 | 0.00055262 | 0 | 0 |  | 1 | TRUE | wye
32 | LV_1631-63_0_4_load_43 | 52 | 0.00091376 | 0.00022901 | 0 | 0 |  | 1 | TRUE | wye
33 | LV_1631-63_0_4_load_47 | 53 | 0.0015647 | 0.00039214 | 0 | 0 |  | 1 | TRUE | wye
34 | LV_1631-63_0_4_load_48 | 54 | 0.0014374 | 0.00036024 | 0 | 0 |  | 1 | TRUE | wye
35 | LV_1631-63_0_4_load_53 | 55 | 0.0013099 | 0.00032829 | 0 | 0 |  | 1 | TRUE | wye
36 | LV_1631-63_0_4_load_54 | 56 | 0.002252 | 0.0005644 | 0 | 0 |  | 1 | TRUE | wye
37 | LV_1631-63_0_4_load_52 | 58 | 0.0026784 | 0.00067127 | 0 | 0 |  | 1 | TRUE | wye
38 | LV_1631-63_0_4_load_66 | 60 | 0.0020854 | 0.00052264 | 0 | 0 |  | 1 | TRUE | wye
39 | LV_1631-63_0_4_load_63 | 61 | 0.0022428 | 0.0005621 | 0 | 0 |  | 1 | TRUE | wye
40 | LV_1631-63_0_4_load_71 | 62 | 0.0020785 | 0.00052093 | 0 | 0 |  | 1 | TRUE | wye
41 | LV_1631-63_0_4_load_57 | 65 | 0.0013238 | 0.00033178 | 0 | 0 |  | 1 | TRUE | wye
42 | LV_1631-63_0_4_load_55 | 67 | 0.0010414 | 0.00026099 | 0 | 0 |  | 1 | TRUE | wye
43 | LV_1631-63_0_4_load_59 | 68 | 0.0013418 | 0.00033627 | 0 | 0 |  | 1 | TRUE | wye
44 | LV_1631-63_0_4_load_128 | 69 | 0.0033229 | 0.00083279 | 0 | 0 |  | 1 | TRUE | wye
45 | LV_1631-63_0_4_load_64 | 71 | 0.00075338 | 0.00018881 | 0 | 0 |  | 1 | TRUE | wye
46 | LV_1631-63_0_4_load_60 | 72 | 0.00087988 | 0.00022052 | 0 | 0 |  | 1 | TRUE | wye
47 | LV_1631-63_0_4_load_61 | 73 | 0.0028111 | 0.00070452 | 0 | 0 |  | 1 | TRUE | wye
48 | LV_1631-63_0_4_load_67 | 74 | 0.001524 | 0.00038195 | 0 | 0 |  | 1 | TRUE | wye
49 | LV_1631-63_0_4_load_76 | 76 | 0.002529 | 0.00063382 | 0 | 0 |  | 1 | TRUE | wye
50 | LV_1631-63_0_4_load_68 | 78 | 0.0037038 | 0.00092826 | 0 | 0 |  | 1 | TRUE | wye
51 | LV_1631-63_0_4_load_72 | 80 | 0.0019013 | 0.00047651 | 0 | 0 |  | 1 | TRUE | wye
52 | LV_1631-63_0_4_load_73 | 81 | 0.001226 | 0.00030728 | 0 | 0 |  | 1 | TRUE | wye
53 | LV_1631-63_0_4_load_132 | 83 | 0.0023423 | 0.00058703 | 0 | 0 |  | 1 | TRUE | wye
54 | LV_1631-63_0_4_load_92 | 85 | 0.0013571 | 0.00034012 | 0 | 0 |  | 1 | TRUE | wye
55 | LV_1631-63_0_4_load_91 | 86 | 0.0022556 | 0.00056531 | 0 | 0 |  | 1 | TRUE | wye
56 | LV_1631-63_0_4_load_77 | 87 | 0.016274 | 0.0040787 | 0 | 0 |  | 1 | TRUE | wye
57 | LV_1631-63_0_4_load_81 | 90 | 0.0017627 | 0.00044177 | 0 | 0 |  | 1 | TRUE | wye
58 | LV_1631-63_0_4_load_82 | 91 | 0.0030898 | 0.00077438 | 0 | 0 |  | 1 | TRUE | wye
59 | LV_1631-63_0_4_load_84 | 93 | 0.0042426 | 0.0010633 | 0 | 0 |  | 1 | TRUE | wye
60 | LV_1631-63_0_4_load_90 | 94 | 0.0021413 | 0.00053665 | 0 | 0 |  | 1 | TRUE | wye
61 | LV_1631-63_0_4_load_123 | 96 | 0.0054756 | 0.0013723 | 0 | 0 |  | 1 | TRUE | wye
62 | LV_1631-63_0_4_load_85 | 97 | 0.0023045 | 0.00057756 | 0 | 0 |  | 1 | TRUE | wye
63 | LV_1631-63_0_4_load_89 | 98 | 0.0012535 | 0.00031416 | 0 | 0 |  | 1 | TRUE | wye
64 | LV_1631-63_0_4_load_86 | 99 | 0.0053519 | 0.0013413 | 0 | 0 |  | 1 | TRUE | wye
65 | LV_1631-63_0_4_load_93 | 100 | 0.0039328 | 0.00098565 | 0 | 0 |  | 1 | TRUE | wye
66 | LV_1631-63_0_4_load_94 | 101 | 0.0020249 | 0.0005075 | 0 | 0 |  | 1 | TRUE | wye
67 | LV_1631-63_0_4_load_134 | 102 | 0.0035376 | 0.0008866 | 0 | 0 |  | 1 | TRUE | wye
68 | LV_1631-63_0_4_load_133 | 103 | 0.0078727 | 0.0019731 | 0 | 0 |  | 1 | TRUE | wye
69 | LV_1631-63_0_4_load_88 | 104 | 0.0031069 | 0.00077866 | 0 | 0 |  | 1 | TRUE | wye
70 | LV_1631-63_0_4_load_95 | 105 | 0.0024703 | 0.00061912 | 0 | 0 |  | 1 | TRUE | wye
71 | LV_1631-63_0_4_load_96 | 108 | 0.0045463 | 0.0011394 | 0 | 0 |  | 1 | TRUE | wye
72 | LV_1631-63_0_4_load_97 | 109 | 0.0050331 | 0.0012614 | 0 | 0 |  | 1 | TRUE | wye
73 | LV_1631-63_0_4_load_99 | 110 | 0.0024208 | 0.0006067 | 0 | 0 |  | 1 | TRUE | wye
74 | LV_1631-63_0_4_load_101 | 111 | 0.0051734 | 0.0012966 | 0 | 0 |  | 1 | TRUE | wye
75 | LV_1631-63_0_4_load_122 | 112 | 0.010476 | 0.0026256 | 0 | 0 |  | 1 | TRUE | wye
76 | LV_1631-63_0_4_load_102 | 113 | 0.0021554 | 0.00054019 | 0 | 0 |  | 1 | TRUE | wye
77 | LV_1631-63_0_4_load_105 | 116 | 0.0031311 | 0.00078473 | 0 | 0 |  | 1 | TRUE | wye
78 | LV_1631-63_0_4_load_113 | 117 | 0.0021902 | 0.00054892 | 0 | 0 |  | 1 | TRUE | wye
79 | LV_1631-63_0_4_load_104 | 118 | 0.00049034 | 0.00012289 | 0 | 0 |  | 1 | TRUE | wye
80 | LV_1631-63_0_4_load_106 | 119 | 0.0010582 | 0.00026522 | 0 | 0 |  | 1 | TRUE | wye
81 | LV_1631-63_0_4_load_107 | 120 | 0.00071877 | 0.00018014 | 0 | 0 |  | 1 | TRUE | wye
82 | LV_1631-63_0_4_load_109 | 122 | 0.00058529 | 0.00014669 | 0 | 0 |  | 1 | TRUE | wye
83 | LV_1631-63_0_4_load_117 | 123 | 0.0017229 | 0.00043181 | 0 | 0 |  | 1 | TRUE | wye
84 | LV_1631-63_0_4_load_126 | 125 | 0.0088398 | 0.0022155 | 0 | 0 |  | 1 | TRUE | wye
85 | LV_1631-63_0_4_load_111 | 126 | 0.0033319 | 0.00083506 | 0 | 0 |  | 1 | TRUE | wye
86 | LV_1631-63_0_4_load_127 | 128 | 0.0038289 | 0.00095962 | 0 | 0 |  | 1 | TRUE | wye
87 | LV_1631-63_0_4_load_114 | 129 | 0.0012263 | 0.00030733 | 0 | 0 |  | 1 | TRUE | wye
88 | LV_1631-63_0_4_load_135 | 132 | 0.001588 | 0.000398 | 0 | 0 |  | 1 | TRUE | wye

## ext_grid
| name | bus | vm_pu | va_degree | slack_weight | in_service
0 |  | 60 | 1 | 0 | 1 | TRUE

## line
| name | std_type | from_bus | to_bus | length_km | r_ohm_per_km | x_ohm_per_km | c_nf_per_km | g_us_per_km | max_i_ka | df | parallel | type | in_service
0 | LV_1631-63_0_4_line_0 | NAYY 4x150 SE | 0 | 1 | 0.053149 | 0.208 | 0.08 | 261 | 0 | 0.27 | 1 | 1 | cs | TRUE
1 | LV_1631-63_0_4_line_1 | NAYY 4x150 SE | 1 | 2 | 0.024161 | 0.208 | 0.08 | 261 | 0 | 0.27 | 1 | 1 | cs | TRUE
2 | LV_1631-63_0_4_line_2 | NAYY 4x150 SE | 2 | 13 | 0.052484 | 0.208 | 0.08 | 261 | 0 | 0.27 | 1 | 1 | cs | TRUE
3 | LV_1631-63_0_4_line_3 | NAYY 4x150 SE | 2 | 14 | 0.034324 | 0.208 | 0.08 | 261 | 0 | 0.27 | 1 | 1 | cs | TRUE
4 | LV_1631-63_0_4_line_4 | NAYY 4x150 SE | 3 | 4 | 0.013077 | 0.208 | 0.08 | 261 | 0 | 0.27 | 1 | 1 | cs | TRUE
5 | LV_1631-63_0_4_line_5 | NAYY 4x150 SE | 3 | 5 | 0.013267 | 0.208 | 0.08 | 261 | 0 | 0.27 | 1 | 1 | cs | TRUE
6 | LV_1631-63_0_4_line_6 | NAYY 4x150 SE | 3 | 6 | 0.10527 | 0.208 | 0.08 | 261 | 0 | 0.27 | 1 | 1 | cs | TRUE
7 | LV_1631-63_0_4_line_7 | NAYY 4x150 SE | 5 | 11 | 0.013003 | 0.208 | 0.08 | 261 | 0 | 0.27 | 1 | 1 | cs | TRUE
8 | LV_1631-63_0_4_line_8 | NAYY 4x150 SE | 5 | 8 | 0.029678 | 0.208 | 0.08 | 261 | 0 | 0.27 | 1 | 1 | cs | TRUE
9 | LV_1631-63_0_4_line_9 | NAYY 4x150 SE | 6 | 19 | 0.17024 | 0.208 | 0.08 | 261 | 0 | 0.27 | 1 | 1 | cs | TRUE
10 | LV_1631-63_0_4_line_10 | NAYY 4x150 SE | 6 | 18 | 0.030989 | 0.208 | 0.08 | 261 | 0 | 0.27 | 1 | 1 | cs | TRUE
11 | LV_1631-63_0_4_line_11 | NAYY 4x150 SE | 7 | 8 | 0.021628 | 0.208 | 0.08 | 261 | 0 | 0.27 | 1 | 1 | cs | TRUE
12 | LV_1631-63_0_4_line_12 | NAYY 4x150 SE | 7 | 9 | 0.013369 | 0.208 | 0.08 | 261 | 0 | 0.27 | 1 | 1 | cs | TRUE
13 | LV_1631-63_0_4_line_13 | NAYY 4x150 SE | 9 | 10 | 0.0066269 | 0.208 | 0.08 | 261 | 0 | 0.27 | 1 | 1 | cs | TRUE
14 | LV_1631-63_0_4_line_14 | NAYY 4x150 SE | 10 | 12 | 0.050454 | 0.208 | 0.08 | 261 | 0 | 0.27 | 1 | 1 | cs | TRUE
15 | LV_1631-63_0_4_line_15 | NAYY 4x150 SE | 12 | 15 | 0.063613 | 0.208 | 0.08 | 261 | 0 | 0.27 | 1 | 1 | cs | TRUE
16 | LV_1631-63_0_4_line_16 | NAYY 4x150 SE | 13 | 15 | 0.023398 | 0.208 | 0.08 | 261 | 0 | 0.27 | 1 | 1 | cs | TRUE
17 | LV_1631-63_0_4_line_17 | NAYY 4x150 SE | 13 | 16 | 0.022926 | 0.208 | 0.08 | 261 | 0 | 0.27 | 1 | 1 | cs | TRUE
18 | LV_1631-63_0_4_line_18 | NAYY 4x150 SE | 14 | 17 | 0.19014 | 0.208 | 0.08 | 261 | 0 | 0.27 | 1 | 1 | cs | TRUE
19 | LV_1631-63_0_4_line_19 | NAYY 4x150 SE | 16 | 31 | 0.013926 | 0.208 | 0.08 | 261 | 0 | 0.27 | 1 | 1 | cs | TRUE
20 | LV_1631-63_0_4_line_20 | NAYY 4x150 SE | 16 | 30 | 0.061274 | 0.208 | 0.08 | 261 | 0 | 0.27 | 1 | 1 | cs | TRUE
21 | LV_1631-63_0_4_line_21 | NAYY 4x150 SE | 19 | 20 | 0.080127 | 0.208 | 0.08 | 261 | 0 | 0.27 | 1 | 1 | cs | TRUE
22 | LV_1631-63_0_4_line_22 | NAYY 4x150 SE | 20 | 39 | 0.056982 | 0.208 | 0.08 | 261 | 0 | 0.27 | 1 | 1 | cs | TRUE
23 | LV_1631-63_0_4_line_23 | NAYY 4x150 SE | 20 | 38 | 0.025876 | 0.208 | 0.08 | 261 | 0 | 0.27 | 1 | 1 | cs | TRUE
24 | LV_1631-63_0_4_line_24 | NAYY 4x150 SE | 21 | 22 | 0.031417 | 0.208 | 0.08 | 261 | 0 | 0.27 | 1 | 1 | cs | TRUE
25 | LV_1631-63_0_4_line_25 | NAYY 4x150 SE | 21 | 23 | 0.0078587 | 0.208 | 0.08 | 261 | 0 | 0.27 | 1 | 1 | cs | TRUE
26 | LV_1631-63_0_4_line_26 | NAYY 4x150 SE | 22 | 28 | 0.0035663 | 0.208 | 0.08 | 261 | 0 | 0.27 | 1 | 1 | cs | TRUE
27 | LV_1631-63_0_4_line_27 | NAYY 4x150 SE | 23 | 29 | 0.037726 | 0.208 | 0.08 | 261 | 0 | 0.27 | 1 | 1 | cs | TRUE
28 | LV_1631-63_0_4_line_28 | NAYY 4x150 SE | 24 | 25 | 0.09266 | 0.208 | 0.08 | 261 | 0 | 0.27 | 1 | 2 | cs | TRUE
29 | LV_1631-63_0_4_line_29 | NAYY 4x150 SE | 24 | 26 | 0.20519 | 0.208 | 0.08 | 261 | 0 | 0.27 | 1 | 1 | cs | TRUE
30 | LV_1631-63_0_4_line_30 | NAYY 4x150 SE | 24 | 27 | 0.068684 | 0.208 | 0.08 | 261 | 0 | 0.27 | 1 | 1 | cs | TRUE
31 | LV_1631-63_0_4_line_31 | NAYY 4x150 SE | 25 | 36 | 0.067848 | 0.208 | 0.08 | 261 | 0 | 0.27 | 1 | 2 | cs | TRUE
32 | LV_1631-63_0_4_line_32 | NAYY 4x150 SE | 26 | 35 | 0.036286 | 0.208 | 0.08 | 261 | 0 | 0.27 | 1 | 1 | cs | TRUE
33 | LV_1631-63_0_4_line_33 | NAYY 4x150 SE | 27 | 31 | 0.10258 | 0.208 | 0.08 | 261 | 0 | 0.27 | 1 | 1 | cs | TRUE
34 | LV_1631-63_0_4_line_34 | NAYY 4x150 SE | 28 | 35 | 0.011547 | 0.208 | 0.08 | 261 | 0 | 0.27 | 1 | 1 | cs | TRUE
35 | LV_1631-63_0_4_line_35 | NAYY 4x150 SE | 29 | 32 | 0.036657 | 0.208 | 0.08 | 261 | 0 | 0.27 | 1 | 1 | cs | TRUE
36 | LV_1631-63_0_4_line_36 | NAYY 4x150 SE | 32 | 33 | 0.092676 | 0.208 | 0.08 | 261 | 0 | 0.27 | 1 | 1 | cs | TRUE
37 | LV_1631-63_0_4_line_37 | NAYY 4x150 SE | 33 | 34 | 0.0091277 | 0.208 | 0.08 | 261 | 0 | 0.27 | 1 | 1 | cs | TRUE
38 | LV_1631-63_0_4_line_38 | NAYY 4x150 SE | 36 | 37 | 0.032558 | 0.208 | 0.08 | 261 | 0 | 0.27 | 1 | 2 | cs | TRUE
39 | LV_1631-63_0_4_line_39 | NAYY 4x150 SE | 37 | 53 | 0.013203 | 0.208 | 0.08 | 261 | 0 | 0.27 | 1 | 1 | cs | TRUE
40 | LV_1631-63_0_4_line_40 | NAYY 4x150 SE | 37 | 54 | 0.013348 | 0.208 | 0.08 | 261 | 0 | 0.27 | 1 | 2 | cs | TRUE
41 | LV_1631-63_0_4_line_41 | NAYY 4x150 SE | 39 | 40 | 0.070004 | 0.208 | 0.08 | 261 | 0 | 0.27 | 1 | 1 | cs | TRUE
42 | LV_1631-63_0_4_line_42 | NAYY 4x150 SE | 40 | 41 | 0.015135 | 0.208 | 0.08 | 261 | 0 | 0.27 | 1 | 1 | cs | TRUE
43 | LV_1631-63_0_4_line_43 | NAYY 4x150 SE | 40 | 42 | 0.053849 | 0.208 | 0.08 | 261 | 0 | 0.27 | 1 | 1 | cs | TRUE
44 | LV_1631-63_0_4_line_44 | NAYY 4x150 SE | 42 | 43 | 0.042758 | 0.208 | 0.08 | 261 | 0 | 0.27 | 1 | 1 | cs | TRUE
45 | LV_1631-63_0_4_line_45 | NAYY 4x150 SE | 43 | 44 | 0.10166 | 0.208 | 0.08 | 261 | 0 | 0.27 | 1 | 1 | cs | TRUE
46 | LV_1631-63_0_4_line_46 | NAYY 4x150 SE | 44 | 45 | 0.053965 | 0.208 | 0.08 | 261 | 0 | 0.27 | 1 | 1 | cs | TRUE
47 | LV_1631-63_0_4_line_47 | NAYY 4x150 SE | 44 | 46 | 0.0043 | 0.208 | 0.08 | 261 | 0 | 0.27 | 1 | 1 | cs | TRUE
48 | LV_1631-63_0_4_line_48 | NAYY 4x150 SE | 45 | 47 | 0.0085991 | 0.208 | 0.08 | 261 | 0 | 0.27 | 1 | 1 | cs | TRUE
49 | LV_1631-63_0_4_line_49 | NAYY 4x150 SE | 47 | 48 | 0.018734 | 0.208 | 0.08 | 261 | 0 | 0.27 | 1 | 1 | cs | TRUE
50 | LV_1631-63_0_4_line_50 | NAYY 4x150 SE | 48 | 52 | 0.03912 | 0.208 | 0.08 | 261 | 0 | 0.27 | 1 | 1 | cs | TRUE
51 | LV_1631-63_0_4_line_51 | NAYY 4x150 SE | 49 | 50 | 0.10985 | 0.208 | 0.08 | 261 | 0 | 0.27 | 1 | 1 | cs | TRUE
52 | LV_1631-63_0_4_line_52 | NAYY 4x150 SE | 50 | 51 | 0.060911 | 0.208 | 0.08 | 261 | 0 | 0.27 | 1 | 1 | cs | TRUE
53 | LV_1631-63_0_4_line_53 | NAYY 4x150 SE | 51 | 57 | 0.025815 | 0.208 | 0.08 | 261 | 0 | 0.27 | 1 | 1 | cs | TRUE
54 | LV_1631-63_0_4_line_54 | NAYY 4x150 SE | 51 | 58 | 0.013173 | 0.208 | 0.08 | 261 | 0 | 0.27 | 1 | 1 | cs | TRUE
55 | LV_1631-63_0_4_line_55 | NAYY 4x150 SE | 54 | 55 | 0.027915 | 0.208 | 0.08 | 261 | 0 | 0.27 | 1 | 2 | cs | TRUE
56 | LV_1631-63_0_4_line_56 | NAYY 4x150 SE | 55 | 56 | 0.0054622 | 0.208 | 0.08 | 261 | 0 | 0.27 | 1 | 2 | cs | TRUE
57 | LV_1631-63_0_4_line_57 | NAYY 4x150 SE | 56 | 64 | 0.027649 | 0.208 | 0.08 | 261 | 0 | 0.27 | 1 | 2 | cs | TRUE
58 | LV_1631-63_0_4_line_58 | NAYY 4x150 SE | 57 | 59 | 0.030648 | 0.208 | 0.08 | 261 | 0 | 0.27 | 1 | 1 | cs | TRUE
59 | LV_1631-63_0_4_line_59 | NAYY 4x150 SE | 59 | 60 | 0.029859 | 0.208 | 0.08 | 261 | 0 | 0.27 | 1 | 2 | cs | TRUE
60 | LV_1631-63_0_4_line_60 | NAYY 4x150 SE | 59 | 61 | 0.025033 | 0.208 | 0.08 | 261 | 0 | 0.27 | 1 | 2 | cs | TRUE
61 | LV_1631-63_0_4_line_61 | NAYY 4x150 SE | 60 | 75 | 0.057921 | 0.208 | 0.08 | 261 | 0 | 0.27 | 1 | 2 | cs | TRUE
62 | LV_1631-63_0_4_line_62 | NAYY 4x150 SE | 61 | 73 | 0.0018866 | 0.208 | 0.08 | 261 | 0 | 0.27 | 1 | 2 | cs | TRUE
63 | LV_1631-63_0_4_line_63 | NAYY 4x150 SE | 62 | 63 | 0.0084764 | 0.208 | 0.08 | 261 | 0 | 0.27 | 1 | 1 | cs | TRUE
64 | LV_1631-63_0_4_line_64 | NAYY 4x150 SE | 63 | 80 | 0.020665 | 0.208 | 0.08 | 261 | 0 | 0.27 | 1 | 1 | cs | TRUE
65 | LV_1631-63_0_4_line_65 | NAYY 4x150 SE | 63 | 79 | 0.010582 | 0.208 | 0.08 | 261 | 0 | 0.27 | 1 | 1 | cs | TRUE
66 | LV_1631-63_0_4_line_66 | NAYY 4x150 SE | 64 | 65 | 0.021106 | 0.208 | 0.08 | 261 | 0 | 0.27 | 1 | 1 | cs | TRUE
67 | LV_1631-63_0_4_line_67 | NAYY 4x150 SE | 64 | 66 | 0.059099 | 0.208 | 0.08 | 261 | 0 | 0.27 | 1 | 2 | cs | TRUE
68 | LV_1631-63_0_4_line_68 | NAYY 4x150 SE | 64 | 67 | 0.031136 | 0.208 | 0.08 | 261 | 0 | 0.27 | 1 | 1 | cs | TRUE
69 | LV_1631-63_0_4_line_69 | NAYY 4x150 SE | 65 | 68 | 0.0003708 | 0.208 | 0.08 | 261 | 0 | 0.27 | 1 | 1 | cs | TRUE
70 | LV_1631-63_0_4_line_70 | NAYY 4x150 SE | 66 | 69 | 0.023711 | 0.208 | 0.08 | 261 | 0 | 0.27 | 1 | 1 | cs | TRUE
71 | LV_1631-63_0_4_line_71 | NAYY 4x150 SE | 66 | 70 | 0.009999 | 0.208 | 0.08 | 261 | 0 | 0.27 | 1 | 2 | cs | TRUE
72 | LV_1631-63_0_4_line_72 | NAYY 4x150 SE | 70 | 71 | 0.030241 | 0.208 | 0.08 | 261 | 0 | 0.27 | 1 | 1 | cs | TRUE
73 | LV_1631-63_0_4_line_73 | NAYY 4x150 SE | 70 | 72 | 0.0072989 | 0.208 | 0.08 | 261 | 0 | 0.27 | 1 | 2 | cs | TRUE
74 | LV_1631-63_0_4_line_74 | NAYY 4x150 SE | 71 | 74 | 0.0039289 | 0.208 | 0.08 | 261 | 0 | 0.27 | 1 | 1 | cs | TRUE
75 | LV_1631-63_0_4_line_75 | NAYY 4x150 SE | 72 | 73 | 0.01378 | 0.208 | 0.08 | 261 | 0 | 0.27 | 1 | 2 | cs | TRUE
76 | LV_1631-63_0_4_line_76 | NAYY 4x150 SE | 75 | 76 | 0.019628 | 0.208 | 0.08 | 261 | 0 | 0.27 | 1 | 2 | cs | TRUE
77 | LV_1631-63_0_4_line_77 | NAYY 4x150 SE | 75 | 77 | 0.011994 | 0.208 | 0.08 | 261 | 0 | 0.27 | 1 | 1 | cs | TRUE
78 | LV_1631-63_0_4_line_78 | NAYY 4x150 SE | 76 | 85 | 0.01528 | 0.208 | 0.08 | 261 | 0 | 0.27 | 1 | 2 | cs | TRUE
79 | LV_1631-63_0_4_line_79 | NAYY 4x150 SE | 77 | 82 | 0.013279 | 0.208 | 0.08 | 261 | 0 | 0.27 | 1 | 1 | cs | TRUE
80 | LV_1631-63_0_4_line_80 | NAYY 4x150 SE | 77 | 81 | 0.012826 | 0.208 | 0.08 | 261 | 0 | 0.27 | 1 | 1 | cs | TRUE
81 | LV_1631-63_0_4_line_81 | NAYY 4x150 SE | 78 | 79 | 0.018517 | 0.208 | 0.08 | 261 | 0 | 0.27 | 1 | 1 | cs | TRUE
82 | LV_1631-63_0_4_line_82 | NAYY 4x150 SE | 80 | 81 | 0.0066453 | 0.208 | 0.08 | 261 | 0 | 0.27 | 1 | 1 | cs | TRUE
83 | LV_1631-63_0_4_line_83 | NAYY 4x150 SE | 82 | 83 | 0.02998 | 0.208 | 0.08 | 261 | 0 | 0.27 | 1 | 1 | cs | TRUE
84 | LV_1631-63_0_4_line_84 | NAYY 4x150 SE | 82 | 84 | 0.002366 | 0.208 | 0.08 | 261 | 0 | 0.27 | 1 | 1 | cs | TRUE
85 | LV_1631-63_0_4_line_85 | NAYY 4x150 SE | 84 | 91 | 0.054557 | 0.208 | 0.08 | 261 | 0 | 0.27 | 1 | 1 | cs | TRUE
86 | LV_1631-63_0_4_line_86 | NAYY 4x150 SE | 85 | 86 | 0.0040976 | 0.208 | 0.08 | 261 | 0 | 0.27 | 1 | 2 | cs | TRUE
87 | LV_1631-63_0_4_line_87 | NAYY 4x150 SE | 86 | 98 | 0.0027853 | 0.208 | 0.08 | 261 | 0 | 0.27 | 1 | 2 | cs | TRUE
88 | LV_1631-63_0_4_line_88 | NAYY 4x150 SE | 87 | 88 | 0.033887 | 0.208 | 0.08 | 261 | 0 | 0.27 | 1 | 1 | cs | TRUE
89 | LV_1631-63_0_4_line_89 | NAYY 4x150 SE | 88 | 89 | 0.023267 | 0.208 | 0.08 | 261 | 0 | 0.27 | 1 | 1 | cs | TRUE
90 | LV_1631-63_0_4_line_90 | NAYY 4x150 SE | 88 | 90 | 0.016262 | 0.208 | 0.08 | 261 | 0 | 0.27 | 1 | 2 | cs | TRUE
91 | LV_1631-63_0_4_line_91 | NAYY 4x150 SE | 89 | 92 | 0.011428 | 0.208 | 0.08 | 261 | 0 | 0.27 | 1 | 1 | cs | TRUE
92 | LV_1631-63_0_4_line_92 | NAYY 4x150 SE | 89 | 93 | 0.0021247 | 0.208 | 0.08 | 261 | 0 | 0.27 | 1 | 1 | cs | TRUE
93 | LV_1631-63_0_4_line_93 | NAYY 4x150 SE | 90 | 94 | 0.015265 | 0.208 | 0.08 | 261 | 0 | 0.27 | 1 | 2 | cs | TRUE
94 | LV_1631-63_0_4_line_94 | NAYY 4x150 SE | 92 | 95 | 0.01651 | 0.208 | 0.08 | 261 | 0 | 0.27 | 1 | 1 | cs | TRUE
95 | LV_1631-63_0_4_line_95 | NAYY 4x150 SE | 92 | 96 | 0.011561 | 0.208 | 0.08 | 261 | 0 | 0.27 | 1 | 1 | cs | TRUE
96 | LV_1631-63_0_4_line_96 | NAYY 4x150 SE | 93 | 97 | 0.013588 | 0.208 | 0.08 | 261 | 0 | 0.27 | 1 | 1 | cs | TRUE
97 | LV_1631-63_0_4_line_97 | NAYY 4x150 SE | 94 | 98 | 0.010116 | 0.208 | 0.08 | 261 | 0 | 0.27 | 1 | 2 | cs | TRUE
98 | LV_1631-63_0_4_line_98 | NAYY 4x150 SE | 95 | 102 | 0.018528 | 0.208 | 0.08 | 261 | 0 | 0.27 | 1 | 1 | cs | TRUE
99 | LV_1631-63_0_4_line_99 | NAYY 4x150 SE | 95 | 103 | 0.020173 | 0.208 | 0.08 | 261 | 0 | 0.27 | 1 | 1 | cs | TRUE
100 | LV_1631-63_0_4_line_100 | NAYY 4x150 SE | 97 | 99 | 0.0055271 | 0.208 | 0.08 | 261 | 0 | 0.27 | 1 | 1 | cs | TRUE
101 | LV_1631-63_0_4_line_101 | NAYY 4x150 SE | 98 | 104 | 0.013994 | 0.208 | 0.08 | 261 | 0 | 0.27 | 1 | 1 | cs | TRUE
102 | LV_1631-63_0_4_line_102 | NAYY 4x150 SE | 99 | 100 | 0.0012662 | 0.208 | 0.08 | 261 | 0 | 0.27 | 1 | 1 | cs | TRUE
103 | LV_1631-63_0_4_line_103 | NAYY 4x150 SE | 100 | 101 | 0.011326 | 0.208 | 0.08 | 261 | 0 | 0.27 | 1 | 1 | cs | TRUE
104 | LV_1631-63_0_4_line_104 | NAYY 4x150 SE | 101 | 105 | 0.0072961 | 0.208 | 0.08 | 261 | 0 | 0.27 | 1 | 1 | cs | TRUE
105 | LV_1631-63_0_4_line_105 | NAYY 4x150 SE | 105 | 106 | 0.0025803 | 0.208 | 0.08 | 261 | 0 | 0.27 | 1 | 1 | cs | TRUE
106 | LV_1631-63_0_4_line_106 | NAYY 4x150 SE | 106 | 107 | 0.026405 | 0.208 | 0.08 | 261 | 0 | 0.27 | 1 | 1 | cs | TRUE
107 | LV_1631-63_0_4_line_107 | NAYY 4x150 SE | 106 | 108 | 0.0077258 | 0.208 | 0.08 | 261 | 0 | 0.27 | 1 | 1 | cs | TRUE
108 | LV_1631-63_0_4_line_108 | NAYY 4x150 SE | 107 | 112 | 0.0060364 | 0.208 | 0.08 | 261 | 0 | 0.27 | 1 | 1 | cs | TRUE
109 | LV_1631-63_0_4_line_109 | NAYY 4x150 SE | 108 | 109 | 0.013369 | 0.208 | 0.08 | 261 | 0 | 0.27 | 1 | 1 | cs | TRUE
110 | LV_1631-63_0_4_line_110 | NAYY 4x150 SE | 109 | 110 | 0.0082835 | 0.208 | 0.08 | 261 | 0 | 0.27 | 1 | 1 | cs | TRUE
111 | LV_1631-63_0_4_line_111 | NAYY 4x150 SE | 110 | 111 | 0.006476 | 0.208 | 0.08 | 261 | 0 | 0.27 | 1 | 1 | cs | TRUE
112 | LV_1631-63_0_4_line_112 | NAYY 4x150 SE | 111 | 113 | 0.0094947 | 0.208 | 0.08 | 261 | 0 | 0.27 | 1 | 1 | cs | TRUE
113 | LV_1631-63_0_4_line_113 | NAYY 4x150 SE | 113 | 114 | 0.0037712 | 0.208 | 0.08 | 261 | 0 | 0.27 | 1 | 1 | cs | TRUE
114 | LV_1631-63_0_4_line_114 | NAYY 4x150 SE | 114 | 115 | 0.024973 | 0.208 | 0.08 | 261 | 0 | 0.27 | 1 | 1 | cs | TRUE
115 | LV_1631-63_0_4_line_115 | NAYY 4x150 SE | 114 | 116 | 0.0079517 | 0.208 | 0.08 | 261 | 0 | 0.27 | 1 | 1 | cs | TRUE
116 | LV_1631-63_0_4_line_116 | NAYY 4x150 SE | 115 | 117 | 0.04169 | 0.208 | 0.08 | 261 | 0 | 0.27 | 1 | 1 | cs | TRUE
117 | LV_1631-63_0_4_line_117 | NAYY 4x150 SE | 116 | 118 | 0.0026341 | 0.208 | 0.08 | 261 | 0 | 0.27 | 1 | 1 | cs | TRUE
118 | LV_1631-63_0_4_line_118 | NAYY 4x150 SE | 117 | 125 | 0.01027 | 0.208 | 0.08 | 261 | 0 | 0.27 | 1 | 1 | cs | TRUE
119 | LV_1631-63_0_4_line_119 | NAYY 4x150 SE | 118 | 119 | 0.00947 | 0.208 | 0.08 | 261 | 0 | 0.27 | 1 | 1 | cs | TRUE
120 | LV_1631-63_0_4_line_120 | NAYY 4x150 SE | 119 | 120 | 0.010912 | 0.208 | 0.08 | 261 | 0 | 0.27 | 1 | 1 | cs | TRUE
121 | LV_1631-63_0_4_line_121 | NAYY 4x150 SE | 119 | 121 | 0.093137 | 0.208 | 0.08 | 261 | 0 | 0.27 | 1 | 1 | cs | TRUE
122 | LV_1631-63_0_4_line_122 | NAYY 4x150 SE | 120 | 122 | 0.011445 | 0.208 | 0.08 | 261 | 0 | 0.27 | 1 | 1 | cs | TRUE
123 | LV_1631-63_0_4_line_123 | NAYY 4x150 SE | 121 | 123 | 0.022262 | 0.208 | 0.08 | 261 | 0 | 0.27 | 1 | 1 | cs | TRUE
124 | LV_1631-63_0_4_line_124 | NAYY 4x150 SE | 122 | 124 | 0.017528 | 0.208 | 0.08 | 261 | 0 | 0.27 | 1 | 1 | cs | TRUE
125 | LV_1631-63_0_4_line_125 | NAYY 4x150 SE | 123 | 130 | 0.112 | 0.208 | 0.08 | 261 | 0 | 0.27 | 1 | 1 | cs | TRUE
126 | LV_1631-63_0_4_line_126 | NAYY 4x150 SE | 124 | 127 | 0.017749 | 0.208 | 0.08 | 261 | 0 | 0.27 | 1 | 1 | cs | TRUE
127 | LV_1631-63_0_4_line_127 | NAYY 4x150 SE | 125 | 128 | 0.0072547 | 0.208 | 0.08 | 261 | 0 | 0.27 | 1 | 1 | cs | TRUE
128 | LV_1631-63_0_4_line_128 | NAYY 4x150 SE | 126 | 127 | 0.017578 | 0.208 | 0.08 | 261 | 0 | 0.27 | 1 | 1 | cs | TRUE
129 | LV_1631-63_0_4_line_129 | NAYY 4x150 SE | 129 | 130 | 0.00341 | 0.208 | 0.08 | 261 | 0 | 0.27 | 1 | 1 | cs | TRUE
130 | LV_1631-63_0_4_line_130 | NAYY 4x150 SE | 130 | 131 | 0.012182 | 0.208 | 0.08 | 261 | 0 | 0.27 | 1 | 1 | cs | TRUE
131 | LV_1631-63_0_4_line_131 | NAYY 4x150 SE | 131 | 132 | 0.005263 | 0.208 | 0.08 | 261 | 0 | 0.27 | 1 | 1 | cs | TRUE

## trafo
| name | std_type | hv_bus | lv_bus | sn_mva | vn_hv_kv | vn_lv_kv | vk_percent | vkr_percent | pfe_kw | i0_percent | shift_degree | tap_side | tap_neutral | tap_min | tap_max | tap_step_percent | tap_step_degree | tap_pos | tap_phase_shifter | parallel | df | in_service
0 | LV_1631-63_0_4_trafo_66 | 0.25 MVA 20/0.4 kV | 133 | 60 | 0.25 | 20 | 0.4 | 6 | 1.44 | 0.8 | 0.32 | 150 | hv | 0 | -2 | 2 | 2.5 | 0 | 0 | FALSE | 1 | 1 | TRUE

## line_geodata
| x0 | y0 | x1 | y1 | x2 | y2 | x3 | y3 | x4 | y4 | x5 | y5 | x6 | y6 | x7 | y7 | x8 | y8 | x9 | y9 | x10 | y10 | x11 | y11
0 | 2718095.2091 | 1196772.061 | 2718105.2878 | 1196774.0949 | 2718121.9277 | 1196780.3392 | 2718142.2957 | 1196794.9979
1 | 2718095.2091 | 1196772.061 | 2718101.1774 | 1196795.4736
2 | 2718115.3111 | 1196846.0116 | 2718112.5111 | 1196837.3278 | 2718101.1774 | 1196795.4736
3 | 2718101.1774 | 1196795.4736 | 2718092.7733 | 1196791.9829 | 2718086.3211 | 1196792.6671 | 2718071.561 | 1196800.4257 | 2718069.7912 | 1196801.4803
4 | 2718248.7434 | 1196749.0784 | 2718255.3703 | 1196760.362
5 | 2718248.7434 | 1196749.0784 | 2718242.5432 | 1196750.1232 | 2718236.1467 | 1196752.9988
6 | 2718248.7434 | 1196749.0784 | 2718255.8835 | 1196749.8312 | 2718263.0994 | 1196751.7531 | 2718274.5054 | 1196759.1062 | 2718280.504 | 1196760.5481 | 2718285.8078 | 1196760.9088 | 2718292.7793 | 1196759.7793 | 2718300.7874 | 1196755.5568 | 2718311.4796 | 1196747.0066 | 2718318.55 | 1196743.5773 | 2718325.9737 | 1196740.0105 | 2718344.3032 | 1196732.8792
7 | 2718242.3591 | 1196764.4299 | 2718236.1467 | 1196752.9988
8 | 2718209.7696 | 1196766.7429 | 2718236.1467 | 1196752.9988
9 | 2718350.2372 | 1196903.02 | 2718344.3032 | 1196732.8792
10 | 2718344.3032 | 1196732.8792 | 2718373.0095 | 1196721.2055
11 | 2718209.7696 | 1196766.7429 | 2718218.7703 | 1196786.409
12 | 2718224.3337 | 1196798.5649 | 2718218.7703 | 1196786.409
13 | 2718224.3337 | 1196798.5649 | 2718220.1791 | 1196800.9734 | 2718219.0253 | 1196802.3869
14 | 2718201.795 | 1196849.4007 | 2718215.1502 | 1196807.1341 | 2718219.0253 | 1196802.3869
15 | 2718138.2055 | 1196851.1454 | 2718201.795 | 1196849.4007
16 | 2718115.3111 | 1196846.0116 | 2718125.8921 | 1196848.4557 | 2718138.2055 | 1196851.1454
17 | 2718115.3111 | 1196846.0116 | 2718123.7128 | 1196867.3486
18 | 2718069.7912 | 1196801.4803 | 2717882.3497 | 1196833.3778
19 | 2718123.7128 | 1196867.3486 | 2718128.8146 | 1196880.3059
20 | 2718123.7128 | 1196867.3486 | 2718100.7349 | 1196854.4854 | 2718091.2749 | 1196847.3712 | 2718072.6989 | 1196833.6333
21 | 2718350.2372 | 1196903.02 | 2718334.5822 | 1196898.6293 | 2718327.2381 | 1196898.1836 | 2718315.3747 | 1196898.5603 | 2718288.9107 | 1196900.9385 | 2718286.1117 | 1196900.6829 | 2718282.0459 | 1196899.3793 | 2718276.2281 | 1196896.5066 | 2718271.5185 | 1196896.9249
22 | 2718271.5185 | 1196896.9249 | 2718296.5737 | 1196948.1034
23 | 2718271.5185 | 1196896.9249 | 2718259.7963 | 1196913.6496 | 2718260.1333 | 1196917.0254 | 2718261.009 | 1196918.8897
24 | 2717978.4121 | 1197167.7534 | 2717991.1438 | 1197146.9118 | 2717995.5182 | 1197141.454
25 | 2717978.4121 | 1197167.7534 | 2717980.4489 | 1197175.3436
26 | 2717995.5182 | 1197141.454 | 2717997.7486 | 1197138.6713
27 | 2717989.651 | 1197211.22 | 2717988.5992 | 1197209.796 | 2717984.8947 | 1197203.3182 | 2717983.4099 | 1197199.7975 | 2717982.4813 | 1197196.2766 | 2717980.4489 | 1197175.3436
28 | 2718275.1811 | 1197089.904 | 2718256.6145 | 1197071.3455 | 2718250.2605 | 1197065.9271 | 2718244.0413 | 1197061.4008 | 2718207.3741 | 1197039.2153 | 2718203.0667 | 1197035.8722 | 2718201.6061 | 1197034.4243
29 | 2718201.6061 | 1197034.4243 | 2718011.2147 | 1197110.9373
30 | 2718166.5712 | 1196975.5531 | 2718191.0833 | 1197020.3685 | 2718195.7218 | 1197027.3875 | 2718199.6217 | 1197032.4572 | 2718201.6061 | 1197034.4243
31 | 2718275.1811 | 1197089.904 | 2718308.9085 | 1197124.3184 | 2718317.469 | 1197131.8043 | 2718324.1766 | 1197136.6755
32 | 2718011.2147 | 1197110.9373 | 2718006.7257 | 1197105.6004 | 2718004.1288 | 1197105.1488 | 2718002.2144 | 1197106.0228 | 2718001.4176 | 1197107.7861 | 2718002.765 | 1197112.0936 | 2718005.8151 | 1197120.4599 | 2718004.9705 | 1197129.661
33 | 2718128.8146 | 1196880.3059 | 2718133.2172 | 1196891.4872 | 2718149.2448 | 1196937.1592 | 2718155.2119 | 1196952.1324 | 2718163.2135 | 1196969.4141 | 2718166.5712 | 1196975.5531
34 | 2718004.9705 | 1197129.661 | 2717997.7486 | 1197138.6713
35 | 2718013.2009 | 1197239.2821 | 2717994.892 | 1197218.3153 | 2717989.651 | 1197211.22
36 | 2718092.9422 | 1197280.0067 | 2718090.278 | 1197277.9526 | 2718084.7214 | 1197274.9852 | 2718078.792 | 1197272.7665 | 2718071.015 | 1197270.7337 | 2718048.6038 | 1197266.288 | 2718041.7529 | 1197264.4291 | 2718035.0877 | 1197261.6511 | 2718029.3435 | 1197257.7682 | 2718013.2009 | 1197239.2821
37 | 2718092.9422 | 1197280.0067 | 2718095.0885 | 1197281.6614 | 2718099.5381 | 1197286.286
38 | 2718351.7192 | 1197154.0316 | 2718325.2131 | 1197137.4283 | 2718324.1766 | 1197136.6755
39 | 2718351.7192 | 1197154.0316 | 2718353.5664 | 1197147.708 | 2718355.3623 | 1197144.7414 | 2718358.296 | 1197143.5764
40 | 2718351.7192 | 1197154.0316 | 2718363.1324 | 1197160.9528
41 | 2718328.7445 | 1197010.2725 | 2718302.1083 | 1196959.4086 | 2718296.5737 | 1196948.1034
42 | 2718328.7445 | 1197010.2725 | 2718341.1834 | 1197001.6013
43 | 2718353.6123 | 1197058.066 | 2718328.7445 | 1197010.2725
44 | 2718353.6123 | 1197058.066 | 2718392.4706 | 1197040.2246
45 | 2718484.7508 | 1196998.7866 | 2718476.4803 | 1197001.269 | 2718468.6605 | 1197004.0717 | 2718425.306 | 1197020.9919 | 2718417.416 | 1197024.6494 | 2718403.8274 | 1197032.1191 | 2718393.4505 | 1197039.7747 | 2718392.4706 | 1197040.2246
46 | 2718484.7508 | 1196998.7866 | 2718486.8041 | 1196993.2233 | 2718485.5779 | 1196972.8286 | 2718486.7319 | 1196966.1244 | 2718489.8927 | 1196961.1945 | 2718493.1054 | 1196959.0233 | 2718504.0454 | 1196957.3523
47 | 2718484.7508 | 1196998.7866 | 2718488.718 | 1196997.1279
48 | 2718512.6167 | 1196957.253 | 2718506.1208 | 1196957.0353 | 2718504.0454 | 1196957.3523
49 | 2718531.3397 | 1196957.8802 | 2718512.6167 | 1196957.253
50 | 2718531.3397 | 1196957.8802 | 2718527.4822 | 1196946.4621 | 2718526.4858 | 1196940.2267 | 2718526.0223 | 1196932.4786 | 2718522.491 | 1196919.9773
51 | 2718580.884 | 1197192.2771 | 2718573.8262 | 1197082.6576
52 | 2718532.5564 | 1197229.1792 | 2718563.1231 | 1197207.7363 | 2718575.9794 | 1197197.228 | 2718580.884 | 1197192.2771
53 | 2718532.5564 | 1197229.1792 | 2718523.3253 | 1197235.9234 | 2718513.9125 | 1197246.8447
54 | 2718532.5564 | 1197229.1792 | 2718536.2369 | 1197241.828
55 | 2718363.1324 | 1197160.9528 | 2718374.825 | 1197168.0435 | 2718387.7038 | 1197174.1207
56 | 2718392.6437 | 1197176.4517 | 2718387.7038 | 1197174.1207
57 | 2718417.6482 | 1197188.2506 | 2718392.6437 | 1197176.4517
58 | 2718513.9125 | 1197246.8447 | 2718497.6632 | 1197272.8527
59 | 2718497.6632 | 1197272.8527 | 2718516.5809 | 1197295.9549
60 | 2718497.6632 | 1197272.8527 | 2718491.9643 | 1197266.3128 | 2718482.789 | 1197252.7693
61 | 2718554.9435 | 1197339.2808 | 2718546.6265 | 1197331.0655 | 2718535.222 | 1197318.7194 | 2718516.5809 | 1197295.9549
62 | 2718481.7308 | 1197251.2073 | 2718482.789 | 1197252.7693
63 | 2718564.7929 | 1197297.5236 | 2718558.5829 | 1197291.7543
64 | 2718564.7929 | 1197297.5236 | 2718558.2531 | 1197306.4893 | 2718557.012 | 1197309.5224 | 2718556.794 | 1197312.8316 | 2718557.9305 | 1197315.5793
65 | 2718564.7929 | 1197297.5236 | 2718571.0276 | 1197288.9632
66 | 2718417.6482 | 1197188.2506 | 2718424.408 | 1197177.0207 | 2718423.1697 | 1197169.1187
67 | 2718417.6482 | 1197188.2506 | 2718426.8453 | 1197199.363 | 2718453.8091 | 1197222.8252 | 2718460.597 | 1197228.6306
68 | 2718417.6482 | 1197188.2506 | 2718407.4111 | 1197168.489 | 2718403.6848 | 1197160.4283
69 | 2718423.1123 | 1197168.7524 | 2718423.1697 | 1197169.1187
70 | 2718460.597 | 1197228.6306 | 2718460.8889 | 1197210.4454 | 2718459.4632 | 1197205.1133
71 | 2718460.597 | 1197228.6306 | 2718468.2168 | 1197235.1307
72 | 2718468.2168 | 1197235.1307 | 2718486.574 | 1197221.5401 | 2718493.5319 | 1197219.0198
73 | 2718468.2168 | 1197235.1307 | 2718472.4207 | 1197239.4505 | 2718473.3036 | 1197240.3649
74 | 2718497.2259 | 1197217.6817 | 2718493.5319 | 1197219.0198
75 | 2718473.3036 | 1197240.3649 | 2718476.93 | 1197244.121 | 2718481.7308 | 1197251.2073
76 | 2718554.9435 | 1197339.2808 | 2718569.6467 | 1197352.2838
77 | 2718554.9435 | 1197339.2808 | 2718559.5621 | 1197335.7476 | 2718565.3729 | 1197333.5724
78 | 2718569.6467 | 1197352.2838 | 2718581.0931 | 1197362.4065
79 | 2718577.9616 | 1197329.2411 | 2718565.3729 | 1197333.5724
80 | 2718565.3729 | 1197333.5724 | 2718560.4704 | 1197321.72
81 | 2718571.0276 | 1197288.9632 | 2718561.3014 | 1197281.4982 | 2718560.3031 | 1197275.3217
82 | 2718557.9305 | 1197315.5793 | 2718560.4704 | 1197321.72
83 | 2718577.9616 | 1197329.2411 | 2718579.0214 | 1197325.7484 | 2718579.7827 | 1197323.473 | 2718580.9269 | 1197314.5781 | 2718581.8374 | 1197312.4613 | 2718584.7476 | 1197310.1729 | 2718593.1822 | 1197307.0824
84 | 2718580.2018 | 1197328.4627 | 2718577.9616 | 1197329.2411
85 | 2718580.2018 | 1197328.4627 | 2718584.6665 | 1197326.9279 | 2718617.5334 | 1197315.8718 | 2718632.6033 | 1197313.2133
86 | 2718584.1625 | 1197365.121 | 2718581.0931 | 1197362.4065
87 | 2718586.249 | 1197366.9662 | 2718584.1625 | 1197365.121
88 | 2718616.6708 | 1197395.4014 | 2718619.4023 | 1197383.6915 | 2718622.5827 | 1197378.1506 | 2718628.336 | 1197371.193 | 2718629.7802 | 1197369.8317 | 2718633.0373 | 1197366.7827
89 | 2718616.6708 | 1197395.4014 | 2718630.4106 | 1197408.3056 | 2718633.1988 | 1197411.7745
90 | 2718616.6708 | 1197395.4014 | 2718604.7907 | 1197384.2971
91 | 2718642.8671 | 1197405.6397 | 2718633.1988 | 1197411.7745
92 | 2718633.1988 | 1197411.7745 | 2718634.2018 | 1197413.6475
93 | 2718593.6391 | 1197373.8737 | 2718604.7907 | 1197384.2971
94 | 2718642.8671 | 1197405.6397 | 2718654.4419 | 1197417.4446
95 | 2718642.8671 | 1197405.6397 | 2718652.628 | 1197399.4435
96 | 2718634.2018 | 1197413.6475 | 2718640.6165 | 1197425.6261
97 | 2718586.249 | 1197366.9662 | 2718593.6391 | 1197373.8737
98 | 2718654.4419 | 1197417.4446 | 2718671.4507 | 1197409.9878
99 | 2718668.2052 | 1197432.2285 | 2718654.4419 | 1197417.4446
100 | 2718643.3891 | 1197430.4031 | 2718642.0219 | 1197428.2505 | 2718640.6165 | 1197425.6261
101 | 2718586.249 | 1197366.9662 | 2718597.6642 | 1197358.8714
102 | 2718644.068 | 1197431.4719 | 2718643.3891 | 1197430.4031
103 | 2718644.068 | 1197431.4719 | 2718648.309 | 1197438.1491 | 2718650.4174 | 1197440.8372
104 | 2718654.9201 | 1197446.578 | 2718650.4174 | 1197440.8372
105 | 2718656.5125 | 1197448.6084 | 2718654.9201 | 1197446.578
106 | 2718672.6758 | 1197469.5221 | 2718656.5125 | 1197448.6084
107 | 2718656.5125 | 1197448.6084 | 2718653.6373 | 1197452.9767 | 2718653.3078 | 1197455.4509
108 | 2718672.6758 | 1197469.5221 | 2718677.5984 | 1197466.0284
109 | 2718653.3078 | 1197455.4509 | 2718652.921 | 1197458.3553 | 2718653.6829 | 1197468.7113 | 2718653.7145 | 1197468.7566
110 | 2718653.7145 | 1197468.7566 | 2718658.4442 | 1197475.5571
111 | 2718662.1418 | 1197480.8737 | 2718658.4442 | 1197475.5571
112 | 2718662.1418 | 1197480.8737 | 2718666.2531 | 1197486.785 | 2718668.2778 | 1197487.8641
113 | 2718671.6058 | 1197489.6377 | 2718668.2778 | 1197487.8641
114 | 2718671.6058 | 1197489.6377 | 2718684.2335 | 1197484.4846 | 2718691.1946 | 1197493.4293
115 | 2718671.6058 | 1197489.6377 | 2718674.6209 | 1197496.9957
116 | 2718691.1946 | 1197493.4293 | 2718718.5369 | 1197472.8016 | 2718714.3798 | 1197466.6321
117 | 2718675.6197 | 1197499.4331 | 2718674.6209 | 1197496.9957
118 | 2718708.6407 | 1197458.1148 | 2718714.3798 | 1197466.6321
119 | 2718675.6197 | 1197499.4331 | 2718679.2105 | 1197508.1959
120 | 2718679.2105 | 1197508.1959 | 2718680.0859 | 1197510.3322 | 2718684.3426 | 1197517.344 | 2718684.566 | 1197517.6766
121 | 2718679.2105 | 1197508.1959 | 2718593.263 | 1197544.0785
122 | 2718684.566 | 1197517.6766 | 2718690.9473 | 1197527.177
123 | 2718593.263 | 1197544.0785 | 2718574.4006 | 1197555.902
124 | 2718701.0739 | 1197541.4826 | 2718691.935 | 1197528.6474 | 2718690.9473 | 1197527.177
125 | 2718510.058 | 1197464.2263 | 2718574.4006 | 1197555.902
126 | 2718716.2437 | 1197532.2326 | 2718706.8824 | 1197537.495 | 2718701.0739 | 1197541.4826
127 | 2718704.5867 | 1197452.0984 | 2718708.6407 | 1197458.1148
128 | 2718716.2437 | 1197532.2326 | 2718711.0109 | 1197522.1992 | 2718707.8498 | 1197516.7937
129 | 2718510.058 | 1197464.2263 | 2718508.3316 | 1197461.2857
130 | 2718510.058 | 1197464.2263 | 2718507.569 | 1197463.7211 | 2718504.9131 | 1197463.5683 | 2718499.0218 | 1197465.5864 | 2718498.2778 | 1197465.8385
131 | 2718493.2914 | 1197467.5631 | 2718498.2778 | 1197465.8385

## bus_geodata
| x | y | coords
0 | 2718142.2957 | 1196794.9979
1 | 2718095.2091 | 1196772.061
2 | 2718101.1774 | 1196795.4736
3 | 2718248.7434 | 1196749.0784
4 | 2718255.3703 | 1196760.362
5 | 2718236.1467 | 1196752.9988
6 | 2718344.3032 | 1196732.8792
7 | 2718218.7703 | 1196786.409
8 | 2718209.7696 | 1196766.7429
9 | 2718224.3337 | 1196798.5649
10 | 2718219.0253 | 1196802.3869
11 | 2718242.3591 | 1196764.4299
12 | 2718201.795 | 1196849.4007
13 | 2718115.3111 | 1196846.0116
14 | 2718069.7912 | 1196801.4803
15 | 2718138.2055 | 1196851.1454
16 | 2718123.7128 | 1196867.3486
17 | 2717882.3497 | 1196833.3778
18 | 2718373.0095 | 1196721.2055
19 | 2718350.2372 | 1196903.02
20 | 2718271.5185 | 1196896.9249
21 | 2717978.4121 | 1197167.7534
22 | 2717995.5182 | 1197141.454
23 | 2717980.4489 | 1197175.3436
24 | 2718201.6061 | 1197034.4243
25 | 2718275.1811 | 1197089.904
26 | 2718011.2147 | 1197110.9373
27 | 2718166.5712 | 1196975.5531
28 | 2717997.7486 | 1197138.6713
29 | 2717989.651 | 1197211.22
30 | 2718072.6989 | 1196833.6333
31 | 2718128.8146 | 1196880.3059
32 | 2718013.2009 | 1197239.2821
33 | 2718092.9422 | 1197280.0067
34 | 2718099.5381 | 1197286.286
35 | 2718004.9705 | 1197129.661
36 | 2718324.1766 | 1197136.6755
37 | 2718351.7192 | 1197154.0316
38 | 2718261.009 | 1196918.8897
39 | 2718296.5737 | 1196948.1034
40 | 2718328.7445 | 1197010.2725
41 | 2718341.1834 | 1197001.6013
42 | 2718353.6123 | 1197058.066
43 | 2718392.4706 | 1197040.2246
44 | 2718484.7508 | 1196998.7866
45 | 2718504.0454 | 1196957.3523
46 | 2718488.718 | 1196997.1279
47 | 2718512.6167 | 1196957.2529
48 | 2718531.3397 | 1196957.8802
49 | 2718573.8262 | 1197082.6576
50 | 2718580.884 | 1197192.2771
51 | 2718532.5564 | 1197229.1792
52 | 2718522.491 | 1196919.9773
53 | 2718358.296 | 1197143.5764
54 | 2718363.1324 | 1197160.9528
55 | 2718387.7038 | 1197174.1207
56 | 2718392.6437 | 1197176.4517
57 | 2718513.9125 | 1197246.8447
58 | 2718536.2369 | 1197241.828
59 | 2718497.6632 | 1197272.8527
60 | 2718516.5809 | 1197295.9549
61 | 2718482.789 | 1197252.7693
62 | 2718558.5829 | 1197291.7543
63 | 2718564.7929 | 1197297.5236
64 | 2718417.6482 | 1197188.2506
65 | 2718423.1697 | 1197169.1187
66 | 2718460.597 | 1197228.6306
67 | 2718403.6848 | 1197160.4283
68 | 2718423.1123 | 1197168.7524
69 | 2718459.4632 | 1197205.1133
70 | 2718468.2168 | 1197235.1307
71 | 2718493.5319 | 1197219.0198
72 | 2718473.3036 | 1197240.3649
73 | 2718481.7308 | 1197251.2073
74 | 2718497.2259 | 1197217.6817
75 | 2718554.9435 | 1197339.2808
76 | 2718569.6467 | 1197352.2838
77 | 2718565.3729 | 1197333.5724
78 | 2718560.3031 | 1197275.3217
79 | 2718571.0276 | 1197288.9632
80 | 2718557.9305 | 1197315.5793
81 | 2718560.4704 | 1197321.72
82 | 2718577.9616 | 1197329.2411
83 | 2718593.1822 | 1197307.0824
84 | 2718580.2018 | 1197328.4627
85 | 2718581.0931 | 1197362.4065
86 | 2718584.1625 | 1197365.121
87 | 2718633.0373 | 1197366.7827
88 | 2718616.6708 | 1197395.4014
89 | 2718633.1988 | 1197411.7745
90 | 2718604.7907 | 1197384.2971
91 | 2718632.6033 | 1197313.2133
92 | 2718642.8671 | 1197405.6397
93 | 2718634.2018 | 1197413.6475
94 | 2718593.6391 | 1197373.8737
95 | 2718654.4419 | 1197417.4446
96 | 2718652.628 | 1197399.4435
97 | 2718640.6165 | 1197425.6261
98 | 2718586.249 | 1197366.9662
99 | 2718643.3891 | 1197430.4031
100 | 2718644.068 | 1197431.4719
101 | 2718650.4174 | 1197440.8372
102 | 2718671.4507 | 1197409.9878
103 | 2718668.2052 | 1197432.2285
104 | 2718597.6642 | 1197358.8714
105 | 2718654.9201 | 1197446.578
106 | 2718656.5125 | 1197448.6084
107 | 2718672.6758 | 1197469.5221
108 | 2718653.3078 | 1197455.4509
109 | 2718653.7145 | 1197468.7566
110 | 2718658.4442 | 1197475.5571
111 | 2718662.1418 | 1197480.8737
112 | 2718677.5984 | 1197466.0284
113 | 2718668.2778 | 1197487.8641
114 | 2718671.6058 | 1197489.6377
115 | 2718691.1946 | 1197493.4293
116 | 2718674.6209 | 1197496.9957
117 | 2718714.3798 | 1197466.6321
118 | 2718675.6197 | 1197499.4331
119 | 2718679.2105 | 1197508.1959
120 | 2718684.566 | 1197517.6766
121 | 2718593.263 | 1197544.0786
122 | 2718690.9473 | 1197527.177
123 | 2718574.4006 | 1197555.902
124 | 2718701.0739 | 1197541.4826
125 | 2718708.6407 | 1197458.1148
126 | 2718707.8498 | 1197516.7937
127 | 2718716.2437 | 1197532.2326
128 | 2718704.5867 | 1197452.0984
129 | 2718508.3316 | 1197461.2857
130 | 2718510.058 | 1197464.2263
131 | 2718498.2778 | 1197465.8385
132 | 2718493.2914 | 1197467.5631
133 | 2718497.6632 | 1197272.8527

## line_std_types
| c_nf_per_km | r_ohm_per_km | x_ohm_per_km | max_i_ka | type | q_mm2 | alpha | voltage_rating
NAYY 4x50 SE | 210 | 0.642 | 0.083 | 0.142 | cs | 50 | 0.00403 | LV
NAYY 4x120 SE | 264 | 0.225 | 0.08 | 0.242 | cs | 120 | 0.00403 | LV
NAYY 4x150 SE | 261 | 0.208 | 0.08 | 0.27 | cs | 150 | 0.00403 | LV
NA2XS2Y 1x95 RM/25 12/20 kV | 216 | 0.313 | 0.132 | 0.252 | cs | 95 | 0.00403 | MV
NA2XS2Y 1x185 RM/25 12/20 kV | 273 | 0.161 | 0.117 | 0.362 | cs | 185 | 0.00403 | MV
NA2XS2Y 1x240 RM/25 12/20 kV | 304 | 0.122 | 0.112 | 0.421 | cs | 240 | 0.00403 | MV
NA2XS2Y 1x95 RM/25 6/10 kV | 315 | 0.313 | 0.123 | 0.249 | cs | 95 | 0.00403 | MV
NA2XS2Y 1x185 RM/25 6/10 kV | 406 | 0.161 | 0.11 | 0.358 | cs | 185 | 0.00403 | MV
NA2XS2Y 1x240 RM/25 6/10 kV | 456 | 0.122 | 0.105 | 0.416 | cs | 240 | 0.00403 | MV
NA2XS2Y 1x150 RM/25 12/20 kV | 250 | 0.206 | 0.116 | 0.319 | cs | 150 | 0.00403 | MV
NA2XS2Y 1x120 RM/25 12/20 kV | 230 | 0.253 | 0.119 | 0.283 | cs | 120 | 0.00403 | MV
NA2XS2Y 1x70 RM/25 12/20 kV | 190 | 0.443 | 0.132 | 0.22 | cs | 70 | 0.00403 | MV
NA2XS2Y 1x150 RM/25 6/10 kV | 360 | 0.206 | 0.11 | 0.315 | cs | 150 | 0.00403 | MV
NA2XS2Y 1x120 RM/25 6/10 kV | 340 | 0.253 | 0.113 | 0.28 | cs | 120 | 0.00403 | MV
NA2XS2Y 1x70 RM/25 6/10 kV | 280 | 0.443 | 0.123 | 0.217 | cs | 70 | 0.00403 | MV
N2XS(FL)2Y 1x120 RM/35 64/110 kV | 112 | 0.153 | 0.166 | 0.366 | cs | 120 | 0.00393 | HV
N2XS(FL)2Y 1x185 RM/35 64/110 kV | 125 | 0.099 | 0.156 | 0.457 | cs | 185 | 0.00393 | HV
N2XS(FL)2Y 1x240 RM/35 64/110 kV | 135 | 0.075 | 0.149 | 0.526 | cs | 240 | 0.00393 | HV
N2XS(FL)2Y 1x300 RM/35 64/110 kV | 144 | 0.06 | 0.144 | 0.588 | cs | 300 | 0.00393 | HV
15-AL1/3-ST1A 0.4 | 11 | 1.8769 | 0.35 | 0.105 | ol | 16 | 0.00403 | LV
24-AL1/4-ST1A 0.4 | 11.25 | 1.2012 | 0.335 | 0.14 | ol | 24 | 0.00403 | LV
48-AL1/8-ST1A 0.4 | 12.2 | 0.5939 | 0.3 | 0.21 | ol | 48 | 0.00403 | LV
94-AL1/15-ST1A 0.4 | 13.2 | 0.306 | 0.29 | 0.35 | ol | 94 | 0.00403 | LV
34-AL1/6-ST1A 10.0 | 9.7 | 0.8342 | 0.36 | 0.17 | ol | 34 | 0.00403 | MV
48-AL1/8-ST1A 10.0 | 10.1 | 0.5939 | 0.35 | 0.21 | ol | 48 | 0.00403 | MV
70-AL1/11-ST1A 10.0 | 10.4 | 0.4132 | 0.339 | 0.29 | ol | 70 | 0.00403 | MV
94-AL1/15-ST1A 10.0 | 10.75 | 0.306 | 0.33 | 0.35 | ol | 94 | 0.00403 | MV
122-AL1/20-ST1A 10.0 | 11.1 | 0.2376 | 0.323 | 0.41 | ol | 122 | 0.00403 | MV
149-AL1/24-ST1A 10.0 | 11.25 | 0.194 | 0.315 | 0.47 | ol | 149 | 0.00403 | MV
34-AL1/6-ST1A 20.0 | 9.15 | 0.8342 | 0.382 | 0.17 | ol | 34 | 0.00403 | MV
48-AL1/8-ST1A 20.0 | 9.5 | 0.5939 | 0.372 | 0.21 | ol | 48 | 0.00403 | MV
70-AL1/11-ST1A 20.0 | 9.7 | 0.4132 | 0.36 | 0.29 | ol | 70 | 0.00403 | MV
94-AL1/15-ST1A 20.0 | 10 | 0.306 | 0.35 | 0.35 | ol | 94 | 0.00403 | MV
122-AL1/20-ST1A 20.0 | 10.3 | 0.2376 | 0.344 | 0.41 | ol | 122 | 0.00403 | MV
149-AL1/24-ST1A 20.0 | 10.5 | 0.194 | 0.337 | 0.47 | ol | 149 | 0.00403 | MV
184-AL1/30-ST1A 20.0 | 10.75 | 0.1571 | 0.33 | 0.535 | ol | 184 | 0.00403 | MV
243-AL1/39-ST1A 20.0 | 11 | 0.1188 | 0.32 | 0.645 | ol | 243 | 0.00403 | MV
48-AL1/8-ST1A 110.0 | 8 | 0.5939 | 0.46 | 0.21 | ol | 48 | 0.00403 | HV
70-AL1/11-ST1A 110.0 | 8.4 | 0.4132 | 0.45 | 0.29 | ol | 70 | 0.00403 | HV
94-AL1/15-ST1A 110.0 | 8.65 | 0.306 | 0.44 | 0.35 | ol | 94 | 0.00403 | HV
122-AL1/20-ST1A 110.0 | 8.5 | 0.2376 | 0.43 | 0.41 | ol | 122 | 0.00403 | HV
149-AL1/24-ST1A 110.0 | 8.75 | 0.194 | 0.41 | 0.47 | ol | 149 | 0.00403 | HV
184-AL1/30-ST1A 110.0 | 8.8 | 0.1571 | 0.4 | 0.535 | ol | 184 | 0.00403 | HV
243-AL1/39-ST1A 110.0 | 9 | 0.1188 | 0.39 | 0.645 | ol | 243 | 0.00403 | HV
305-AL1/39-ST1A 110.0 | 9.2 | 0.0949 | 0.38 | 0.74 | ol | 305 | 0.00403 | HV
490-AL1/64-ST1A 110.0 | 9.75 | 0.059 | 0.37 | 0.96 | ol | 490 | 0.00403 | HV
679-AL1/86-ST1A 110.0 | 9.95 | 0.042 | 0.36 | 1.15 | ol | 679 | 0.00403 | HV
490-AL1/64-ST1A 220.0 | 10 | 0.059 | 0.285 | 0.96 | ol | 490 | 0.00403 | HV
679-AL1/86-ST1A 220.0 | 11.7 | 0.042 | 0.275 | 1.15 | ol | 679 | 0.00403 | HV
490-AL1/64-ST1A 380.0 | 11 | 0.059 | 0.253 | 0.96 | ol | 490 | 0.00403 | HV
679-AL1/86-ST1A 380.0 | 14.6 | 0.042 | 0.25 | 1.15 | ol | 679 | 0.00403 | HV

## trafo_std_types
| i0_percent | pfe_kw | vkr_percent | sn_mva | vn_lv_kv | vn_hv_kv | vk_percent | shift_degree | vector_group | tap_side | tap_neutral | tap_min | tap_max | tap_step_degree | tap_step_percent | tap_phase_shifter
160 MVA 380/110 kV | 0.06 | 60 | 0.25 | 160 | 110 | 380 | 12.2 | 0 | Yy0 | hv | 0 | -9 | 9 | 0 | 1.5 | FALSE
100 MVA 220/110 kV | 0.06 | 55 | 0.26 | 100 | 110 | 220 | 12 | 0 | Yy0 | hv | 0 | -9 | 9 | 0 | 1.5 | FALSE
63 MVA 110/20 kV | 0.04 | 22 | 0.32 | 63 | 20 | 110 | 18 | 150 | YNd5 | hv | 0 | -9 | 9 | 0 | 1.5 | FALSE
40 MVA 110/20 kV | 0.05 | 18 | 0.34 | 40 | 20 | 110 | 16.2 | 150 | YNd5 | hv | 0 | -9 | 9 | 0 | 1.5 | FALSE
25 MVA 110/20 kV | 0.07 | 14 | 0.41 | 25 | 20 | 110 | 12 | 150 | YNd5 | hv | 0 | -9 | 9 | 0 | 1.5 | FALSE
63 MVA 110/10 kV | 0.04 | 22 | 0.32 | 63 | 10 | 110 | 18 | 150 | YNd5 | hv | 0 | -9 | 9 | 0 | 1.5 | FALSE
40 MVA 110/10 kV | 0.05 | 18 | 0.34 | 40 | 10 | 110 | 16.2 | 150 | YNd5 | hv | 0 | -9 | 9 | 0 | 1.5 | FALSE
25 MVA 110/10 kV | 0.07 | 14 | 0.41 | 25 | 10 | 110 | 12 | 150 | YNd5 | hv | 0 | -9 | 9 | 0 | 1.5 | FALSE
0.25 MVA 20/0.4 kV | 0.32 | 0.8 | 1.44 | 0.25 | 0.4 | 20 | 6 | 150 | Yzn5 | hv | 0 | -2 | 2 | 0 | 2.5 | FALSE
0.4 MVA 20/0.4 kV | 0.3375 | 1.35 | 1.425 | 0.4 | 0.4 | 20 | 6 | 150 | Dyn5 | hv | 0 | -2 | 2 | 0 | 2.5 | FALSE
0.63 MVA 20/0.4 kV | 0.2619 | 1.65 | 1.206 | 0.63 | 0.4 | 20 | 6 | 150 | Dyn5 | hv | 0 | -2 | 2 | 0 | 2.5 | FALSE
0.25 MVA 10/0.4 kV | 0.24 | 0.6 | 1.2 | 0.25 | 0.4 | 10 | 4 | 150 | Dyn5 | hv | 0 | -2 | 2 | 0 | 2.5 | FALSE
0.4 MVA 10/0.4 kV | 0.2375 | 0.95 | 1.325 | 0.4 | 0.4 | 10 | 4 | 150 | Dyn5 | hv | 0 | -2 | 2 | 0 | 2.5 | FALSE
0.63 MVA 10/0.4 kV | 0.1873 | 1.18 | 1.0794 | 0.63 | 0.4 | 10 | 4 | 150 | Dyn5 | hv | 0 | -2 | 2 | 0 | 2.5 | FALSE

## trafo3w_std_types
| sn_hv_mva | sn_mv_mva | sn_lv_mva | vn_hv_kv | vn_mv_kv | vn_lv_kv | vk_hv_percent | vk_mv_percent | vk_lv_percent | vkr_hv_percent | vkr_mv_percent | vkr_lv_percent | pfe_kw | i0_percent | shift_mv_degree | shift_lv_degree | vector_group | tap_side | tap_neutral | tap_min | tap_max | tap_step_percent
63/25/38 MVA 110/20/10 kV | 63 | 25 | 38 | 110 | 20 | 10 | 10.4 | 10.4 | 10.4 | 0.28 | 0.32 | 0.35 | 35 | 0.89 | 0 | 0 | YN0yn0yn0 | hv | 0 | -10 | 10 | 1.2
63/25/38 MVA 110/10/10 kV | 63 | 25 | 38 | 110 | 10 | 10 | 10.4 | 10.4 | 10.4 | 0.28 | 0.32 | 0.35 | 35 | 0.89 | 0 | 0 | YN0yn0yn0 | hv | 0 | -10 | 10 | 1.2

## fuse_std_types
| fuse_type | i_rated_a | t_avg | t_min | t_total | x_avg | x_min | x_total
HV 100A | HV 100A | 100 | 0 | [10.0, 3.64, 0.854, 0.281, 0.1, 0.0531, 0.022, 0.01] | [10.0, 4.267, 1.21, 0.403, 0.1, 0.058, 0.022, 0.01] | 0 | [300.0, 350.0, 450.0, 550.0, 700.0, 850.0, 1200.0, 1752.0] | [600.0, 700.0, 900.0, 1150.0, 1665.0, 2000.0, 3000.0, 4313.0]
HV 10A | HV 10A | 10 | 0 | [10.0, 1675.0, 0.344, 0.156, 0.1, 0.0417, 0.0171, 0.01] | [10.0, 1.3, 0.3, 0.155, 0.1, 0.0555, 0.023, 0.01] | 0 | [30.0, 32.0, 35.0, 37.0, 39.0, 50.0, 70.0, 88.0] | [60.0, 70.0, 80.0, 87.0, 94.0, 110.0, 150.0, 216.0]
HV 125A | HV 125A | 125 | 0 | [10.0, 1.82, 0.344, 0.1, 0.0467, 0.0269, 0.01] | [10.0, 2.478, 0.426, 0.1, 0.0427, 0.0211, 0.01] | 0 | [375.0, 500.0, 700.0, 925.0, 1200.0, 1500.0, 2341.0] | [750.0, 1000.0, 1500.0, 2200.0, 3000.0, 4000.0, 5765.0]
HV 160A | HV 160A | 160 | 0 | [10.0, 4.15, 1.03, 0.198, 0.1, 0.051, 0.0172, 0.01] | [10.0, 2.3, 0.734, 0.274, 0.1, 0.046, 0.0177, 0.01] | 0 | [480.0, 550.0, 700.0, 1000.0, 1260.0, 1600.0, 2500.0, 3227.0] | [960.0, 1300.0, 1700.0, 2200.0, 2996.0, 4000.0, 6000.0, 7946.0]
HV 16A | HV 16A | 16 | 0 | [10.0, 0.352, 0.164, 0.1, 0.0649, 0.0342, 0.01] | [10.0, 2.34, 0.722, 0.181, 0.1, 0.055, 0.0296, 0.01] | 0 | [48.0, 60.0, 65.0, 71.0, 80.0, 100.0, 162.0] | [96.0, 110.0, 125.0, 150.0, 168.0, 200.0, 250.0, 398.0]
HV 200A | HV 200A | 200 | 0 | [10.0, 4.267, 1.21, 0.403, 0.1, 0.058, 0.022, 0.01] | [10.0, 3.73, 1.654, 0.328, 0.1, 0.0531, 0.019, 0.01] | 0 | [600.0, 700.0, 900.0, 1150.0, 1665.0, 2000.0, 3000.0, 4313.0] | [1200.0, 1500.0, 1800.0, 2700.0, 3960.0, 5000.0, 7500.0, 10620.0]
HV 20A | HV 20A | 20 | 0 | [10.0, 1.3, 0.3, 0.155, 0.1, 0.0555, 0.023, 0.01] | [10.0, 1.3, 0.161, 0.1, 0.0611, 0.0399, 0.0141, 0.01] | 0 | [60.0, 70.0, 80.0, 87.0, 94.0, 110.0, 150.0, 216.0] | [120.0, 150.0, 200.0, 223.0, 260.0, 300.0, 450.0, 532.0]
HV 25A | HV 25A | 25 | 0 | [10.0, 2.512, 0.833, 0.299, 0.1, 0.0372, 0.0223, 0.01] | [10.0, 3.125, 0.597, 0.198, 0.1, 0.0378, 0.022, 0.01] | 0 | [75.0, 82.0, 90.0, 100.0, 124.0, 170.0, 200.0, 289.0] | [150.0, 170.0, 210.0, 250.0, 294.0, 400.0, 500.0, 711.0]
HV 31.5A | HV 31.5A | 31.5 | 0 | [10.0, 2.34, 0.722, 0.181, 0.1, 0.055, 0.0296, 0.01] | [10.0, 2.84, 0.368, 0.164, 0.1, 0.0621, 0.0378, 0.0195, 0.01] | 0 | [95.0, 110.0, 125.0, 150.0, 165.0, 200.0, 250.0, 390.0] | [189.0, 220.0, 300.0, 350.0, 393.0, 450.0, 530.0, 700.0, 960.0]
HV 40A | HV 40A | 40 | 0 | [10.0, 1.3, 0.161, 0.1, 0.0611, 0.0399, 0.0141, 0.01] | [10.0, 2.05, 0.369, 0.198, 0.1, 0.051, 0.0298, 0.01] | 0 | [120.0, 150.0, 200.0, 223.0, 260.0, 300.0, 450.0, 532.0] | [240.0, 300.0, 400.0, 450.0, 530.0, 650.0, 800.0, 1311.0]
HV 50A | HV 50A | 50 | 0 | [10.0, 3.215, 0.597, 0.198, 0.1, 0.0378, 0.022, 0.01] | [10.0, 3.64, 0.854, 0.281, 0.1, 0.0531, 0.022, 0.01] | 0 | [150.0, 170.0, 210.0, 250.0, 294.0, 400.0, 500.0, 711.0] | [300.0, 350.0, 450.0, 550.0, 700.0, 850.0, 1200.0, 1752.0]
HV 6.3A | HV 6.3A | 6.3 | 0 | [10.0, 1.39, 0.344, 0.168, 0.1, 0.056, 0.0263, 0.01] | [10.0, 1.711, 0.516, 0.198, 0.1, 0.0634, 0.0303, 0.01] | 0 | [19.0, 19.5, 20.4, 20.8, 22.0, 25.0, 32.0, 48.0] | [38.0, 40.0, 43.0, 48.0, 53.0, 60.0, 75.0, 118.0]
HV 63A | HV 63A | 63 | 0 | [10.0, 2.84, 0.368, 0.164, 0.1, 0.0621, 0.0378, 0.0195, 0.01] | [10.0, 1.82, 0.344, 0.1, 0.0467, 0.0269, 0.01] | 0 | [189.0, 220.0, 300.0, 350.0, 393.0, 450.0, 530.0, 700.0, 961.0] | [378.0, 500.0, 700.0, 934.0, 1200.0, 1500.0, 2366.0]
HV 80A | HV 80A | 80 | 0 | [10.0, 2.05, 0.369, 0.198, 0.1, 0.051, 0.0298, 0.01] | [10.0, 4.15, 1.03, 0.198, 0.1, 0.051, 0.0172, 0.01] | 0 | [240.0, 300.0, 400.0, 450.0, 530.0, 650.0, 800.0, 1311.0] | [480.0, 550.0, 700.0, 1000.0, 1260.0, 1600.0, 2500.0, 3227.0]
Siemens NH-1-100 | Siemens NH-1-100 | 100 | [5400.0, 2000.0, 400.0, 20.0, 1.0, 0.2, 0.012, 0.004] | 0 | 0 | [150.0, 190.0, 250.0, 430.0, 900.0, 1250.0, 2700.0, 3600.0] | 0 | 0
Siemens NH-1-125 | Siemens NH-1-125 | 125 | [4800.0, 120.0, 7.0, 0.1, 0.004] | 0 | 0 | [180.0, 400.0, 740.0, 2000.0, 4250.0] | 0 | 0
Siemens NH-1-16 | Siemens NH-1-16 | 16 | [4000.0, 400.0, 2.0, 0.1, 0.04, 0.01] | 0 | 0 | [26.0, 35.0, 75.0, 150.0, 200.0, 300.0] | 0 | 0
Siemens NH-1-160 | Siemens NH-1-160 | 160 | [4800.0, 120.0, 7.0, 0.1, 0.004] | 0 | 0 | [210.0, 500.0, 900.0, 2300.0, 5000.0] | 0 | 0
Siemens NH-1-25 | Siemens NH-1-25 | 25 | [4000.0, 1000.0, 10.0, 0.2, 0.02, 0.01] | 0 | 0 | [40.0, 50.0, 100.0, 210.0, 400.0, 500.0] | 0 | 0
Siemens NH-1-50 | Siemens NH-1-50 | 50 | [4000.0, 40.0, 4.0, 1.0, 0.02, 0.01] | 0 | 0 | [86.0, 200.0, 300.0, 400.0, 1000.0, 1280.0] | 0 | 0
Siemens NH-1-63 | Siemens NH-1-63 | 63 | [4000.0, 100.0, 10.0, 2.0, 0.04, 0.01] | 0 | 0 | [100.0, 200.0, 300.0, 400.0, 1000.0, 1500.0] | 0 | 0
Siemens NH-1-80 | Siemens NH-1-80 | 80 | [4800.0, 120.0, 7.0, 0.1, 0.01] | 0 | 0 | [150.58, 250.0, 450.0, 1150.0, 2470.0] | 0 | 0
Siemens NH-2-1000 | Siemens NH-2-1000 | 1000 | [4800.0, 120.0, 7.0, 0.1, 0.004] | 0 | 0 | [1900.0, 3500.0, 8400.0, 24000.0, 52000.0] | 0 | 0
Siemens NH-2-200 | Siemens NH-2-200 | 200 | [4800.0, 120.0, 7.0, 0.1, 0.004] | 0 | 0 | [280.0, 650.0, 1200.0, 3000.0, 7000.0] | 0 | 0
Siemens NH-2-224 | Siemens NH-2-224 | 224 | [4800.0, 120.0, 7.0, 0.2, 0.04, 0.004] | 0 | 0 | [400.0, 750.0, 1453.0, 3025.0, 4315.0, 7600.0] | 0 | 0
Siemens NH-2-250 | Siemens NH-2-250 | 250 | [4800.0, 120.0, 7.0, 0.1, 0.004] | 0 | 0 | [450.0, 800.0, 1650.0, 4000.0, 8500.0] | 0 | 0
Siemens NH-2-315 | Siemens NH-2-315 | 315 | [4800.0, 120.0, 7.0, 0.1, 0.004] | 0 | 0 | [550.0, 920.0, 1900.0, 5000.0, 11000.0] | 0 | 0
Siemens NH-2-355 | Siemens NH-2-355 | 355 | [4800.0, 120.0, 6.0, 0.1, 0.004] | 0 | 0 | [650.0, 1116.27, 2350.0, 5840.0, 12790.0] | 0 | 0
Siemens NH-2-400 | Siemens NH-2-400 | 400 | [4800.0, 120.0, 7.0, 0.1, 0.004] | 0 | 0 | [720.0, 1350.0, 2800.0, 6500.0, 15000.0] | 0 | 0
Siemens NH-2-425 | Siemens NH-2-425 | 425 | [4800.0, 120.0, 7.0, 0.1, 0.004] | 0 | 0 | [850.0, 1500.0, 3050.0, 7500.0, 16500.0] | 0 | 0
Siemens NH-2-630 | Siemens NH-2-630 | 630 | [4800.0, 120.0, 7.0, 0.1, 0.004] | 0 | 0 | [1200.0, 2000.0, 4800.0, 12000.0, 26000.0] | 0 | 0

## res_bus
| vm_pu | va_degree | p_mw | q_mvar
0 | 0.98095 | -0.13362 | 0.00045975 | 0.00011522
1 | 0.98099 | -0.13336 | 0 | 0
2 | 0.981 | -0.13325 | 0 | 0
3 | 0.97781 | -0.15614 | 0 | 0
4 | 0.9778 | -0.15621 | 0.00053475 | 0.00013402
5 | 0.97799 | -0.15484 | 0 | 0
6 | 0.97646 | -0.16583 | 0 | 0
7 | 0.97871 | -0.14963 | 0.00026875 | 6.7354e-05
8 | 0.97841 | -0.15183 | 0 | 0
9 | 0.97891 | -0.14824 | 0 | 0
10 | 0.979 | -0.14755 | 0.00020295 | 5.0865e-05
11 | 0.97798 | -0.1549 | 0.00038292 | 9.5969e-05
12 | 0.97975 | -0.14219 | 0.00020326 | 5.0942e-05
13 | 0.98109 | -0.13264 | 0 | 0
14 | 0.98097 | -0.13348 | 0.00036598 | 9.1723e-05
15 | 0.98071 | -0.1353 | 0.00052507 | 0.00013159
16 | 0.98149 | -0.12977 | 0 | 0
17 | 0.9809 | -0.134 | 0.00025875 | 6.485e-05
18 | 0.97645 | -0.16592 | 0.00027742 | 6.9529e-05
19 | 0.97435 | -0.18104 | 0.00034426 | 8.628e-05
20 | 0.97339 | -0.18792 | 0 | 0
21 | 0.97381 | -0.18419 | 0 | 0
22 | 0.97496 | -0.17597 | 0.00042979 | 0.00010771
23 | 0.97352 | -0.18624 | 0.0025509 | 0.00063932
24 | 0.98492 | -0.10527 | 0.0023155 | 0.00058032
25 | 0.98775 | -0.085304 | 0 | 0
26 | 0.97693 | -0.16188 | 0.00036839 | 9.2326e-05
27 | 0.98362 | -0.11451 | 0.00032666 | 8.1869e-05
28 | 0.97509 | -0.17502 | 0.00091732 | 0.0002299
29 | 0.97229 | -0.19512 | 0.011139 | 0.0027917
30 | 0.98147 | -0.1299 | 0.00019644 | 4.9232e-05
31 | 0.98173 | -0.128 | 0.00044109 | 0.00011055
32 | 0.97169 | -0.19945 | 0.010159 | 0.0025461
33 | 0.97155 | -0.20043 | 0 | 0
34 | 0.97154 | -0.20053 | 0.0010028 | 0.00025133
35 | 0.97553 | -0.17185 | 0 | 0
36 | 0.98983 | -0.070755 | 0.0021129 | 0.00052955
37 | 0.99087 | -0.063444 | 0 | 0
38 | 0.97338 | -0.18799 | 0.00025194 | 6.3141e-05
39 | 0.97273 | -0.19267 | 0.00019773 | 4.9555e-05
40 | 0.97195 | -0.19836 | 0 | 0
41 | 0.97191 | -0.19866 | 0.001884 | 0.00047217
42 | 0.97149 | -0.20166 | 0 | 0
43 | 0.97113 | -0.20429 | 0.001673 | 0.0004193
44 | 0.97051 | -0.20872 | 0 | 0
45 | 0.97028 | -0.21044 | 0.00075639 | 0.00018957
46 | 0.97051 | -0.20877 | 0.001111 | 0.00027843
47 | 0.97025 | -0.21064 | 0.001324 | 0.00033182
48 | 0.97022 | -0.21083 | 0 | 0
49 | 0.99739 | -0.018159 | 0.0014187 | 0.00035557
50 | 0.99762 | -0.01659 | 0.002205 | 0.00055262
51 | 0.99793 | -0.014369 | 0 | 0
52 | 0.97017 | -0.21121 | 0.00091376 | 0.00022901
53 | 0.99084 | -0.063654 | 0.0015647 | 0.00039214
54 | 0.99131 | -0.060344 | 0.0014374 | 0.00036024
55 | 0.99227 | -0.053667 | 0.0013099 | 0.00032829
56 | 0.99246 | -0.052326 | 0.002252 | 0.0005644
57 | 0.99816 | -0.012734 | 0 | 0
58 | 0.99788 | -0.014723 | 0.0026784 | 0.00067127
59 | 0.99844 | -0.010793 | 0 | 0
60 | 1 | 0 | -0.21726 | -0.054689
61 | 0.99725 | -0.019073 | 0.0022428 | 0.0005621
62 | 0.9934 | -0.045754 | 0.0020785 | 0.00052093
63 | 0.99343 | -0.045576 | 0 | 0
64 | 0.99348 | -0.045229 | 0 | 0
65 | 0.9934 | -0.045798 | 0.0013238 | 0.00033178
66 | 0.99581 | -0.029001 | 0 | 0
67 | 0.99343 | -0.045557 | 0.0010414 | 0.00026099
68 | 0.9934 | -0.045803 | 0.0013418 | 0.00033627
69 | 0.9957 | -0.029795 | 0.0033229 | 0.00083279
70 | 0.99623 | -0.026096 | 0 | 0
71 | 0.99613 | -0.026789 | 0.00075338 | 0.00018881
72 | 0.99655 | -0.023893 | 0.00087988 | 0.00022052
73 | 0.99716 | -0.019676 | 0.0028111 | 0.00070452
74 | 0.99613 | -0.026849 | 0.001524 | 0.00038195
75 | 0.99408 | -0.040955 | 0 | 0
76 | 0.99228 | -0.053515 | 0.002529 | 0.00063382
77 | 0.99384 | -0.042695 | 0 | 0
78 | 0.99327 | -0.046667 | 0.0037038 | 0.00092826
79 | 0.99337 | -0.045973 | 0 | 0
80 | 0.9936 | -0.044367 | 0.0019013 | 0.00047651
81 | 0.99367 | -0.043851 | 0.001226 | 0.00030728
82 | 0.99373 | -0.043425 | 0 | 0
83 | 0.99363 | -0.044135 | 0.0023423 | 0.00058703
84 | 0.99372 | -0.043499 | 0 | 0
85 | 0.99091 | -0.063128 | 0.0013571 | 0.00034012
86 | 0.99054 | -0.065682 | 0.0022556 | 0.00056531
87 | 0.98606 | -0.097213 | 0.016274 | 0.0040787
88 | 0.98686 | -0.091556 | 0 | 0
89 | 0.98361 | -0.11447 | 0 | 0
90 | 0.98818 | -0.08223 | 0.0017627 | 0.00044177
91 | 0.99348 | -0.045205 | 0.0030898 | 0.00077438
92 | 0.98333 | -0.11646 | 0 | 0
93 | 0.98337 | -0.1162 | 0.0042426 | 0.0010633
94 | 0.98945 | -0.073362 | 0.0021413 | 0.00053665
95 | 0.98306 | -0.11841 | 0 | 0
96 | 0.98324 | -0.11712 | 0.0054756 | 0.0013723
97 | 0.98189 | -0.12669 | 0.0023045 | 0.00057756
98 | 0.9903 | -0.067387 | 0.0012535 | 0.00031416
99 | 0.98131 | -0.13083 | 0.0053519 | 0.0013413
100 | 0.98119 | -0.13171 | 0.0039328 | 0.00098565
101 | 0.98014 | -0.13912 | 0.0020249 | 0.0005075
102 | 0.98297 | -0.11909 | 0.0035376 | 0.0008866
103 | 0.98283 | -0.12005 | 0.0078727 | 0.0019731
104 | 0.99024 | -0.06783 | 0.0031069 | 0.00077866
105 | 0.97949 | -0.14375 | 0.0024703 | 0.00061912
106 | 0.97927 | -0.14532 | 0 | 0
107 | 0.97887 | -0.1482 | 0 | 0
108 | 0.97873 | -0.14919 | 0.0045463 | 0.0011394
109 | 0.97788 | -0.15526 | 0.0050331 | 0.0012614
110 | 0.97742 | -0.15859 | 0.0024208 | 0.0006067
111 | 0.97708 | -0.16103 | 0.0051734 | 0.0012966
112 | 0.97878 | -0.14886 | 0.010476 | 0.0026256
113 | 0.97665 | -0.1641 | 0.0021554 | 0.00054019
114 | 0.97649 | -0.16524 | 0 | 0
115 | 0.97595 | -0.16912 | 0 | 0
116 | 0.97633 | -0.16639 | 0.0031311 | 0.00078473
117 | 0.97504 | -0.17562 | 0.0021902 | 0.00054892
118 | 0.97629 | -0.16669 | 0.00049034 | 0.00012289
119 | 0.97615 | -0.16771 | 0.0010582 | 0.00026522
120 | 0.97607 | -0.16824 | 0.00071877 | 0.00018014
121 | 0.97553 | -0.17215 | 0 | 0
122 | 0.97601 | -0.16871 | 0.00058529 | 0.00014669
123 | 0.97538 | -0.17322 | 0.0017229 | 0.00043181
124 | 0.97592 | -0.16932 | 0 | 0
125 | 0.97485 | -0.17699 | 0.0088398 | 0.0022155
126 | 0.97575 | -0.17055 | 0.0033319 | 0.00083506
127 | 0.97584 | -0.16994 | 0 | 0
128 | 0.97481 | -0.17728 | 0.0038289 | 0.00095962
129 | 0.97491 | -0.17658 | 0.0012263 | 0.00030733
130 | 0.97492 | -0.17653 | 0 | 0
131 | 0.97489 | -0.17674 | 0 | 0
132 | 0.97488 | -0.17682 | 0.001588 | 0.000398
133 | 0.99998 | 149.9947 | 0 | 0

## res_line
| p_from_mw | q_from_mvar | p_to_mw | q_to_mvar | pl_mw | ql_mvar | i_from_ka | i_to_ka | i_ka | vm_from_pu | va_from_degree | vm_to_pu | va_to_degree | loading_percent
0 | -0.00045975 | -0.00011522 | 0.00045977 | 0.00011456 | 1.6125e-08 | -6.6479e-07 | 0.0006974 | 0.00069716 | 0.0006974 | 0.98095 | -0.13362 | 0.98099 | -0.13336 | 0.2583
1 | -0.00045977 | -0.00011456 | 0.00045977 | 0.00011426 | 7.3265e-09 | -3.0222e-07 | 0.00069716 | 0.00069705 | 0.00069716 | 0.98099 | -0.13336 | 0.981 | -0.13325 | 0.25821
2 | -0.0010845 | -0.00026801 | 0.0010846 | 0.00026738 | 8.8471e-08 | -6.2867e-07 | 0.0016437 | 0.0016435 | 0.0016437 | 0.981 | -0.13325 | 0.98109 | -0.13264 | 0.60878
3 | 0.00062477 | 0.00015375 | -0.00062475 | -0.00015418 | 1.9197e-08 | -4.2596e-07 | 0.00094667 | 0.00094682 | 0.00094682 | 0.981 | -0.13325 | 0.98097 | -0.13348 | 0.35067
4 | 0.00053476 | 0.00013386 | -0.00053475 | -0.00013402 | 5.4036e-09 | -1.6195e-07 | 0.00081373 | 0.00081379 | 0.00081379 | 0.97781 | -0.15614 | 0.9778 | -0.15621 | 0.3014
5 | -0.0093249 | -0.0023336 | 0.0093265 | 0.002334 | 1.6668e-06 | 4.7462e-07 | 0.014189 | 0.014189 | 0.014189 | 0.97781 | -0.15614 | 0.97799 | -0.15484 | 5.2553
6 | 0.0087901 | 0.0021997 | -0.0087783 | -0.0021965 | 1.1753e-05 | 3.2016e-06 | 0.013375 | 0.013376 | 0.013376 | 0.97781 | -0.15614 | 0.97646 | -0.16583 | 4.9541
7 | 0.00038292 | 9.5806e-05 | -0.00038292 | -9.5969e-05 | 2.7539e-09 | -1.621e-07 | 0.00058256 | 0.00058262 | 0.00058262 | 0.97799 | -0.15484 | 0.97798 | -0.1549 | 0.21578
8 | -0.0097094 | -0.0024298 | 0.0097135 | 0.002431 | 4.0409e-06 | 1.1816e-06 | 0.014772 | 0.014772 | 0.014772 | 0.97799 | -0.15484 | 0.97841 | -0.15183 | 5.471
9 | 0.0085009 | 0.0021273 | -0.0084831 | -0.0021226 | 1.7826e-05 | 4.7311e-06 | 0.012953 | 0.012954 | 0.012954 | 0.97646 | -0.16583 | 0.97435 | -0.18104 | 4.7978
10 | 0.00027743 | 6.9143e-05 | -0.00027742 | -6.9529e-05 | 3.4551e-09 | -3.863e-07 | 0.00042263 | 0.00042277 | 0.00042277 | 0.97646 | -0.16583 | 0.97645 | -0.16592 | 0.15658
11 | 0.0097164 | 0.0024319 | -0.0097135 | -0.002431 | 2.9448e-06 | 8.609e-07 | 0.014771 | 0.014772 | 0.014772 | 0.97871 | -0.14963 | 0.97841 | -0.15183 | 5.471
12 | -0.0099852 | -0.0024992 | 0.0099871 | 0.0024998 | 1.9223e-06 | 5.7131e-07 | 0.01518 | 0.01518 | 0.01518 | 0.97871 | -0.14963 | 0.97891 | -0.14824 | 5.6223
13 | -0.0099871 | -0.0024998 | 0.0099881 | 0.0025001 | 9.5288e-07 | 2.8317e-07 | 0.01518 | 0.01518 | 0.01518 | 0.97891 | -0.14824 | 0.979 | -0.14755 | 5.6222
14 | -0.010191 | -0.0025509 | 0.010199 | 0.0025532 | 7.5526e-06 | 2.2699e-06 | 0.015488 | 0.015488 | 0.015488 | 0.979 | -0.14755 | 0.97975 | -0.14219 | 5.7365
15 | -0.010402 | -0.0026042 | 0.010412 | 0.0026072 | 9.9054e-06 | 3.0079e-06 | 0.015797 | 0.015797 | 0.015797 | 0.97975 | -0.14219 | 0.98071 | -0.1353 | 5.8507
16 | 0.010941 | 0.00274 | -0.010937 | -0.0027388 | 4.02e-06 | 1.2508e-06 | 0.016593 | 0.016593 | 0.016593 | 0.98109 | -0.13264 | 0.98071 | -0.1353 | 6.1457
17 | -0.012025 | -0.0030074 | 0.01203 | 0.0030089 | 4.7578e-06 | 1.5403e-06 | 0.018237 | 0.018237 | 0.018237 | 0.98109 | -0.13264 | 0.98149 | -0.12977 | 6.7543
18 | 0.00025877 | 6.2457e-05 | -0.00025875 | -6.485e-05 | 1.8241e-08 | -2.3932e-06 | 0.00039168 | 0.00039253 | 0.00039253 | 0.98097 | -0.13348 | 0.9809 | -0.134 | 0.14538
19 | -0.012227 | -0.0030574 | 0.01223 | 0.0030584 | 2.985e-06 | 9.7203e-07 | 0.018534 | 0.018534 | 0.018534 | 0.98149 | -0.12977 | 0.98173 | -0.128 | 6.8645
20 | 0.00019644 | 4.8459e-05 | -0.00019644 | -4.9232e-05 | 3.3883e-09 | -7.7306e-07 | 0.00029755 | 0.00029782 | 0.00029782 | 0.98149 | -0.12977 | 0.98147 | -0.1299 | 0.11031
21 | 0.0081388 | 0.0020363 | -0.0081311 | -0.0020344 | 7.7233e-06 | 1.9735e-06 | 0.012428 | 0.012429 | 0.012429 | 0.97435 | -0.18104 | 0.97339 | -0.18792 | 4.6032
22 | 0.0078792 | 0.0019715 | -0.007874 | -0.0019703 | 5.1577e-06 | 1.2759e-06 | 0.012044 | 0.012044 | 0.012044 | 0.97339 | -0.18792 | 0.97273 | -0.19267 | 4.4607
23 | 0.00025194 | 6.282e-05 | -0.00025194 | -6.3141e-05 | 2.3943e-09 | -3.2072e-07 | 0.00038502 | 0.00038514 | 0.00038514 | 0.97339 | -0.18792 | 0.97338 | -0.18799 | 0.14264
24 | -0.024893 | -0.0062421 | 0.024922 | 0.0062526 | 2.8367e-05 | 1.0519e-05 | 0.038039 | 0.038039 | 0.038039 | 0.97381 | -0.18419 | 0.97496 | -0.17597 | 14.0885
25 | 0.024893 | 0.0062421 | -0.024886 | -0.0062395 | 7.0957e-06 | 2.6314e-06 | 0.038039 | 0.038039 | 0.038039 | 0.97381 | -0.18419 | 0.97352 | -0.18624 | 14.0886
26 | -0.025352 | -0.0063604 | 0.025355 | 0.0063616 | 3.332e-06 | 1.2371e-06 | 0.038695 | 0.038695 | 0.038695 | 0.97496 | -0.17597 | 0.97509 | -0.17502 | 14.3314
27 | 0.022335 | 0.0056002 | -0.022308 | -0.0055901 | 2.7438e-05 | 1.0085e-05 | 0.03414 | 0.03414 | 0.03414 | 0.97352 | -0.18624 | 0.97229 | -0.19512 | 12.6445
28 | -0.042253 | -0.010625 | 0.042371 | 0.010668 | 0.00011785 | 4.2964e-05 | 0.063849 | 0.063848 | 0.063849 | 0.98492 | -0.10527 | 0.98775 | -0.085304 | 11.8239
29 | 0.0269 | 0.0067805 | -0.026689 | -0.0067017 | 0.00021163 | 7.8805e-05 | 0.040655 | 0.040656 | 0.040656 | 0.98492 | -0.10527 | 0.97693 | -0.16188 | 15.0576
30 | 0.013038 | 0.0032641 | -0.013021 | -0.0032586 | 1.6627e-05 | 5.522e-06 | 0.019696 | 0.019696 | 0.019696 | 0.98492 | -0.10527 | 0.98362 | -0.11451 | 7.295
31 | -0.042371 | -0.010668 | 0.042457 | 0.010699 | 8.6294e-05 | 3.145e-05 | 0.063848 | 0.063848 | 0.063848 | 0.98775 | -0.085304 | 0.98983 | -0.070755 | 11.8237
32 | 0.02632 | 0.0066094 | -0.026284 | -0.0065958 | 3.6399e-05 | 1.3546e-05 | 0.040094 | 0.040095 | 0.040095 | 0.97693 | -0.16188 | 0.97553 | -0.17185 | 14.8499
33 | 0.012694 | 0.0031767 | -0.012671 | -0.0031689 | 2.3602e-05 | 7.7783e-06 | 0.019202 | 0.019203 | 0.019203 | 0.98362 | -0.11451 | 0.98173 | -0.128 | 7.1121
34 | -0.026272 | -0.0065915 | 0.026284 | 0.0065958 | 1.1583e-05 | 4.3111e-06 | 0.040095 | 0.040095 | 0.040095 | 0.97509 | -0.17502 | 0.97553 | -0.17185 | 14.8499
35 | 0.011169 | 0.0027984 | -0.011162 | -0.0027963 | 6.6829e-06 | 2.116e-06 | 0.017093 | 0.017093 | 0.017093 | 0.97229 | -0.19512 | 0.97169 | -0.19945 | 6.3307
36 | 0.001003 | 0.00025013 | -0.0010028 | -0.00025122 | 1.3638e-07 | -1.0954e-06 | 0.0015355 | 0.0015359 | 0.0015359 | 0.97169 | -0.19945 | 0.97155 | -0.20043 | 0.56884
37 | 0.0010028 | 0.00025122 | -0.0010028 | -0.00025133 | 1.3436e-08 | -1.0786e-07 | 0.0015359 | 0.0015359 | 0.0015359 | 0.97155 | -0.20043 | 0.97154 | -0.20053 | 0.56886
38 | -0.04457 | -0.011229 | 0.044616 | 0.011246 | 4.5632e-05 | 1.6713e-05 | 0.067024 | 0.067024 | 0.067024 | 0.98983 | -0.070755 | 0.99087 | -0.063444 | 12.4118
39 | 0.0015647 | 0.00039199 | -0.0015647 | -0.00039214 | 4.5488e-08 | -1.5257e-07 | 0.0023497 | 0.0023498 | 0.0023498 | 0.99087 | -0.063444 | 0.99084 | -0.063654 | 0.87029
40 | -0.046181 | -0.011638 | 0.046201 | 0.011645 | 2.0042e-05 | 7.3646e-06 | 0.069373 | 0.069373 | 0.069373 | 0.99087 | -0.063444 | 0.99131 | -0.060344 | 12.8469
41 | 0.0076763 | 0.0019207 | -0.0076703 | -0.0019193 | 6.0223e-06 | 1.448e-06 | 0.011741 | 0.011742 | 0.011742 | 0.97273 | -0.19267 | 0.97195 | -0.19836 | 4.3488
42 | 0.0018841 | 0.00047201 | -0.001884 | -0.00047217 | 7.8574e-08 | -1.5735e-07 | 0.0028844 | 0.0028844 | 0.0028844 | 0.97195 | -0.19836 | 0.97191 | -0.19866 | 1.0683
43 | 0.0057862 | 0.0014472 | -0.0057836 | -0.0014469 | 2.6363e-06 | 3.4688e-07 | 0.0088574 | 0.0088577 | 0.0088577 | 0.97195 | -0.19836 | 0.97149 | -0.20166 | 3.2806
44 | 0.0057836 | 0.0014469 | -0.0057815 | -0.0014466 | 2.0934e-06 | 2.7592e-07 | 0.0088577 | 0.0088578 | 0.0088578 | 0.97149 | -0.20166 | 0.97113 | -0.20429 | 3.2807
45 | 0.0041085 | 0.0010273 | -0.0041059 | -0.0010276 | 2.5134e-06 | -2.903e-07 | 0.0062944 | 0.0062948 | 0.0062948 | 0.97113 | -0.20429 | 0.97051 | -0.20872 | 2.3314
46 | 0.002995 | 0.00074924 | -0.0029943 | -0.00074963 | 7.0994e-07 | -3.9363e-07 | 0.0045915 | 0.0045917 | 0.0045917 | 0.97051 | -0.20872 | 0.97028 | -0.21044 | 1.7006
47 | 0.001111 | 0.00027838 | -0.001111 | -0.00027843 | 7.785e-09 | -5.0141e-08 | 0.0017033 | 0.0017034 | 0.0017034 | 0.97051 | -0.20872 | 0.97051 | -0.20877 | 0.63087
48 | 0.0022379 | 0.00056006 | -0.0022378 | -0.00056014 | 6.3192e-08 | -8.1899e-08 | 0.0034317 | 0.0034317 | 0.0034317 | 0.97028 | -0.21044 | 0.97025 | -0.21064 | 1.271
49 | 0.00091383 | 0.00022832 | -0.00091381 | -0.00022855 | 2.2954e-08 | -2.2253e-07 | 0.0014012 | 0.0014013 | 0.0014013 | 0.97025 | -0.21064 | 0.97022 | -0.21083 | 0.51901
50 | 0.00091381 | 0.00022855 | -0.00091376 | -0.00022901 | 4.7941e-08 | -4.6465e-07 | 0.0014013 | 0.0014015 | 0.0014015 | 0.97022 | -0.21083 | 0.97017 | -0.21121 | 0.51907
51 | -0.0014187 | -0.00035557 | 0.001419 | 0.00035425 | 3.0701e-07 | -1.3158e-06 | 0.0021166 | 0.0021161 | 0.0021166 | 0.99739 | -0.018159 | 0.99762 | -0.01659 | 0.78393
52 | -0.003624 | -0.00090687 | 0.0036251 | 0.0009065 | 1.1103e-06 | -3.6851e-07 | 0.005405 | 0.0054047 | 0.005405 | 0.99762 | -0.01659 | 0.99793 | -0.014369 | 2.0018
53 | -0.0063036 | -0.0015776 | 0.0063051 | 0.0015779 | 1.4229e-06 | 2.0992e-07 | 0.0093986 | 0.0093985 | 0.0093986 | 0.99793 | -0.014369 | 0.99816 | -0.012734 | 3.481
54 | 0.0026785 | 0.00067115 | -0.0026784 | -0.00067127 | 1.3112e-07 | -1.2167e-07 | 0.0039939 | 0.0039939 | 0.0039939 | 0.99793 | -0.014369 | 0.99788 | -0.014723 | 1.4792
55 | -0.047638 | -0.012005 | 0.047683 | 0.012022 | 4.4564e-05 | 1.6419e-05 | 0.071531 | 0.071531 | 0.071531 | 0.99131 | -0.060344 | 0.99227 | -0.053667 | 13.2464
56 | -0.048993 | -0.01235 | 0.049002 | 0.012353 | 9.2053e-06 | 3.3994e-06 | 0.073495 | 0.073495 | 0.073495 | 0.99227 | -0.053667 | 0.99246 | -0.052326 | 13.6102
57 | -0.051254 | -0.012918 | 0.051305 | 0.012937 | 5.0975e-05 | 1.889e-05 | 0.076871 | 0.076871 | 0.076871 | 0.99246 | -0.052326 | 0.99348 | -0.045229 | 14.2354
58 | -0.0063051 | -0.0015779 | 0.0063068 | 0.0015781 | 1.6893e-06 | 2.49e-07 | 0.0093985 | 0.0093983 | 0.0093985 | 0.99816 | -0.012734 | 0.99844 | -0.010793 | 3.4809
59 | -0.073141 | -0.018441 | 0.073251 | 0.018483 | 0.00011077 | 4.1823e-05 | 0.10904 | 0.10904 | 0.10904 | 0.99844 | -0.010793 | 1 | 0 | 20.1932
60 | 0.066834 | 0.016863 | -0.066756 | -0.016834 | 7.7551e-05 | 2.9173e-05 | 0.099645 | 0.099645 | 0.099645 | 0.99844 | -0.010793 | 0.99725 | -0.019073 | 18.4528
61 | 0.14321 | 0.036207 | -0.14239 | -0.035892 | 0.00082151 | 0.00031445 | 0.21321 | 0.21321 | 0.21321 | 1 | 0 | 0.99408 | -0.040955 | 39.4837
62 | 0.064514 | 0.016271 | -0.064508 | -0.016269 | 5.4586e-06 | 2.0503e-06 | 0.096299 | 0.096299 | 0.096299 | 0.99725 | -0.019073 | 0.99716 | -0.019676 | 17.8331
63 | -0.0020785 | -0.00052093 | 0.0020786 | 0.00052084 | 5.1271e-08 | -9.0025e-08 | 0.0031134 | 0.0031134 | 0.0031134 | 0.9934 | -0.045754 | 0.99343 | -0.045576 | 1.1531
64 | -0.005783 | -0.0014489 | 0.0057839 | 0.001449 | 9.6746e-07 | 1.045e-07 | 0.0086619 | 0.0086618 | 0.0086619 | 0.99343 | -0.045576 | 0.9936 | -0.044367 | 3.2081
65 | 0.0037044 | 0.0009281 | -0.0037042 | -0.00092816 | 2.0329e-07 | -5.8815e-08 | 0.0055485 | 0.0055486 | 0.0055486 | 0.99343 | -0.045576 | 0.99337 | -0.045973 | 2.055
66 | 0.0026658 | 0.00066786 | -0.0026656 | -0.00066806 | 2.0996e-07 | -1.9252e-07 | 0.0039927 | 0.0039928 | 0.0039928 | 0.99348 | -0.045229 | 0.9934 | -0.045798 | 1.4788
67 | -0.055012 | -0.013865 | 0.055137 | 0.013912 | 0.00012527 | 4.6645e-05 | 0.082423 | 0.082423 | 0.082423 | 0.99348 | -0.045229 | 0.99581 | -0.029001 | 15.2636
68 | 0.0010414 | 0.00026061 | -0.0010414 | -0.00026099 | 4.7267e-08 | -3.8498e-07 | 0.0015597 | 0.0015598 | 0.0015598 | 0.99348 | -0.045229 | 0.99343 | -0.045557 | 0.57771
69 | 0.0013418 | 0.00033627 | -0.0013418 | -0.00033627 | 9.3441e-10 | -4.4412e-09 | 0.0020098 | 0.0020098 | 0.0020098 | 0.9934 | -0.045798 | 0.9934 | -0.045803 | 0.74438
70 | 0.0033233 | 0.00083263 | -0.0033229 | -0.00083279 | 3.6485e-07 | -1.6811e-07 | 0.0049657 | 0.0049659 | 0.0049659 | 0.99581 | -0.029001 | 0.9957 | -0.029795 | 1.8392
71 | -0.05846 | -0.014744 | 0.058484 | 0.014753 | 2.3824e-05 | 8.9029e-06 | 0.087389 | 0.087388 | 0.087389 | 0.99581 | -0.029001 | 0.99623 | -0.026096 | 16.1831
72 | 0.0022776 | 0.00057041 | -0.0022774 | -0.00057072 | 2.1838e-07 | -3.0972e-07 | 0.0034018 | 0.0034019 | 0.0034019 | 0.99623 | -0.026096 | 0.99613 | -0.026789 | 1.26
73 | -0.060762 | -0.015324 | 0.060781 | 0.015331 | 1.8771e-05 | 7.0295e-06 | 0.09079 | 0.09079 | 0.09079 | 0.99623 | -0.026096 | 0.99655 | -0.023893 | 16.813
74 | 0.001524 | 0.00038191 | -0.001524 | -0.00038195 | 1.2706e-08 | -4.6259e-08 | 0.0022765 | 0.0022766 | 0.0022766 | 0.99613 | -0.026789 | 0.99613 | -0.026849 | 0.84317
75 | -0.061661 | -0.015551 | 0.061697 | 0.015565 | 3.6473e-05 | 1.3669e-05 | 0.092104 | 0.092104 | 0.092104 | 0.99655 | -0.023893 | 0.99716 | -0.019676 | 17.0563
76 | 0.12804 | 0.032297 | -0.12781 | -0.032211 | 0.00022512 | 8.6078e-05 | 0.19173 | 0.19173 | 0.19173 | 0.99408 | -0.040955 | 0.99228 | -0.053515 | 35.506
77 | 0.01435 | 0.0035952 | -0.014347 | -0.003594 | 3.4532e-06 | 1.1727e-06 | 0.02148 | 0.02148 | 0.02148 | 0.99408 | -0.040955 | 0.99384 | -0.042695 | 7.9556
78 | 0.12529 | 0.031577 | -0.12512 | -0.031513 | 0.00016839 | 6.4372e-05 | 0.18794 | 0.18794 | 0.18794 | 0.99228 | -0.053515 | 0.99091 | -0.063128 | 34.8037
79 | 0.0054336 | 0.0013607 | -0.0054331 | -0.0013607 | 5.4837e-07 | 3.8859e-08 | 0.0081351 | 0.0081351 | 0.0081351 | 0.99384 | -0.042695 | 0.99373 | -0.043425 | 3.013
80 | 0.0089132 | 0.0022333 | -0.0089118 | -0.002233 | 1.4254e-06 | 3.8204e-07 | 0.013345 | 0.013345 | 0.013345 | 0.99384 | -0.042695 | 0.99367 | -0.043851 | 4.9426
81 | -0.0037038 | -0.00092826 | 0.0037042 | 0.00092816 | 3.5574e-07 | -1.0288e-07 | 0.0055486 | 0.0055486 | 0.0055486 | 0.99327 | -0.046667 | 0.99337 | -0.045973 | 2.0551
82 | -0.0076852 | -0.0019256 | 0.0076858 | 0.0019257 | 5.4927e-07 | 1.2518e-07 | 0.011509 | 0.011509 | 0.011509 | 0.9936 | -0.044367 | 0.99367 | -0.043851 | 4.2627
83 | 0.0023425 | 0.00058673 | -0.0023423 | -0.00058703 | 2.3017e-07 | -2.9984e-07 | 0.0035075 | 0.0035077 | 0.0035077 | 0.99373 | -0.043425 | 0.99363 | -0.044135 | 1.2991
84 | 0.0030906 | 0.00077393 | -0.0030905 | -0.00077395 | 3.1616e-08 | -1.8492e-08 | 0.0046276 | 0.0046276 | 0.0046276 | 0.99373 | -0.043425 | 0.99372 | -0.043499 | 1.7139
85 | 0.0030905 | 0.00077395 | -0.0030898 | -0.00077438 | 7.2907e-07 | -4.2621e-07 | 0.0046276 | 0.0046278 | 0.0046278 | 0.99372 | -0.043499 | 0.99348 | -0.045205 | 1.714
86 | 0.12376 | 0.031173 | -0.12372 | -0.031156 | 4.4182e-05 | 1.6888e-05 | 0.1859 | 0.1859 | 0.1859 | 0.99091 | -0.063128 | 0.99054 | -0.065682 | 34.4263
87 | 0.12146 | 0.03059 | -0.12143 | -0.030579 | 2.8948e-05 | 1.1062e-05 | 0.18251 | 0.18251 | 0.18251 | 0.99054 | -0.065682 | 0.9903 | -0.067387 | 33.7988
88 | -0.016274 | -0.0040787 | 0.016287 | 0.0040832 | 1.2754e-05 | 4.4727e-06 | 0.024559 | 0.024559 | 0.024559 | 0.98606 | -0.097213 | 0.98686 | -0.091556 | 9.0959
89 | 0.096493 | 0.024277 | -0.096185 | -0.024159 | 0.00030748 | 0.00011797 | 0.14553 | 0.14553 | 0.14553 | 0.98686 | -0.091556 | 0.98361 | -0.11447 | 53.8996
90 | -0.11278 | -0.028361 | 0.11293 | 0.028417 | 0.00014678 | 5.6037e-05 | 0.17009 | 0.17009 | 0.17009 | 0.98686 | -0.091556 | 0.98818 | -0.08223 | 31.4977
91 | 0.016896 | 0.004235 | -0.016892 | -0.0042333 | 4.6591e-06 | 1.647e-06 | 0.025561 | 0.025561 | 0.025561 | 0.98361 | -0.11447 | 0.98333 | -0.11646 | 9.467
92 | 0.079289 | 0.019924 | -0.07927 | -0.019917 | 1.9081e-05 | 7.312e-06 | 0.11997 | 0.11997 | 0.11997 | 0.98361 | -0.11447 | 0.98337 | -0.1162 | 44.4326
93 | -0.11469 | -0.028858 | 0.11483 | 0.028913 | 0.00014211 | 5.4267e-05 | 0.17274 | 0.17274 | 0.17274 | 0.98818 | -0.08223 | 0.98945 | -0.073362 | 31.9892
94 | 0.011415 | 0.002861 | -0.011412 | -0.00286 | 3.0742e-06 | 9.73e-07 | 0.017274 | 0.017274 | 0.017274 | 0.98333 | -0.11646 | 0.98306 | -0.11841 | 6.3979
95 | 0.0054761 | 0.0013724 | -0.0054756 | -0.0013723 | 4.954e-07 | 4.3886e-08 | 0.0082866 | 0.0082866 | 0.0082866 | 0.98333 | -0.11646 | 0.98324 | -0.11712 | 3.0691
96 | 0.075028 | 0.018854 | -0.074918 | -0.018812 | 0.00010932 | 4.1874e-05 | 0.11355 | 0.11355 | 0.11355 | 0.98337 | -0.1162 | 0.98189 | -0.12669 | 42.0549
97 | -0.11697 | -0.029449 | 0.11707 | 0.029487 | 9.772e-05 | 3.7325e-05 | 0.17596 | 0.17596 | 0.17596 | 0.98945 | -0.073362 | 0.9903 | -0.067387 | 32.5855
98 | 0.0035379 | 0.00088649 | -0.0035376 | -0.0008866 | 3.3155e-07 | -1.0737e-07 | 0.0053551 | 0.0053552 | 0.0053552 | 0.98306 | -0.11841 | 0.98297 | -0.11909 | 1.9834
99 | 0.0078745 | 0.0019735 | -0.0078727 | -0.0019731 | 1.7884e-06 | 4.3212e-07 | 0.011919 | 0.011919 | 0.011919 | 0.98306 | -0.11841 | 0.98283 | -0.12005 | 4.4146
100 | 0.072614 | 0.018234 | -0.072572 | -0.018218 | 4.1774e-05 | 1.5997e-05 | 0.11006 | 0.11006 | 0.11006 | 0.98189 | -0.12669 | 0.98131 | -0.13083 | 40.7615
101 | 0.0031071 | 0.00077855 | -0.0031069 | -0.00077866 | 1.9033e-07 | -1.0683e-07 | 0.0046686 | 0.0046687 | 0.0046687 | 0.9903 | -0.067387 | 0.99024 | -0.06783 | 1.7291
102 | 0.06722 | 0.016877 | -0.067212 | -0.016874 | 8.2109e-06 | 3.142e-06 | 0.10194 | 0.10194 | 0.10194 | 0.98131 | -0.13083 | 0.98119 | -0.13171 | 37.7558
103 | 0.063279 | 0.015888 | -0.063214 | -0.015863 | 6.5104e-05 | 2.4897e-05 | 0.095976 | 0.095976 | 0.095976 | 0.98119 | -0.13171 | 0.98014 | -0.13912 | 35.5468
104 | 0.061189 | 0.015356 | -0.06115 | -0.015341 | 3.9294e-05 | 1.5021e-05 | 0.092902 | 0.092902 | 0.092902 | 0.98014 | -0.13912 | 0.97949 | -0.14375 | 34.4082
105 | 0.058679 | 0.014722 | -0.058667 | -0.014717 | 1.2797e-05 | 4.8893e-06 | 0.089149 | 0.089149 | 0.089149 | 0.97949 | -0.14375 | 0.97927 | -0.14532 | 33.0183
106 | 0.010481 | 0.0026271 | -0.010477 | -0.0026259 | 4.1794e-06 | 1.2754e-06 | 0.015927 | 0.015927 | 0.015927 | 0.97927 | -0.14532 | 0.97887 | -0.1482 | 5.8988
107 | 0.048185 | 0.01209 | -0.048159 | -0.01208 | 2.5848e-05 | 9.8442e-06 | 0.073223 | 0.073223 | 0.073223 | 0.97927 | -0.14532 | 0.97873 | -0.14919 | 27.1196
108 | 0.010477 | 0.0026259 | -0.010476 | -0.0026256 | 9.5546e-07 | 2.9161e-07 | 0.015927 | 0.015927 | 0.015927 | 0.97887 | -0.1482 | 0.97878 | -0.14886 | 5.8988
109 | 0.043613 | 0.010941 | -0.043577 | -0.010927 | 3.6683e-05 | 1.3941e-05 | 0.066311 | 0.066311 | 0.066311 | 0.97873 | -0.14919 | 0.97788 | -0.15526 | 24.5596
110 | 0.038543 | 0.0096652 | -0.038526 | -0.0096584 | 1.7782e-05 | 6.7352e-06 | 0.058652 | 0.058652 | 0.058652 | 0.97788 | -0.15526 | 0.97742 | -0.15859 | 21.7231
111 | 0.036105 | 0.0090517 | -0.036093 | -0.0090471 | 1.2209e-05 | 4.6148e-06 | 0.054967 | 0.054967 | 0.054967 | 0.97742 | -0.15859 | 0.97708 | -0.16103 | 20.3581
112 | 0.030919 | 0.0077505 | -0.030906 | -0.0077456 | 1.3137e-05 | 4.9338e-06 | 0.047088 | 0.047088 | 0.047088 | 0.97708 | -0.16103 | 0.97665 | -0.1641 | 17.4401
113 | 0.028751 | 0.0072054 | -0.028746 | -0.0072037 | 4.5154e-06 | 1.6895e-06 | 0.043804 | 0.043804 | 0.043804 | 0.97665 | -0.1641 | 0.97649 | -0.16524 | 16.2238
114 | 0.014883 | 0.0037322 | -0.014875 | -0.0037294 | 8.0157e-06 | 2.7707e-06 | 0.02268 | 0.02268 | 0.02268 | 0.97649 | -0.16524 | 0.97595 | -0.16912 | 8.4
115 | 0.013863 | 0.0034715 | -0.013861 | -0.0034708 | 2.2142e-06 | 7.5215e-07 | 0.021124 | 0.021124 | 0.021124 | 0.97649 | -0.16524 | 0.97633 | -0.16639 | 7.8238
116 | 0.014875 | 0.0037294 | -0.014862 | -0.0037248 | 1.3382e-05 | 4.6263e-06 | 0.02268 | 0.02268 | 0.02268 | 0.97595 | -0.16912 | 0.97504 | -0.17562 | 8.4001
117 | 0.01073 | 0.0026861 | -0.010729 | -0.0026859 | 4.3951e-07 | 1.361e-07 | 0.016352 | 0.016352 | 0.016352 | 0.97633 | -0.16639 | 0.97629 | -0.16669 | 6.0564
118 | 0.012671 | 0.0031759 | -0.012669 | -0.0031751 | 2.3966e-06 | 7.9368e-07 | 0.019338 | 0.019338 | 0.019338 | 0.97504 | -0.17562 | 0.97485 | -0.17699 | 7.1622
119 | 0.010239 | 0.002563 | -0.010238 | -0.0025626 | 1.439e-06 | 4.3506e-07 | 0.015605 | 0.015605 | 0.015605 | 0.97629 | -0.16669 | 0.97615 | -0.16771 | 5.7796
120 | 0.0046374 | 0.0011615 | -0.0046371 | -0.0011615 | 3.4026e-07 | -5.5333e-09 | 0.0070689 | 0.007069 | 0.007069 | 0.97615 | -0.16771 | 0.97607 | -0.16824 | 2.6181
121 | 0.004542 | 0.0011359 | -0.0045392 | -0.001136 | 2.7855e-06 | -9.2198e-08 | 0.0069229 | 0.0069233 | 0.0069233 | 0.97615 | -0.16771 | 0.97553 | -0.17215 | 2.5642
122 | 0.0039183 | 0.00098137 | -0.0039181 | -0.00098141 | 2.548e-07 | -4.5034e-08 | 0.0059732 | 0.0059733 | 0.0059733 | 0.97607 | -0.16824 | 0.97601 | -0.16871 | 2.2123
123 | 0.0045392 | 0.001136 | -0.0045386 | -0.001136 | 6.6585e-07 | -2.18e-08 | 0.0069233 | 0.0069234 | 0.0069234 | 0.97553 | -0.17215 | 0.97538 | -0.17322 | 2.5642
124 | 0.0033328 | 0.00083473 | -0.0033325 | -0.00083484 | 2.8236e-07 | -1.1043e-07 | 0.0050809 | 0.005081 | 0.005081 | 0.97601 | -0.16871 | 0.97592 | -0.16932 | 1.8819
125 | 0.0028157 | 0.00070419 | -0.0028144 | -0.0007051 | 1.2894e-06 | -9.0135e-07 | 0.004295 | 0.0042955 | 0.0042955 | 0.97538 | -0.17322 | 0.97492 | -0.17653 | 1.5909
126 | 0.0033325 | 0.00083484 | -0.0033322 | -0.00083495 | 2.8593e-07 | -1.1178e-07 | 0.005081 | 0.0050811 | 0.0050811 | 0.97592 | -0.16932 | 0.97584 | -0.16994 | 1.8819
127 | 0.0038291 | 0.00095959 | -0.0038289 | -0.00095962 | 1.5464e-07 | -3.0968e-08 | 0.0058447 | 0.0058447 | 0.0058447 | 0.97485 | -0.17699 | 0.97481 | -0.17728 | 2.1647
128 | -0.0033319 | -0.00083506 | 0.0033322 | 0.00083495 | 2.8319e-07 | -1.1066e-07 | 0.0050812 | 0.0050811 | 0.0050812 | 0.97575 | -0.17055 | 0.97584 | -0.16994 | 1.8819
129 | -0.0012263 | -0.00030733 | 0.0012263 | 0.00030729 | 7.454e-09 | -3.9654e-08 | 0.0018717 | 0.0018716 | 0.0018717 | 0.97491 | -0.17658 | 0.97492 | -0.17653 | 0.69321
130 | 0.0015881 | 0.0003978 | -0.001588 | -0.00039794 | 4.4659e-08 | -1.3472e-07 | 0.0024238 | 0.0024239 | 0.0024239 | 0.97492 | -0.17653 | 0.97489 | -0.17674 | 0.89773
131 | 0.001588 | 0.00039794 | -0.001588 | -0.000398 | 1.9295e-08 | -5.8201e-08 | 0.0024239 | 0.0024239 | 0.0024239 | 0.97489 | -0.17674 | 0.97488 | -0.17682 | 0.89774

## res_trafo
| p_hv_mw | q_hv_mvar | p_lv_mw | q_lv_mvar | pl_mw | ql_mvar | i_hv_ka | i_lv_ka | vm_hv_pu | va_hv_degree | vm_lv_pu | va_lv_degree | loading_percent
0 | 2.5187e-16 | 8.8016e-16 | 0.00079998 | 7.4552e-08 | 0.00079998 | 7.4552e-08 | 2.6429e-17 | 0.0011547 | 0.99998 | 149.9947 | 1 | 0 | 0.31999

## res_ext_grid
| p_mw | q_mvar
0 | 0.21935 | 0.055212

## res_load
| p_mw | q_mvar
0 | 0.00045975 | 0.00011522
1 | 0.00053475 | 0.00013402
2 | 0.00026875 | 6.7354e-05
3 | 0.00020295 | 5.0865e-05
4 | 0.00038292 | 9.5969e-05
5 | 0.00020326 | 5.0942e-05
6 | 0.00036598 | 9.1723e-05
7 | 0.00052507 | 0.00013159
8 | 0.00025875 | 6.485e-05
9 | 0.00027742 | 6.9529e-05
10 | 0.00034426 | 8.628e-05
11 | 0.00042979 | 0.00010771
12 | 0.0025509 | 0.00063932
13 | 0.0023155 | 0.00058032
14 | 0.00036839 | 9.2326e-05
15 | 0.00032666 | 8.1869e-05
16 | 0.00091732 | 0.0002299
17 | 0.011139 | 0.0027917
18 | 0.00019644 | 4.9232e-05
19 | 0.00044109 | 0.00011055
20 | 0.010159 | 0.0025461
21 | 0.0010028 | 0.00025133
22 | 0.0021129 | 0.00052955
23 | 0.00025194 | 6.3141e-05
24 | 0.00019773 | 4.9555e-05
25 | 0.001884 | 0.00047217
26 | 0.001673 | 0.0004193
27 | 0.00075639 | 0.00018957
28 | 0.001111 | 0.00027843
29 | 0.001324 | 0.00033182
30 | 0.0014187 | 0.00035557
31 | 0.002205 | 0.00055262
32 | 0.00091376 | 0.00022901
33 | 0.0015647 | 0.00039214
34 | 0.0014374 | 0.00036024
35 | 0.0013099 | 0.00032829
36 | 0.002252 | 0.0005644
37 | 0.0026784 | 0.00067127
38 | 0.0020854 | 0.00052264
39 | 0.0022428 | 0.0005621
40 | 0.0020785 | 0.00052093
41 | 0.0013238 | 0.00033178
42 | 0.0010414 | 0.00026099
43 | 0.0013418 | 0.00033627
44 | 0.0033229 | 0.00083279
45 | 0.00075338 | 0.00018881
46 | 0.00087988 | 0.00022052
47 | 0.0028111 | 0.00070452
48 | 0.001524 | 0.00038195
49 | 0.002529 | 0.00063382
50 | 0.0037038 | 0.00092826
51 | 0.0019013 | 0.00047651
52 | 0.001226 | 0.00030728
53 | 0.0023423 | 0.00058703
54 | 0.0013571 | 0.00034012
55 | 0.0022556 | 0.00056531
56 | 0.016274 | 0.0040787
57 | 0.0017627 | 0.00044177
58 | 0.0030898 | 0.00077438
59 | 0.0042426 | 0.0010633
60 | 0.0021413 | 0.00053665
61 | 0.0054756 | 0.0013723
62 | 0.0023045 | 0.00057756
63 | 0.0012535 | 0.00031416
64 | 0.0053519 | 0.0013413
65 | 0.0039328 | 0.00098565
66 | 0.0020249 | 0.0005075
67 | 0.0035376 | 0.0008866
68 | 0.0078727 | 0.0019731
69 | 0.0031069 | 0.00077866
70 | 0.0024703 | 0.00061912
71 | 0.0045463 | 0.0011394
72 | 0.0050331 | 0.0012614
73 | 0.0024208 | 0.0006067
74 | 0.0051734 | 0.0012966
75 | 0.010476 | 0.0026256
76 | 0.0021554 | 0.00054019
77 | 0.0031311 | 0.00078473
78 | 0.0021902 | 0.00054892
79 | 0.00049034 | 0.00012289
80 | 0.0010582 | 0.00026522
81 | 0.00071877 | 0.00018014
82 | 0.00058529 | 0.00014669
83 | 0.0017229 | 0.00043181
84 | 0.0088398 | 0.0022155
85 | 0.0033319 | 0.00083506
86 | 0.0038289 | 0.00095962
87 | 0.0012263 | 0.00030733
88 | 0.001588 | 0.000398

## dtypes
| element | column | dtype
0 | bus | name | object
1 | bus | vn_kv | float64
2 | bus | type | object
3 | bus | zone | object
4 | bus | in_service | bool
5 | load | name | object
6 | load | bus | uint32
7 | load | p_mw | float64
8 | load | q_mvar | float64
9 | load | const_z_percent | float64
10 | load | const_i_percent | float64
11 | load | sn_mva | float64
12 | load | scaling | float64
13 | load | in_service | bool
14 | load | type | object
15 | ext_grid | name | object
16 | ext_grid | bus | uint32
17 | ext_grid | vm_pu | float64
18 | ext_grid | va_degree | float64
19 | ext_grid | slack_weight | float64
20 | ext_grid | in_service | bool
21 | line | name | object
22 | line | std_type | object
23 | line | from_bus | uint32
24 | line | to_bus | uint32
25 | line | length_km | float64
26 | line | r_ohm_per_km | float64
27 | line | x_ohm_per_km | float64
28 | line | c_nf_per_km | float64
29 | line | g_us_per_km | float64
30 | line | max_i_ka | float64
31 | line | df | float64
32 | line | parallel | uint32
33 | line | type | object
34 | line | in_service | bool
35 | trafo | name | object
36 | trafo | std_type | object
37 | trafo | hv_bus | uint32
38 | trafo | lv_bus | uint32
39 | trafo | sn_mva | float64
40 | trafo | vn_hv_kv | float64
41 | trafo | vn_lv_kv | float64
42 | trafo | vk_percent | float64
43 | trafo | vkr_percent | float64
44 | trafo | pfe_kw | float64
45 | trafo | i0_percent | float64
46 | trafo | shift_degree | float64
47 | trafo | tap_side | object
48 | trafo | tap_neutral | int32
49 | trafo | tap_min | int32
50 | trafo | tap_max | int32
51 | trafo | tap_step_percent | float64
52 | trafo | tap_step_degree | float64
53 | trafo | tap_pos | int32
54 | trafo | tap_phase_shifter | bool
55 | trafo | parallel | uint32
56 | trafo | df | float64
57 | trafo | in_service | bool
58 | line_geodata | coords | object
59 | bus_geodata | x | float64
60 | bus_geodata | y | float64
61 | bus_geodata | coords | object
62 | res_bus | vm_pu | float64
63 | res_bus | va_degree | float64
64 | res_bus | p_mw | float64
65 | res_bus | q_mvar | float64
66 | res_line | p_from_mw | float64
67 | res_line | q_from_mvar | float64
68 | res_line | p_to_mw | float64
69 | res_line | q_to_mvar | float64
70 | res_line | pl_mw | float64
71 | res_line | ql_mvar | float64
72 | res_line | i_from_ka | float64
73 | res_line | i_to_ka | float64
74 | res_line | i_ka | float64
75 | res_line | vm_from_pu | float64
76 | res_line | va_from_degree | float64
77 | res_line | vm_to_pu | float64
78 | res_line | va_to_degree | float64
79 | res_line | loading_percent | float64
80 | res_trafo | p_hv_mw | float64
81 | res_trafo | q_hv_mvar | float64
82 | res_trafo | p_lv_mw | float64
83 | res_trafo | q_lv_mvar | float64
84 | res_trafo | pl_mw | float64
85 | res_trafo | ql_mvar | float64
86 | res_trafo | i_hv_ka | float64
87 | res_trafo | i_lv_ka | float64
88 | res_trafo | vm_hv_pu | float64
89 | res_trafo | va_hv_degree | float64
90 | res_trafo | vm_lv_pu | float64
91 | res_trafo | va_lv_degree | float64
92 | res_trafo | loading_percent | float64
93 | res_ext_grid | p_mw | float64
94 | res_ext_grid | q_mvar | float64
95 | res_load | p_mw | float64
96 | res_load | q_mvar | float64

## parameters
| version | format_version | converged | OPF_converged | name | f_hz | sn_mva
0 | 2.14.6 | 2.14.0 | TRUE | FALSE |  | 50 | 1