## bus
| name | vn_kv | type | zone | in_service
0 | bus_LV_1631-80_1_3_node_41 | 0.4 | n |  | TRUE
1 | bus_LV_1631-80_1_3_node_26 | 0.4 | n |  | TRUE
2 | bus_LV_1631-80_1_3_node_51 | 0.4 | n |  | TRUE
3 | bus_LV_1631-80_1_3_node_48 | 0.4 | n |  | TRUE
4 | bus_LV_1631-80_1_3_node_19 | 0.4 | n |  | TRUE
5 | bus_LV_1631-80_1_3_node_20 | 0.4 | n |  | TRUE
6 | bus_LV_1631-80_1_3_node_21 | 0.4 | n |  | TRUE
7 | bus_LV_1631-80_1_3_node_22 | 0.4 | n |  | TRUE
8 | bus_LV_1631-80_1_3_node_23 | 0.4 | n |  | TRUE
9 | bus_LV_1631-80_1_3_node_24 | 0.4 | n |  | TRUE
10 | bus_LV_1631-80_1_3_node_25 | 0.4 | n |  | TRUE
11 | bus_LV_1631-80_1_3_node_27 | 0.4 | n |  | TRUE
12 | bus_LV_1631-80_1_3_node_28 | 0.4 | n |  | TRUE
13 | bus_LV_1631-80_1_3_node_37 | 0.4 | n |  | TRUE
14 | bus_LV_1631-80_1_3_node_34 | 0.4 | n |  | TRUE
15 | bus_LV_1631-80_1_3_node_40 | 0.4 | n |  | TRUE
16 | bus_LV_1631-80_1_3_node_45 | 0.4 | n |  | TRUE
17 | bus_LV_1631-80_1_3_node_44 | 0.4 | n |  | TRUE
18 | bus_LV_1631-80_1_3_node_57 | 0.4 | n |  | TRUE
19 | bus_LV_1631-80_1_3_node_39 | 0.4 | n |  | TRUE
20 | bus_LV_1631-80_1_3_node_36 | 0.4 | n |  | TRUE
21 | bus_LV_1631-80_1_3_node_33 | 0.4 | n |  | TRUE
22 | bus_LV_1631-80_1_3_node_42 | 0.4 | n |  | TRUE
23 | bus_LV_1631-80_1_3_node_43 | 0.4 | n |  | TRUE
24 | bus_LV_1631-80_1_3_node_58 | 0.4 | n |  | TRUE
25 | bus_LV_1631-80_1_3_node_29 | 0.4 | n |  | TRUE
26 | bus_LV_1631-80_1_3_node_30 | 0.4 | n |  | TRUE
27 | bus_LV_1631-80_1_3_node_31 | 0.4 | n |  | TRUE
28 | bus_LV_1631-80_1_3_node_67 | 0.4 | n |  | TRUE
29 | bus_LV_1631-80_1_3_node_65 | 0.4 | n |  | TRUE
30 | bus_LV_1631-80_1_3_node_32 | 0.4 | n |  | TRUE
31 | bus_LV_1631-80_1_3_node_125 | 0.4 | n |  | TRUE
32 | bus_LV_1631-80_1_3_node_66 | 0.4 | n |  | TRUE
33 | bus_LV_1631-80_1_3_node_56 | 0.4 | n |  | TRUE
34 | bus_LV_1631-80_1_3_node_35 | 0.4 | n |  | TRUE
35 | bus_LV_1631-80_1_3_node_38 | 0.4 | n |  | TRUE
36 | bus_LV_1631-80_1_3_node_68 | 0.4 | n |  | TRUE
37 | bus_LV_1631-80_1_3_node_62 | 0.4 | n |  | TRUE
38 | bus_LV_1631-80_1_3_node_60 | 0.4 | n |  | TRUE
39 | bus_LV_1631-80_1_3_node_49 | 0.4 | n |  | TRUE
40 | bus_LV_1631-80_1_3_node_50 | 0.4 | n |  | TRUE
41 | bus_LV_1631-80_1_3_node_61 | 0.4 | n |  | TRUE
42 | bus_LV_1631-80_1_3_node_46 | 0.4 | n |  | TRUE
43 | bus_LV_1631-80_1_3_node_52 | 0.4 | n |  | TRUE
44 | bus_LV_1631-80_1_3_node_53 | 0.4 | n |  | TRUE
45 | bus_LV_1631-80_1_3_node_55 | 0.4 | n |  | TRUE
46 | bus_LV_1631-80_1_3_node_117 | 0.4 | n |  | TRUE
47 | bus_LV_1631-80_1_3_node_54 | 0.4 | n |  | TRUE
48 | bus_LV_1631-80_1_3_node_112 | 0.4 | n |  | TRUE
49 | bus_LV_1631-80_1_3_node_97 | 0.4 | n |  | TRUE
50 | bus_LV_1631-80_1_3_node_124 | 0.4 | n |  | TRUE
51 | bus_LV_1631-80_1_3_node_63 | 0.4 | n |  | TRUE
52 | bus_LV_1631-80_1_3_node_113 | 0.4 | n |  | TRUE
53 | bus_LV_1631-80_1_3_node_98 | 0.4 | n |  | TRUE
54 | bus_LV_1631-80_1_3_node_123 | 0.4 | n |  | TRUE
55 | bus_LV_1631-80_1_3_node_64 | 0.4 | n |  | TRUE
56 | bus_LV_1631-80_1_3_node_59 | 0.4 | n |  | TRUE
57 | bus_LV_1631-80_1_3_node_118 | 0.4 | n |  | TRUE
58 | bus_LV_1631-80_1_3_node_72 | 0.4 | n |  | TRUE
59 | bus_LV_1631-80_1_3_node_73 | 0.4 | n |  | TRUE
60 | bus_LV_1631-80_1_3_node_74 | 0.4 | n |  | TRUE
61 | bus_LV_1631-80_1_3_node_75 | 0.4 | n |  | TRUE
62 | bus_LV_1631-80_1_3_node_76 | 0.4 | n |  | TRUE
63 | bus_LV_1631-80_1_3_node_82 | 0.4 | n |  | TRUE
64 | bus_LV_1631-80_1_3_node_85 | 0.4 | n |  | TRUE
65 | bus_LV_1631-80_1_3_node_80 | 0.4 | n |  | TRUE
66 | bus_LV_1631-80_1_3_node_77 | 0.4 | n |  | TRUE
67 | bus_LV_1631-80_1_3_node_78 | 0.4 | n |  | TRUE
68 | bus_LV_1631-80_1_3_node_79 | 0.4 | n |  | TRUE
69 | bus_LV_1631-80_1_3_node_84 | 0.4 | n |  | TRUE
70 | bus_LV_1631-80_1_3_node_87 | 0.4 | n |  | TRUE
71 | bus_LV_1631-80_1_3_node_81 | 0.4 | n |  | TRUE
72 | bus_LV_1631-80_1_3_node_83 | 0.4 | n |  | TRUE
73 | bus_LV_1631-80_1_3_node_114 | 0.4 | n |  | TRUE
74 | bus_LV_1631-80_1_3_node_86 | 0.4 | n |  | TRUE
75 | bus_LV_1631-80_1_3_node_88 | 0.4 | n |  | TRUE
76 | bus_LV_1631-80_1_3_node_109 | 0.4 | n |  | TRUE
77 | bus_LV_1631-80_1_3_node_111 | 0.4 | n |  | TRUE
78 | bus_LV_1631-80_1_3_node_90 | 0.4 | n |  | TRUE
79 | bus_LV_1631-80_1_3_node_89 | 0.4 | n |  | TRUE
80 | bus_LV_1631-80_1_3_node_91 | 0.4 | n |  | TRUE
81 | bus_LV_1631-80_1_3_node_92 | 0.4 | n |  | TRUE
82 | bus_LV_1631-80_1_3_node_93 | 0.4 | n |  | TRUE
83 | bus_LV_1631-80_1_3_node_110 | 0.4 | n |  | TRUE
84 | bus_LV_1631-80_1_3_node_99 | 0.4 | n |  | TRUE
85 | bus_LV_1631-80_1_3_node_104 | 0.4 | n |  | TRUE
86 | bus_LV_1631-80_1_3_node_100 | 0.4 | n |  | TRUE
87 | bus_LV_1631-80_1_3_node_101 | 0.4 | n |  | TRUE
88 | bus_LV_1631-80_1_3_node_115 | 0.4 | n |  | TRUE
89 | bus_LV_1631-80_1_3_node_94 | 0.4 | n |  | TRUE
90 | bus_LV_1631-80_1_3_node_95 | 0.4 | n |  | TRUE
91 | bus_LV_1631-80_1_3_node_96 | 0.4 | n |  | TRUE
92 | bus_LV_1631-80_1_3_node_102 | 0.4 | n |  | TRUE
93 | bus_LV_1631-80_1_3_node_103 | 0.4 | n |  | TRUE
94 | bus_LV_1631-80_1_3_node_108 | 0.4 | n |  | TRUE
95 | bus_LV_1631-80_1_3_node_107 | 0.4 | n |  | TRUE
96 | bus_LV_1631-80_1_3_node_106 | 0.4 | n |  | TRUE
97 | bus_LV_1631-80_1_3_node_105 | 0.4 | n |  | TRUE
98 | bus_LV_1631-80_1_3_node_119 | 0.4 | n |  | TRUE
99 | bus_LV_1631-80_1_3_node_120 | 0.4 | n |  | TRUE
100 | bus_LV_1631-80_1_3_node_121 | 0.4 | n |  | TRUE
101 | bus_LV_1631-80_1_3_node_126 | 0.4 | n |  | TRUE
102 | bus_LV_1631-80_1_3_node_122 | 0.4 | n |  | TRUE
103 | bus_LV_1631-80_1_3_node_143 | 0.4 | n |  | TRUE
104 | bus_LV_1631-80_1_3_node_139 | 0.4 | n |  | TRUE
105 | bus_LV_1631-80_1_3_node_140 | 0.4 | n |  | TRUE
106 | bus_LV_1631-80_1_3_node_141 | 0.4 | n |  | TRUE
107 | bus_LV_1631-80_1_3_node_142 | 0.4 | n |  | TRUE
108 | bus_LV_1631-80_1_3_node_144 | 0.4 | n |  | TRUE
109 | bus_MV_145_1_node_272 | 20 | n |  | TRUE

## load
| name | bus | p_mw | q_mvar | const_z_percent | const_i_percent | sn_mva | scaling | in_service | type
0 | LV_1631-80_1_3_load_41 | 0 | 0.0012668 | 0.00031749 | 0 | 0 |  | 1 | TRUE | wye
1 | LV_1631-80_1_3_load_51 | 2 | 0.0037661 | 0.00094388 | 0 | 0 |  | 1 | TRUE | wye
2 | LV_1631-80_1_3_load_19 | 4 | 0.00041615 | 0.0001043 | 0 | 0 |  | 1 | TRUE | wye
3 | LV_1631-80_1_3_load_20 | 5 | 0.00050011 | 0.00012534 | 0 | 0 |  | 1 | TRUE | wye
4 | LV_1631-80_1_3_load_22 | 7 | 0.0011061 | 0.00027722 | 0 | 0 |  | 1 | TRUE | wye
5 | LV_1631-80_1_3_load_23 | 8 | 0.00093074 | 0.00023327 | 0 | 0 |  | 1 | TRUE | wye
6 | LV_1631-80_1_3_load_28 | 12 | 0.0023349 | 0.00058517 | 0 | 0 |  | 1 | TRUE | wye
7 | LV_1631-80_1_3_load_37 | 13 | 0.0020777 | 0.00052072 | 0 | 0 |  | 1 | TRUE | wye
8 | LV_1631-80_1_3_load_45 | 16 | 0.0012478 | 0.00031273 | 0 | 0 |  | 1 | TRUE | wye
9 | LV_1631-80_1_3_load_44 | 17 | 0.0012478 | 0.00031274 | 0 | 0 |  | 1 | TRUE | wye
10 | LV_1631-80_1_3_load_57 | 18 | 0.0018909 | 0.00047391 | 0 | 0 |  | 1 | TRUE | wye
11 | LV_1631-80_1_3_load_39 | 19 | 0.00066313 | 0.00016619 | 0 | 0 |  | 1 | TRUE | wye
12 | LV_1631-80_1_3_load_36 | 20 | 0.0012623 | 0.00031635 | 0 | 0 |  | 1 | TRUE | wye
13 | LV_1631-80_1_3_load_33 | 21 | 0.003923 | 0.0009832 | 0 | 0 |  | 1 | TRUE | wye
14 | LV_1631-80_1_3_load_42 | 22 | 0.0011932 | 0.00029904 | 0 | 0 |  | 1 | TRUE | wye
15 | LV_1631-80_1_3_load_43 | 23 | 0.00096063 | 0.00024076 | 0 | 0 |  | 1 | TRUE | wye
16 | LV_1631-80_1_3_load_58 | 24 | 0.0011651 | 0.000292 | 0 | 0 |  | 1 | TRUE | wye
17 | LV_1631-80_1_3_load_29 | 25 | 0.00089989 | 0.00022553 | 0 | 0 |  | 1 | TRUE | wye
18 | LV_1631-80_1_3_load_31 | 27 | 0.0017585 | 0.00044073 | 0 | 0 |  | 1 | TRUE | wye
19 | LV_1631-80_1_3_load_67 | 28 | 0.0014864 | 0.00037252 | 0 | 0 |  | 1 | TRUE | wye
20 | LV_1631-80_1_3_load_65 | 29 | 0.0018924 | 0.00047428 | 0 | 0 |  | 1 | TRUE | wye
21 | LV_1631-80_1_3_load_125 | 31 | 0.00040312 | 0.00010103 | 0 | 0 |  | 1 | TRUE | wye
22 | LV_1631-80_1_3_load_66 | 32 | 0.0005047 | 0.00012649 | 0 | 0 |  | 1 | TRUE | wye
23 | LV_1631-80_1_3_load_35 | 34 | 0.00090593 | 0.00022705 | 0 | 0 |  | 1 | TRUE | wye
24 | LV_1631-80_1_3_load_38 | 35 | 0.0015585 | 0.0003906 | 0 | 0 |  | 1 | TRUE | wye
25 | LV_1631-80_1_3_load_68 | 36 | 0.0010785 | 0.0002703 | 0 | 0 |  | 1 | TRUE | wye
26 | LV_1631-80_1_3_load_60 | 38 | 0.00039593 | 9.9228e-05 | 0 | 0 |  | 1 | TRUE | wye
27 | LV_1631-80_1_3_load_50 | 40 | 0.0007548 | 0.00018917 | 0 | 0 |  | 1 | TRUE | wye
28 | LV_1631-80_1_3_load_61 | 41 | 0.0012941 | 0.00032433 | 0 | 0 |  | 1 | TRUE | wye
29 | LV_1631-80_1_3_load_46 | 42 | 0.0027195 | 0.00068158 | 0 | 0 |  | 1 | TRUE | wye
30 | LV_1631-80_1_3_load_52 | 43 | 0.00039012 | 9.7774e-05 | 0 | 0 |  | 1 | TRUE | wye
31 | LV_1631-80_1_3_load_53 | 44 | 0.00062652 | 0.00015702 | 0 | 0 |  | 1 | TRUE | wye
32 | LV_1631-80_1_3_load_55 | 45 | 0.00079326 | 0.00019881 | 0 | 0 |  | 1 | TRUE | wye
33 | LV_1631-80_1_3_load_54 | 47 | 0.0010227 | 0.0002563 | 0 | 0 |  | 1 | TRUE | wye
34 | LV_1631-80_1_3_load_63 | 51 | 0.0022125 | 0.00055451 | 0 | 0 |  | 1 | TRUE | wye
35 | LV_1631-80_1_3_load_113 | 52 | 0.0009781 | 0.00024513 | 0 | 0 |  | 1 | TRUE | wye
36 | LV_1631-80_1_3_load_64 | 55 | 0.0014082 | 0.00035293 | 0 | 0 |  | 1 | TRUE | wye
37 | LV_1631-80_1_3_load_59 | 56 | 0.012532 | 0.0031409 | 0 | 0 |  | 1 | TRUE | wye
38 | LV_1631-80_1_3_load_118 | 57 | 0.0012162 | 0.00030481 | 0 | 0 |  | 1 | TRUE | wye
39 | LV_1631-80_1_3_load_72 | 58 | 0.0013229 | 0.00033154 | 0 | 0 |  | 1 | TRUE | wye
40 | LV_1631-80_1_3_load_73 | 59 | 0.00043199 | 0.00010827 | 0 | 0 |  | 1 | TRUE | wye
41 | LV_1631-80_1_3_load_75 | 61 | 0.00045838 | 0.00011488 | 0 | 0 |  | 1 | TRUE | wye
42 | LV_1631-80_1_3_load_76 | 62 | 0.00066841 | 0.00016752 | 0 | 0 |  | 1 | TRUE | wye
43 | LV_1631-80_1_3_load_80 | 65 | 0.00024178 | 6.0595e-05 | 0 | 0 |  | 1 | TRUE | wye
44 | LV_1631-80_1_3_load_78 | 67 | 0.00017274 | 4.3293e-05 | 0 | 0 |  | 1 | TRUE | wye
45 | LV_1631-80_1_3_load_79 | 68 | 0.00036834 | 9.2314e-05 | 0 | 0 |  | 1 | TRUE | wye
46 | LV_1631-80_1_3_load_81 | 71 | 0.00036776 | 9.217e-05 | 0 | 0 |  | 1 | TRUE | wye
47 | LV_1631-80_1_3_load_83 | 72 | 0.00043892 | 0.00011 | 0 | 0 |  | 1 | TRUE | wye
48 | LV_1631-80_1_3_load_114 | 73 | 0.00077733 | 0.00019482 | 0 | 0 |  | 1 | TRUE | wye
49 | LV_1631-80_1_3_load_86 | 74 | 0.00022599 | 5.6638e-05 | 0 | 0 |  | 1 | TRUE | wye
50 | LV_1631-80_1_3_load_111 | 77 | 0.0010069 | 0.00025235 | 0 | 0 |  | 1 | TRUE | wye
51 | LV_1631-80_1_3_load_90 | 78 | 0.00038545 | 9.6602e-05 | 0 | 0 |  | 1 | TRUE | wye
52 | LV_1631-80_1_3_load_89 | 79 | 0.00019799 | 4.9622e-05 | 0 | 0 |  | 1 | TRUE | wye
53 | LV_1631-80_1_3_load_91 | 80 | 0.00062208 | 0.00015591 | 0 | 0 |  | 1 | TRUE | wye
54 | LV_1631-80_1_3_load_92 | 81 | 0.0005155 | 0.0001292 | 0 | 0 |  | 1 | TRUE | wye
55 | LV_1631-80_1_3_load_110 | 83 | 0.00063499 | 0.00015914 | 0 | 0 |  | 1 | TRUE | wye
56 | LV_1631-80_1_3_load_104 | 85 | 0.0006898 | 0.00017288 | 0 | 0 |  | 1 | TRUE | wye
57 | LV_1631-80_1_3_load_115 | 88 | 0.00099944 | 0.00025048 | 0 | 0 |  | 1 | TRUE | wye
58 | LV_1631-80_1_3_load_95 | 90 | 0.0011839 | 0.00029672 | 0 | 0 |  | 1 | TRUE | wye
59 | LV_1631-80_1_3_load_96 | 91 | 0.00075261 | 0.00018862 | 0 | 0 |  | 1 | TRUE | wye
60 | LV_1631-80_1_3_load_102 | 92 | 0.00067002 | 0.00016792 | 0 | 0 |  | 1 | TRUE | wye
61 | LV_1631-80_1_3_load_103 | 93 | 0.0010803 | 0.00027075 | 0 | 0 |  | 1 | TRUE | wye
62 | LV_1631-80_1_3_load_108 | 94 | 0.00083951 | 0.0002104 | 0 | 0 |  | 1 | TRUE | wye
63 | LV_1631-80_1_3_load_107 | 95 | 0.00069699 | 0.00017468 | 0 | 0 |  | 1 | TRUE | wye
64 | LV_1631-80_1_3_load_105 | 97 | 0.00087135 | 0.00021838 | 0 | 0 |  | 1 | TRUE | wye
65 | LV_1631-80_1_3_load_119 | 98 | 0.0016188 | 0.00040571 | 0 | 0 |  | 1 | TRUE | wye
66 | LV_1631-80_1_3_load_120 | 99 | 0.00050759 | 0.00012721 | 0 | 0 |  | 1 | TRUE | wye
67 | LV_1631-80_1_3_load_121 | 100 | 0.0020908 | 0.00052402 | 0 | 0 |  | 1 | TRUE | wye
68 | LV_1631-80_1_3_load_126 | 101 | 0.0011217 | 0.00028113 | 0 | 0 |  | 1 | TRUE | wye
69 | LV_1631-80_1_3_load_122 | 102 | 0.00062317 | 0.00015618 | 0 | 0 |  | 1 | TRUE | wye
70 | LV_1631-80_1_3_load_139 | 104 | 0.00065438 | 0.000164 | 0 | 0 |  | 1 | TRUE | wye
71 | LV_1631-80_1_3_load_140 | 105 | 0.00095118 | 0.00023839 | 0 | 0 |  | 1 | TRUE | wye
72 | LV_1631-80_1_3_load_144 | 108 | 0.00039392 | 9.8725e-05 | 0 | 0 |  | 1 | TRUE | wye

## ext_grid
| name | bus | vm_pu | va_degree | slack_weight | in_service
0 |  | 39 | 1 | 0 | 1 | TRUE

## line
| name | std_type | from_bus | to_bus | length_km | r_ohm_per_km | x_ohm_per_km | c_nf_per_km | g_us_per_km | max_i_ka | df | parallel | type | in_service
0 | LV_1631-80_1_3_line_0 | NAYY 4x150 SE | 0 | 1 | 0.06773 | 0.208 | 0.08 | 261 | 0 | 0.27 | 1 | 1 | cs | TRUE
1 | LV_1631-80_1_3_line_1 | NAYY 4x150 SE | 1 | 15 | 0.070139 | 0.208 | 0.08 | 261 | 0 | 0.27 | 1 | 1 | cs | TRUE
2 | LV_1631-80_1_3_line_2 | NAYY 4x150 SE | 1 | 2 | 0.069018 | 0.208 | 0.08 | 261 | 0 | 0.27 | 1 | 1 | cs | TRUE
3 | LV_1631-80_1_3_line_3 | NAYY 4x150 SE | 1 | 8 | 0.097017 | 0.208 | 0.08 | 261 | 0 | 0.27 | 1 | 1 | cs | TRUE
4 | LV_1631-80_1_3_line_4 | NAYY 4x150 SE | 2 | 3 | 0.011613 | 0.208 | 0.08 | 261 | 0 | 0.27 | 1 | 1 | cs | TRUE
5 | LV_1631-80_1_3_line_5 | NAYY 4x150 SE | 3 | 43 | 0.10434 | 0.208 | 0.08 | 261 | 0 | 0.27 | 1 | 1 | cs | TRUE
6 | LV_1631-80_1_3_line_6 | NAYY 4x150 SE | 3 | 42 | 0.0264 | 0.208 | 0.08 | 261 | 0 | 0.27 | 1 | 1 | cs | TRUE
7 | LV_1631-80_1_3_line_7 | NAYY 4x150 SE | 4 | 5 | 0.028611 | 0.208 | 0.08 | 261 | 0 | 0.27 | 1 | 1 | cs | TRUE
8 | LV_1631-80_1_3_line_8 | NAYY 4x150 SE | 4 | 6 | 0.0043265 | 0.208 | 0.08 | 261 | 0 | 0.27 | 1 | 1 | cs | TRUE
9 | LV_1631-80_1_3_line_9 | NAYY 4x150 SE | 5 | 7 | 0.026767 | 0.208 | 0.08 | 261 | 0 | 0.27 | 1 | 1 | cs | TRUE
10 | LV_1631-80_1_3_line_10 | NAYY 4x150 SE | 6 | 8 | 0.023715 | 0.208 | 0.08 | 261 | 0 | 0.27 | 1 | 1 | cs | TRUE
11 | LV_1631-80_1_3_line_11 | NAYY 4x150 SE | 6 | 9 | 0.009364 | 0.208 | 0.08 | 261 | 0 | 0.27 | 1 | 1 | cs | TRUE
12 | LV_1631-80_1_3_line_12 | NAYY 4x150 SE | 7 | 10 | 0.0086078 | 0.208 | 0.08 | 261 | 0 | 0.27 | 1 | 1 | cs | TRUE
13 | LV_1631-80_1_3_line_13 | NAYY 4x150 SE | 9 | 11 | 0.021385 | 0.208 | 0.08 | 261 | 0 | 0.27 | 1 | 1 | cs | TRUE
14 | LV_1631-80_1_3_line_14 | NAYY 4x150 SE | 9 | 12 | 0.020979 | 0.208 | 0.08 | 261 | 0 | 0.27 | 1 | 1 | cs | TRUE
15 | LV_1631-80_1_3_line_15 | NAYY 4x150 SE | 10 | 13 | 0.024773 | 0.208 | 0.08 | 261 | 0 | 0.27 | 1 | 1 | cs | TRUE
16 | LV_1631-80_1_3_line_16 | NAYY 4x150 SE | 10 | 14 | 0.022888 | 0.208 | 0.08 | 261 | 0 | 0.27 | 1 | 1 | cs | TRUE
17 | LV_1631-80_1_3_line_17 | NAYY 4x150 SE | 11 | 16 | 0.014995 | 0.208 | 0.08 | 261 | 0 | 0.27 | 1 | 1 | cs | TRUE
18 | LV_1631-80_1_3_line_18 | NAYY 4x150 SE | 11 | 17 | 0.010109 | 0.208 | 0.08 | 261 | 0 | 0.27 | 1 | 1 | cs | TRUE
19 | LV_1631-80_1_3_line_19 | NAYY 4x150 SE | 12 | 18 | 0.010387 | 0.208 | 0.08 | 261 | 0 | 0.27 | 1 | 1 | cs | TRUE
20 | LV_1631-80_1_3_line_20 | NAYY 4x150 SE | 13 | 19 | 0.0044199 | 0.208 | 0.08 | 261 | 0 | 0.27 | 1 | 1 | cs | TRUE
21 | LV_1631-80_1_3_line_21 | NAYY 4x150 SE | 14 | 20 | 0.0094565 | 0.208 | 0.08 | 261 | 0 | 0.27 | 1 | 1 | cs | TRUE
22 | LV_1631-80_1_3_line_22 | NAYY 4x150 SE | 14 | 21 | 0.054247 | 0.208 | 0.08 | 261 | 0 | 0.27 | 1 | 1 | cs | TRUE
23 | LV_1631-80_1_3_line_23 | NAYY 4x150 SE | 15 | 22 | 0.045352 | 0.208 | 0.08 | 261 | 0 | 0.27 | 1 | 1 | cs | TRUE
24 | LV_1631-80_1_3_line_24 | NAYY 4x150 SE | 15 | 23 | 0.024879 | 0.208 | 0.08 | 261 | 0 | 0.27 | 1 | 1 | cs | TRUE
25 | LV_1631-80_1_3_line_25 | NAYY 4x150 SE | 18 | 24 | 0.011147 | 0.208 | 0.08 | 261 | 0 | 0.27 | 1 | 1 | cs | TRUE
26 | LV_1631-80_1_3_line_26 | NAYY 4x150 SE | 19 | 36 | 0.09307 | 0.208 | 0.08 | 261 | 0 | 0.27 | 1 | 1 | cs | TRUE
27 | LV_1631-80_1_3_line_27 | NAYY 4x150 SE | 20 | 35 | 0.0048185 | 0.208 | 0.08 | 261 | 0 | 0.27 | 1 | 1 | cs | TRUE
28 | LV_1631-80_1_3_line_28 | NAYY 4x150 SE | 21 | 34 | 0.0061417 | 0.208 | 0.08 | 261 | 0 | 0.27 | 1 | 1 | cs | TRUE
29 | LV_1631-80_1_3_line_29 | NAYY 4x150 SE | 22 | 37 | 0.10671 | 0.208 | 0.08 | 261 | 0 | 0.27 | 1 | 2 | cs | TRUE
30 | LV_1631-80_1_3_line_30 | NAYY 4x150 SE | 23 | 38 | 0.024172 | 0.208 | 0.08 | 261 | 0 | 0.27 | 1 | 1 | cs | TRUE
31 | LV_1631-80_1_3_line_31 | NAYY 4x150 SE | 24 | 56 | 0.028326 | 0.208 | 0.08 | 261 | 0 | 0.27 | 1 | 1 | cs | TRUE
32 | LV_1631-80_1_3_line_32 | NAYY 4x150 SE | 25 | 26 | 0.090649 | 0.208 | 0.08 | 261 | 0 | 0.27 | 1 | 1 | cs | TRUE
33 | LV_1631-80_1_3_line_33 | NAYY 4x150 SE | 26 | 27 | 0.088229 | 0.208 | 0.08 | 261 | 0 | 0.27 | 1 | 1 | cs | TRUE
34 | LV_1631-80_1_3_line_34 | NAYY 4x150 SE | 27 | 30 | 0.086325 | 0.208 | 0.08 | 261 | 0 | 0.27 | 1 | 1 | cs | TRUE
35 | LV_1631-80_1_3_line_35 | NAYY 4x150 SE | 28 | 29 | 0.0099893 | 0.208 | 0.08 | 261 | 0 | 0.27 | 1 | 1 | cs | TRUE
36 | LV_1631-80_1_3_line_36 | NAYY 4x150 SE | 29 | 55 | 0.0034305 | 0.208 | 0.08 | 261 | 0 | 0.27 | 1 | 1 | cs | TRUE
37 | LV_1631-80_1_3_line_37 | NAYY 4x150 SE | 30 | 31 | 0.068907 | 0.208 | 0.08 | 261 | 0 | 0.27 | 1 | 1 | cs | TRUE
38 | LV_1631-80_1_3_line_38 | NAYY 4x150 SE | 31 | 32 | 0.092368 | 0.208 | 0.08 | 261 | 0 | 0.27 | 1 | 1 | cs | TRUE
39 | LV_1631-80_1_3_line_39 | NAYY 4x150 SE | 32 | 33 | 0.13719 | 0.208 | 0.08 | 261 | 0 | 0.27 | 1 | 1 | cs | TRUE
40 | LV_1631-80_1_3_line_40 | NAYY 4x150 SE | 33 | 51 | 0.02667 | 0.208 | 0.08 | 261 | 0 | 0.27 | 1 | 1 | cs | TRUE
41 | LV_1631-80_1_3_line_41 | NAYY 4x150 SE | 33 | 43 | 0.054216 | 0.208 | 0.08 | 261 | 0 | 0.27 | 1 | 1 | cs | TRUE
42 | LV_1631-80_1_3_line_42 | NAYY 4x150 SE | 37 | 39 | 0.1363 | 0.208 | 0.08 | 261 | 0 | 0.27 | 1 | 2 | cs | TRUE
43 | LV_1631-80_1_3_line_43 | NAYY 4x150 SE | 37 | 40 | 0.18073 | 0.208 | 0.08 | 261 | 0 | 0.27 | 1 | 1 | cs | TRUE
44 | LV_1631-80_1_3_line_44 | NAYY 4x150 SE | 38 | 41 | 0.032985 | 0.208 | 0.08 | 261 | 0 | 0.27 | 1 | 1 | cs | TRUE
45 | LV_1631-80_1_3_line_45 | NAYY 4x150 SE | 39 | 44 | 0.038388 | 0.208 | 0.08 | 261 | 0 | 0.27 | 1 | 1 | cs | TRUE
46 | LV_1631-80_1_3_line_46 | NAYY 4x150 SE | 40 | 45 | 0.085844 | 0.208 | 0.08 | 261 | 0 | 0.27 | 1 | 1 | cs | TRUE
47 | LV_1631-80_1_3_line_47 | NAYY 4x150 SE | 44 | 46 | 0.15069 | 0.208 | 0.08 | 261 | 0 | 0.27 | 1 | 1 | cs | TRUE
48 | LV_1631-80_1_3_line_48 | NAYY 4x150 SE | 45 | 50 | 0.0095647 | 0.208 | 0.08 | 261 | 0 | 0.27 | 1 | 1 | cs | TRUE
49 | LV_1631-80_1_3_line_49 | NAYY 4x150 SE | 46 | 57 | 0.032286 | 0.208 | 0.08 | 261 | 0 | 0.27 | 1 | 1 | cs | TRUE
50 | LV_1631-80_1_3_line_50 | NAYY 4x150 SE | 46 | 49 | 0.056224 | 0.208 | 0.08 | 261 | 0 | 0.27 | 1 | 1 | cs | TRUE
51 | LV_1631-80_1_3_line_51 | NAYY 4x150 SE | 47 | 48 | 0.29639 | 0.208 | 0.08 | 261 | 0 | 0.27 | 1 | 1 | cs | TRUE
52 | LV_1631-80_1_3_line_52 | NAYY 4x150 SE | 47 | 49 | 0.13476 | 0.208 | 0.08 | 261 | 0 | 0.27 | 1 | 1 | cs | TRUE
53 | LV_1631-80_1_3_line_53 | NAYY 4x150 SE | 48 | 52 | 0.07922 | 0.208 | 0.08 | 261 | 0 | 0.27 | 1 | 1 | cs | TRUE
54 | LV_1631-80_1_3_line_54 | NAYY 4x150 SE | 48 | 53 | 0.077633 | 0.208 | 0.08 | 261 | 0 | 0.27 | 1 | 1 | cs | TRUE
55 | LV_1631-80_1_3_line_55 | NAYY 4x150 SE | 49 | 93 | 0.089331 | 0.208 | 0.08 | 261 | 0 | 0.27 | 1 | 1 | cs | TRUE
56 | LV_1631-80_1_3_line_56 | NAYY 4x150 SE | 50 | 54 | 0.26373 | 0.208 | 0.08 | 261 | 0 | 0.27 | 1 | 1 | cs | TRUE
57 | LV_1631-80_1_3_line_57 | NAYY 4x150 SE | 51 | 55 | 0.0015773 | 0.208 | 0.08 | 261 | 0 | 0.27 | 1 | 1 | cs | TRUE
58 | LV_1631-80_1_3_line_58 | NAYY 4x150 SE | 53 | 94 | 0.077549 | 0.208 | 0.08 | 261 | 0 | 0.27 | 1 | 1 | cs | TRUE
59 | LV_1631-80_1_3_line_59 | NAYY 4x150 SE | 54 | 102 | 0.017525 | 0.208 | 0.08 | 261 | 0 | 0.27 | 1 | 1 | cs | TRUE
60 | LV_1631-80_1_3_line_60 | NAYY 4x150 SE | 57 | 98 | 0.01295 | 0.208 | 0.08 | 261 | 0 | 0.27 | 1 | 1 | cs | TRUE
61 | LV_1631-80_1_3_line_61 | NAYY 4x150 SE | 58 | 59 | 0.0083392 | 0.208 | 0.08 | 261 | 0 | 0.27 | 1 | 1 | cs | TRUE
62 | LV_1631-80_1_3_line_62 | NAYY 4x150 SE | 58 | 60 | 0.019905 | 0.208 | 0.08 | 261 | 0 | 0.27 | 1 | 1 | cs | TRUE
63 | LV_1631-80_1_3_line_63 | NAYY 4x150 SE | 59 | 61 | 0.0034059 | 0.208 | 0.08 | 261 | 0 | 0.27 | 1 | 1 | cs | TRUE
64 | LV_1631-80_1_3_line_64 | NAYY 4x150 SE | 60 | 62 | 0.025108 | 0.208 | 0.08 | 261 | 0 | 0.27 | 1 | 1 | cs | TRUE
65 | LV_1631-80_1_3_line_65 | NAYY 4x150 SE | 60 | 63 | 0.2063 | 0.208 | 0.08 | 261 | 0 | 0.27 | 1 | 1 | cs | TRUE
66 | LV_1631-80_1_3_line_66 | NAYY 4x150 SE | 61 | 66 | 0.032392 | 0.208 | 0.08 | 261 | 0 | 0.27 | 1 | 1 | cs | TRUE
67 | LV_1631-80_1_3_line_67 | NAYY 4x150 SE | 63 | 64 | 0.23519 | 0.208 | 0.08 | 261 | 0 | 0.27 | 1 | 1 | cs | TRUE
68 | LV_1631-80_1_3_line_68 | NAYY 4x150 SE | 63 | 65 | 0.034024 | 0.208 | 0.08 | 261 | 0 | 0.27 | 1 | 1 | cs | TRUE
69 | LV_1631-80_1_3_line_69 | NAYY 4x150 SE | 64 | 73 | 0.13726 | 0.208 | 0.08 | 261 | 0 | 0.27 | 1 | 1 | cs | TRUE
70 | LV_1631-80_1_3_line_70 | NAYY 4x150 SE | 65 | 71 | 0.020948 | 0.208 | 0.08 | 261 | 0 | 0.27 | 1 | 1 | cs | TRUE
71 | LV_1631-80_1_3_line_71 | NAYY 4x150 SE | 66 | 67 | 0.085296 | 0.208 | 0.08 | 261 | 0 | 0.27 | 1 | 1 | cs | TRUE
72 | LV_1631-80_1_3_line_72 | NAYY 4x150 SE | 66 | 68 | 0.16521 | 0.208 | 0.08 | 261 | 0 | 0.27 | 1 | 1 | cs | TRUE
73 | LV_1631-80_1_3_line_73 | NAYY 4x150 SE | 67 | 69 | 0.26919 | 0.208 | 0.08 | 261 | 0 | 0.27 | 1 | 1 | cs | TRUE
74 | LV_1631-80_1_3_line_74 | NAYY 4x150 SE | 69 | 70 | 0.060193 | 0.208 | 0.08 | 261 | 0 | 0.27 | 1 | 1 | cs | TRUE
75 | LV_1631-80_1_3_line_75 | NAYY 4x150 SE | 70 | 75 | 0.08899 | 0.208 | 0.08 | 261 | 0 | 0.27 | 1 | 1 | cs | TRUE
76 | LV_1631-80_1_3_line_76 | NAYY 4x150 SE | 70 | 74 | 0.05414 | 0.208 | 0.08 | 261 | 0 | 0.27 | 1 | 1 | cs | TRUE
77 | LV_1631-80_1_3_line_77 | NAYY 4x150 SE | 71 | 72 | 0.083229 | 0.208 | 0.08 | 261 | 0 | 0.27 | 1 | 1 | cs | TRUE
78 | LV_1631-80_1_3_line_78 | NAYY 4x150 SE | 73 | 76 | 0.13952 | 0.208 | 0.08 | 261 | 0 | 0.27 | 1 | 1 | cs | TRUE
79 | LV_1631-80_1_3_line_79 | NAYY 4x150 SE | 75 | 78 | 0.073187 | 0.208 | 0.08 | 261 | 0 | 0.27 | 1 | 1 | cs | TRUE
80 | LV_1631-80_1_3_line_80 | NAYY 4x150 SE | 75 | 79 | 0.0044345 | 0.208 | 0.08 | 261 | 0 | 0.27 | 1 | 1 | cs | TRUE
81 | LV_1631-80_1_3_line_81 | NAYY 4x150 SE | 76 | 77 | 0.057872 | 0.208 | 0.08 | 261 | 0 | 0.27 | 1 | 1 | cs | TRUE
82 | LV_1631-80_1_3_line_82 | NAYY 4x150 SE | 76 | 83 | 0.31201 | 0.208 | 0.08 | 261 | 0 | 0.27 | 1 | 1 | cs | TRUE
83 | LV_1631-80_1_3_line_83 | NAYY 4x150 SE | 76 | 94 | 0.092201 | 0.208 | 0.08 | 261 | 0 | 0.27 | 1 | 1 | cs | TRUE
84 | LV_1631-80_1_3_line_84 | NAYY 4x150 SE | 78 | 80 | 0.033558 | 0.208 | 0.08 | 261 | 0 | 0.27 | 1 | 1 | cs | TRUE
85 | LV_1631-80_1_3_line_85 | NAYY 4x150 SE | 81 | 82 | 0.22292 | 0.208 | 0.08 | 261 | 0 | 0.27 | 1 | 1 | cs | TRUE
86 | LV_1631-80_1_3_line_86 | NAYY 4x150 SE | 81 | 83 | 0.17499 | 0.208 | 0.08 | 261 | 0 | 0.27 | 1 | 1 | cs | TRUE
87 | LV_1631-80_1_3_line_87 | NAYY 4x150 SE | 82 | 84 | 0.061463 | 0.208 | 0.08 | 261 | 0 | 0.27 | 1 | 1 | cs | TRUE
88 | LV_1631-80_1_3_line_88 | NAYY 4x150 SE | 84 | 85 | 0.014532 | 0.208 | 0.08 | 261 | 0 | 0.27 | 1 | 1 | cs | TRUE
89 | LV_1631-80_1_3_line_89 | NAYY 4x150 SE | 85 | 86 | 0.013874 | 0.208 | 0.08 | 261 | 0 | 0.27 | 1 | 1 | cs | TRUE
90 | LV_1631-80_1_3_line_90 | NAYY 4x150 SE | 86 | 87 | 0.31697 | 0.208 | 0.08 | 261 | 0 | 0.27 | 1 | 1 | cs | TRUE
91 | LV_1631-80_1_3_line_91 | NAYY 4x150 SE | 87 | 88 | 0.071316 | 0.208 | 0.08 | 261 | 0 | 0.27 | 1 | 1 | cs | TRUE
92 | LV_1631-80_1_3_line_92 | NAYY 4x150 SE | 89 | 90 | 0.25463 | 0.208 | 0.08 | 261 | 0 | 0.27 | 1 | 1 | cs | TRUE
93 | LV_1631-80_1_3_line_93 | NAYY 4x150 SE | 89 | 91 | 0.065796 | 0.208 | 0.08 | 261 | 0 | 0.27 | 1 | 1 | cs | TRUE
94 | LV_1631-80_1_3_line_94 | NAYY 4x150 SE | 90 | 92 | 0.051291 | 0.208 | 0.08 | 261 | 0 | 0.27 | 1 | 1 | cs | TRUE
95 | LV_1631-80_1_3_line_95 | NAYY 4x150 SE | 91 | 93 | 0.007327 | 0.208 | 0.08 | 261 | 0 | 0.27 | 1 | 1 | cs | TRUE
96 | LV_1631-80_1_3_line_96 | NAYY 4x150 SE | 92 | 95 | 0.055051 | 0.208 | 0.08 | 261 | 0 | 0.27 | 1 | 1 | cs | TRUE
97 | LV_1631-80_1_3_line_97 | NAYY 4x150 SE | 95 | 96 | 0.065163 | 0.208 | 0.08 | 261 | 0 | 0.27 | 1 | 1 | cs | TRUE
98 | LV_1631-80_1_3_line_98 | NAYY 4x150 SE | 96 | 97 | 0.010657 | 0.208 | 0.08 | 261 | 0 | 0.27 | 1 | 1 | cs | TRUE
99 | LV_1631-80_1_3_line_99 | NAYY 4x150 SE | 98 | 99 | 0.0061549 | 0.208 | 0.08 | 261 | 0 | 0.27 | 1 | 1 | cs | TRUE
100 | LV_1631-80_1_3_line_100 | NAYY 4x150 SE | 99 | 100 | 0.0025606 | 0.208 | 0.08 | 261 | 0 | 0.27 | 1 | 1 | cs | TRUE
101 | LV_1631-80_1_3_line_101 | NAYY 4x150 SE | 100 | 101 | 0.16421 | 0.208 | 0.08 | 261 | 0 | 0.27 | 1 | 1 | cs | TRUE
102 | LV_1631-80_1_3_line_102 | NAYY 4x150 SE | 102 | 103 | 0.58948 | 0.208 | 0.08 | 261 | 0 | 0.27 | 1 | 1 | cs | TRUE
103 | LV_1631-80_1_3_line_103 | NAYY 4x150 SE | 103 | 108 | 0.012972 | 0.208 | 0.08 | 261 | 0 | 0.27 | 1 | 1 | cs | TRUE
104 | LV_1631-80_1_3_line_104 | NAYY 4x150 SE | 103 | 107 | 0.007427 | 0.208 | 0.08 | 261 | 0 | 0.27 | 1 | 1 | cs | TRUE
105 | LV_1631-80_1_3_line_105 | NAYY 4x150 SE | 104 | 105 | 0.013021 | 0.208 | 0.08 | 261 | 0 | 0.27 | 1 | 1 | cs | TRUE
106 | LV_1631-80_1_3_line_106 | NAYY 4x150 SE | 105 | 106 | 0.19706 | 0.208 | 0.08 | 261 | 0 | 0.27 | 1 | 1 | cs | TRUE
107 | LV_1631-80_1_3_line_107 | NAYY 4x150 SE | 106 | 107 | 0.39166 | 0.208 | 0.08 | 261 | 0 | 0.27 | 1 | 1 | cs | TRUE

## trafo
| name | std_type | hv_bus | lv_bus | sn_mva | vn_hv_kv | vn_lv_kv | vk_percent | vkr_percent | pfe_kw | i0_percent | shift_degree | tap_side | tap_neutral | tap_min | tap_max | tap_step_percent | tap_step_degree | tap_pos | tap_phase_shifter | parallel | df | in_service
0 | LV_1631-80_1_3_trafo_49 | 0.25 MVA 20/0.4 kV | 109 | 39 | 0.25 | 20 | 0.4 | 6 | 1.44 | 0.8 | 0.32 | 150 | hv | 0 | -2 | 2 | 2.5 | 0 | 0 | FALSE | 1 | 1 | TRUE

## line_geodata
| x0 | y0 | x1 | y1 | x2 | y2 | x3 | y3 | x4 | y4 | x5 | y5 | x6 | y6 | x7 | y7 | x8 | y8 | x9 | y9 | x10 | y10 | x11 | y11 | x12 | y12 | x13 | y13 | x14 | y14 | x15 | y15 | x16 | y16 | x17 | y17 | x18 | y18 | x19 | y19 | x20 | y20 | x21 | y21 | x22 | y22 | x23 | y23 | x24 | y24 | x25 | y25 | x26 | y26 | x27 | y27 | x28 | y28 | x29 | y29 | x30 | y30 | x31 | y31 | x32 | y32 | x33 | y33 | x34 | y34 | x35 | y35 | x36 | y36 | x37 | y37 | x38 | y38 | x39 | y39 | x40 | y40 | x41 | y41 | x42 | y42 | x43 | y43
0 | 2731872.6213 | 1201844.9835 | 2731872.6208 | 1201854.313 | 2731873.6008 | 1201866.8221 | 2731875.3006 | 1201875.3552 | 2731877.9187 | 1201884.0198 | 2731883.3548 | 1201896.4383 | 2731891.3214 | 1201908.6068
1 | 2731872.6213 | 1201844.9835 | 2731872.79 | 1201842.1739 | 2731875.3679 | 1201788.8892 | 2731874.9147 | 1201774.935
2 | 2731872.6213 | 1201844.9835 | 2731941.4814 | 1201840.3231
3 | 2731872.6213 | 1201844.9835 | 2731869.2888 | 1201844.5318 | 2731867.1562 | 1201842.1495 | 2731865.8796 | 1201838.5853 | 2731864.289 | 1201812.0072 | 2731861.119 | 1201805.5767 | 2731855.0631 | 1201799.8385 | 2731848.1697 | 1201797.5513 | 2731842.362 | 1201797.1228 | 2731818.5082 | 1201799.8431 | 2731811.0881 | 1201800.3614
4 | 2731945.6467 | 1201829.4835 | 2731941.5272 | 1201840.1787 | 2731941.4814 | 1201840.3231
5 | 2731945.6467 | 1201829.4835 | 2731951.6324 | 1201825.6461 | 2731957.195 | 1201821.9994 | 2731959.2565 | 1201818.987 | 2731962.95 | 1201811.029 | 2731973.0878 | 1201787.1009 | 2731975.7982 | 1201780.5668 | 2731978.3743 | 1201773.9074 | 2731986.0742 | 1201746.6006 | 2731987.7815 | 1201743.4247 | 2731990.6624 | 1201742.2652 | 2731993.5205 | 1201742.4841
6 | 2731945.6467 | 1201829.4835 | 2731954.8266 | 1201804.7307
7 | 2731767.1336 | 1201773.1932 | 2731768.1641 | 1201774.6685 | 2731777.9952 | 1201789.4413 | 2731784.4405 | 1201795.8171
8 | 2731787.6975 | 1201798.6625 | 2731784.9398 | 1201796.311 | 2731784.4405 | 1201795.8171
9 | 2731748.5231 | 1201754.0729 | 2731764.149 | 1201768.92 | 2731767.1336 | 1201773.1932
10 | 2731787.6975 | 1201798.6625 | 2731791.6453 | 1201800.2175 | 2731794.8556 | 1201800.3439 | 2731804.5988 | 1201800.8148 | 2731811.0881 | 1201800.3614
11 | 2731782.8756 | 1201806.6958 | 2731787.6975 | 1201798.6625
12 | 2731742.283 | 1201748.1438 | 2731748.5231 | 1201754.0729
13 | 2731762.0316 | 1201811.7289 | 2731782.8756 | 1201806.6958
14 | 2731782.8756 | 1201806.6958 | 2731780.6263 | 1201815.8088 | 2731780.0704 | 1201822.7131 | 2731781.0846 | 1201827.2678
15 | 2731742.283 | 1201748.1438 | 2731731.8467 | 1201757.3431 | 2731726.2879 | 1201765.6493 | 2731725.7254 | 1201766.3078
16 | 2731742.283 | 1201748.1438 | 2731734.4391 | 1201743.3783 | 2731721.9341 | 1201737.6314
17 | 2731762.6223 | 1201826.7092 | 2731762.0316 | 1201811.7289
18 | 2731762.0316 | 1201811.7289 | 2731754.8283 | 1201804.6362
19 | 2731781.0846 | 1201827.2678 | 2731783.3422 | 1201837.4065
20 | 2731722.8543 | 1201769.6683 | 2731725.7254 | 1201766.3078
21 | 2731721.9341 | 1201737.6314 | 2731713.3405 | 1201733.685
22 | 2731721.9341 | 1201737.6314 | 2731722.2712 | 1201720.9703 | 2731721.2288 | 1201717.4891 | 2731716.521 | 1201713.1041 | 2731707.5472 | 1201708.1246 | 2731695.2404 | 1201705.8182 | 2731690.5215 | 1201706.1593
23 | 2731874.9147 | 1201774.935 | 2731874.4309 | 1201764.4383 | 2731870.3013 | 1201729.8393
24 | 2731874.9147 | 1201774.935 | 2731866.0853 | 1201772.3937 | 2731859.19 | 1201764.6688 | 2731856.2012 | 1201760.2482
25 | 2731783.3422 | 1201837.4065 | 2731783.6934 | 1201838.9834 | 2731785.4982 | 1201840.3465 | 2731792.7623 | 1201840.0525
26 | 2731722.8543 | 1201769.6683 | 2731718.2689 | 1201775.0354 | 2731715.1085 | 1201779.547 | 2731713.3825 | 1201783.5788 | 2731712.0803 | 1201789.4546 | 2731713.6207 | 1201805.2231 | 2731717.9544 | 1201824.1445 | 2731716.9664 | 1201845.8063 | 2731715.7631 | 1201851.6844 | 2731714.1338 | 1201858.6553
27 | 2731708.9617 | 1201731.6742 | 2731713.3405 | 1201733.685
28 | 2731684.3958 | 1201706.6021 | 2731690.5215 | 1201706.1593
29 | 2731857.6547 | 1201623.8806 | 2731870.3013 | 1201729.8393
30 | 2731856.2012 | 1201760.2482 | 2731842.6623 | 1201740.224
31 | 2731806.2133 | 1201859.4295 | 2731805.7585 | 1201847.6102 | 2731802.3915 | 1201842.8544 | 2731798.4764 | 1201839.8213 | 2731792.7623 | 1201840.0525
32 | 2732197.0617 | 1201920.9012 | 2732194.5664 | 1201918.3995 | 2732191.1452 | 1201906.8259 | 2732173.7585 | 1201866.4319 | 2732163.6001 | 1201845.8578 | 2732162.0406 | 1201837.8837
33 | 2732197.0617 | 1201920.9012 | 2732197.0206 | 1201913.4722 | 2732199.4441 | 1201903.3957 | 2732198.9212 | 1201899.1586 | 2732196.4549 | 1201892.9436 | 2732195.1102 | 1201886.9648 | 2732195.2301 | 1201883.6093 | 2732197.0987 | 1201871.7747 | 2732195.7715 | 1201863.9725 | 2732195.1797 | 1201849.0923 | 2732198.5228 | 1201836.3452 | 2732198.6855 | 1201834.3229
34 | 2732180.3948 | 1201751.3554 | 2732187.8749 | 1201763.9419 | 2732190.3958 | 1201770.1025 | 2732193.6457 | 1201793.8929 | 2732195.6722 | 1201803.8122 | 2732198.6419 | 1201817.2106 | 2732199.3526 | 1201826.0332 | 2732198.6855 | 1201834.3229
35 | 2732011.6942 | 1201811.7508 | 2732009.3641 | 1201817.9597 | 2732006.3177 | 1201819.3713
36 | 2732006.3177 | 1201819.3713 | 2732006.3177 | 1201819.3713 | 2732003.7739 | 1201819.0593 | 2732002.9848 | 1201818.6985
37 | 2732180.3948 | 1201751.3554 | 2732174.3743 | 1201746.4406 | 2732161.9071 | 1201723.8695 | 2732158.7387 | 1201710.1553 | 2732152.7806 | 1201689.732
38 | 2732060.5971 | 1201695.569 | 2732152.7806 | 1201689.732
39 | 2731991.9893 | 1201793.1454 | 2732004.8622 | 1201783.6112 | 2732017.7434 | 1201769.229 | 2732034.4576 | 1201752.2962 | 2732049.3332 | 1201744.4855 | 2732066.7787 | 1201735.8088 | 2732068.6811 | 1201733.1042 | 2732068.1052 | 1201731.2567 | 2732063.9078 | 1201713.4501 | 2732062.0631 | 1201699.7764 | 2732060.5971 | 1201695.569
40 | 2731991.9893 | 1201793.1454 | 2731998.5588 | 1201810.0815 | 2732001.5503 | 1201818.0427
41 | 2731991.9893 | 1201793.1454 | 2731988.6883 | 1201783.3426 | 2731988.67 | 1201777.6266 | 2731997.254 | 1201751.3179 | 2731997.5404 | 1201747.6658 | 2731996.3294 | 1201744.5811 | 2731993.5205 | 1201742.4841
42 | 2731857.6547 | 1201623.8806 | 2731938.0192 | 1201513.7909
43 | 2731857.6547 | 1201623.8806 | 2732010.3096 | 1201527.1284
44 | 2731824.0224 | 1201713.0127 | 2731829.6454 | 1201720.9717 | 2731842.6623 | 1201740.224
45 | 2731938.0192 | 1201513.7909 | 2731962.4399 | 1201506.1465 | 2731963.6282 | 1201503.3705 | 2731965.4259 | 1201493.6916
46 | 2732059.5945 | 1201460.6745 | 2732058.9118 | 1201465.9797 | 2732056.4952 | 1201471.2749 | 2732053.4682 | 1201474.2103 | 2732035.0863 | 1201488.3596 | 2732031.5074 | 1201491.8054 | 2732029.1812 | 1201494.3894 | 2732025.6347 | 1201500.8494 | 2732023.4717 | 1201505.3496 | 2732022.2085 | 1201509.4471 | 2732021.217 | 1201515.0295 | 2732017.9885 | 1201520.1955 | 2732011.7481 | 1201525.206 | 2732010.3096 | 1201527.1284
47 | 2731838.9869 | 1201411.7032 | 2731965.4259 | 1201493.6916
48 | 2732060.8152 | 1201451.188 | 2732059.5945 | 1201460.6745
49 | 2731838.9869 | 1201411.7032 | 2731828.4184 | 1201408.9235 | 2731819.9966 | 1201404.1006 | 2731808.489 | 1201402.2667
50 | 2731838.9869 | 1201411.7032 | 2731839.657 | 1201395.1496 | 2731842.1448 | 1201374.5551 | 2731844.2956 | 1201355.7768
51 | 2731969.3948 | 1201018.1639 | 2731972.4267 | 1201031.2077 | 2731981.079 | 1201067.3047 | 2731982.2035 | 1201072.2445 | 2731984.6475 | 1201088.1108 | 2731986.1497 | 1201098.6967 | 2731986.4171 | 1201112.0908 | 2731984.8866 | 1201140.3346 | 2731984.4186 | 1201145.3171 | 2731983.1192 | 1201155.1849 | 2731973.0447 | 1201297.8181 | 2731971.814 | 1201312.2011
52 | 2731844.2956 | 1201355.7768 | 2731971.814 | 1201312.2011
53 | 2732022.0295 | 1201076.383 | 2732016.6405 | 1201066.2894 | 2732011.9339 | 1201059.7692 | 2732008 | 1201055.1565 | 2732002.4946 | 1201052.3883 | 2731969.3948 | 1201018.1639
54 | 2731905.7324 | 1200973.7348 | 2731969.3948 | 1201018.1639
55 | 2731844.2956 | 1201355.7768 | 2731832.1527 | 1201348.4253 | 2731770.9648 | 1201304.8195
56 | 2732060.8152 | 1201451.188 | 2732064.7614 | 1201446.6272 | 2732072.7597 | 1201442.3562 | 2732085.6537 | 1201436.381 | 2732090.9664 | 1201434.0744 | 2732094.2887 | 1201430.5229 | 2732096.693 | 1201422.6922 | 2732096.934 | 1201411.8001 | 2732096.1183 | 1201393.6012 | 2732098.8899 | 1201378.117 | 2732102.5252 | 1201369.7131 | 2732108.496 | 1201365.1971 | 2732114.1973 | 1201363.911 | 2732120.6741 | 1201364.0543 | 2732125.0938 | 1201365.9758 | 2732129.6579 | 1201370.3134 | 2732133.945 | 1201377.8808 | 2732136.1807 | 1201386.6148 | 2732137.2376 | 1201393.9106 | 2732136.7864 | 1201405.0093 | 2732137.431 | 1201412.6962 | 2732140.1552 | 1201417.5936 | 2732146.7286 | 1201421.9757 | 2732144.6621 | 1201415.9142 | 2732143.6392 | 1201408.4635 | 2732143.9387 | 1201397.3392 | 2732145.3966 | 1201377.9118 | 2732147.4988 | 1201364.1253 | 2732146.3938 | 1201355.9056 | 2732142.9203 | 1201350.4579
57 | 2732001.5503 | 1201818.0427 | 2732002.9848 | 1201818.6985
58 | 2731905.7324 | 1200973.7348 | 2731914.3252 | 1200933.6154 | 2731924.4421 | 1200898.5247
59 | 2732142.9203 | 1201350.4579 | 2732144.9043 | 1201343.3851 | 2732144.9173 | 1201337.9812 | 2732143.3575 | 1201333.4681
60 | 2731808.489 | 1201402.2667 | 2731795.7007 | 1201400.2288
61 | 2731746.6154 | 1200274.8259 | 2731738.289 | 1200274.3629
62 | 2731766.4899 | 1200275.931 | 2731746.6154 | 1200274.8259
63 | 2731738.289 | 1200274.3629 | 2731734.8884 | 1200274.1738
64 | 2731766.4899 | 1200275.931 | 2731770.2646 | 1200251.1087
65 | 2731912.2016 | 1200421.9701 | 2731766.4899 | 1200275.931
66 | 2731703.6368 | 1200280.7049 | 2731713.7929 | 1200277.0703 | 2731725.3837 | 1200273.6453 | 2731734.8884 | 1200274.1738
67 | 2731912.2016 | 1200421.9701 | 2731910.6132 | 1200429.0628 | 2731910.3487 | 1200434.1387 | 2731910.4907 | 1200518.0405 | 2731911.0855 | 1200525.5928 | 2731914.0011 | 1200534.6086 | 2731913.7386 | 1200539.5956 | 2731911.9405 | 1200544.8044 | 2731912.1866 | 1200561.2449 | 2731913.5656 | 1200572.94 | 2731916.4272 | 1200584.4009 | 2731919.5795 | 1200592.0098 | 2731923.2224 | 1200598.0949 | 2731931.2506 | 1200609.0585 | 2731937.0408 | 1200616.8813 | 2731946.676 | 1200629.9041 | 2731954.4999 | 1200640.4629 | 2731956.4964 | 1200643.1646
68 | 2731912.2016 | 1200421.9701 | 2731946.1204 | 1200419.2946
69 | 2731956.4964 | 1200643.1646 | 2731972.1699 | 1200661.7363 | 2731980.8067 | 1200668.2432 | 2731989.8074 | 1200672.4119 | 2732004.1929 | 1200686.8854 | 2732030.5604 | 1200704.6706 | 2732046.9768 | 1200719.5894 | 2732061.7406 | 1200729.5808
70 | 2731946.1204 | 1200419.2946 | 2731947.8444 | 1200430.1967 | 2731950.915 | 1200435.6465 | 2731953.9747 | 1200437.6461
71 | 2731703.6368 | 1200280.7049 | 2731706.9511 | 1200244.0383 | 2731714.344 | 1200196.1418
72 | 2731703.6368 | 1200280.7049 | 2731693.3145 | 1200288.0832 | 2731688.2386 | 1200293.7758 | 2731685.0019 | 1200299.2976 | 2731677.787 | 1200315.9961 | 2731675.0756 | 1200327.7455 | 2731675.2841 | 1200339.3591 | 2731677.0607 | 1200355.8444 | 2731678.2285 | 1200360.9074 | 2731681.8905 | 1200373.0531 | 2731682.3512 | 1200380.1354 | 2731682.4139 | 1200393.525 | 2731682.7762 | 1200397.814 | 2731684.4351 | 1200413.0736 | 2731684.4401 | 1200421.8249 | 2731684.9887 | 1200427.3413 | 2731687.3052 | 1200433.4971 | 2731687.8615 | 1200434.5136
73 | 2731970.3749 | 1200112.9917 | 2731714.344 | 1200196.1418
74 | 2731970.3749 | 1200112.9917 | 2731974.3393 | 1200107.297 | 2731976.9065 | 1200099.3475 | 2731985.7576 | 1200096.5408 | 2731996.2126 | 1200106.2793 | 2732007.1227 | 1200112.6585 | 2732015.5108 | 1200115.2903
75 | 2732015.5108 | 1200115.2903 | 2732014.4292 | 1200105.9925 | 2732012.6875 | 1200099.3377 | 2732009.1643 | 1200091.2759 | 2732016.3942 | 1200090.1458 | 2732024.3814 | 1200092.3128 | 2732032.8237 | 1200102.8297 | 2732045.6334 | 1200124.9076 | 2732050.9315 | 1200132.6085
76 | 2732015.5108 | 1200115.2903 | 2732012.5222 | 1200132.3153 | 2732012.3897 | 1200144.8555 | 2732013.6174 | 1200150.9874 | 2732015.6945 | 1200157.972 | 2732016.2001 | 1200161.9752 | 2732015.4538 | 1200163.6934 | 2732013.7815 | 1200165.6135 | 2732011.6734 | 1200166.5788
77 | 2732015.5674 | 1200463.4515 | 2731981.6045 | 1200470.5402 | 2731973.0305 | 1200470.1394 | 2731970.505 | 1200468.9716 | 2731966.3146 | 1200450.4425 | 2731963.6691 | 1200445.4023 | 2731959.4734 | 1200441.2398 | 2731953.9747 | 1200437.6461
78 | 2731947.2285 | 1200809.2783 | 2732061.7406 | 1200729.5808
79 | 2732050.9315 | 1200132.6085 | 2732066.2315 | 1200148.8369 | 2732084.7818 | 1200174.0888 | 2732086.7027 | 1200179.5243 | 2732087.3078 | 1200189.0118 | 2732088.2584 | 1200193.1828
80 | 2732050.9315 | 1200132.6085 | 2732052.2879 | 1200136.8304
81 | 2731947.2285 | 1200809.2783 | 2731998.9243 | 1200835.2918
82 | 2731947.2285 | 1200809.2783 | 2731924.1421 | 1200799.1385 | 2731914.2075 | 1200793.4703 | 2731896.4011 | 1200783.5585 | 2731890.0934 | 1200770.8983 | 2731880.9754 | 1200765.1481 | 2731858.1189 | 1200759.7618 | 2731834.86 | 1200756.3905 | 2731828.2709 | 1200754.0544 | 2731822.6353 | 1200750.2716 | 2731808.2531 | 1200740.1242 | 2731803.8992 | 1200738.3046 | 2731799.7238 | 1200738.0567 | 2731780.4239 | 1200737.8309 | 2731773.737 | 1200739.9296 | 2731768.5154 | 1200742.9168 | 2731751.3468 | 1200754.4695 | 2731746.1956 | 1200757.0357 | 2731732.1036 | 1200760.3053 | 2731728.0656 | 1200761.773 | 2731719.1992 | 1200767.7378 | 2731712.0647 | 1200769.4152 | 2731701.2268 | 1200770.8552 | 2731695.7369 | 1200770.4784 | 2731665.4259 | 1200779.2062
83 | 2731947.2285 | 1200809.2783 | 2731946.706 | 1200813.281 | 2731945.1826 | 1200822.2543 | 2731944.1946 | 1200827.6812 | 2731929.871 | 1200879.6944 | 2731924.4421 | 1200898.5247
84 | 2732110.4891 | 1200217.6798 | 2732101.3916 | 1200209.9393 | 2732091.8604 | 1200200.1099 | 2732088.8004 | 1200195.561 | 2732088.2584 | 1200193.1828
85 | 2731364.163 | 1200821.1756 | 2731366.1182 | 1200816.0702 | 2731373.0459 | 1200807.5158 | 2731374.8298 | 1200806.3875 | 2731376.6632 | 1200803.3588 | 2731379.2674 | 1200787.7928 | 2731383.5743 | 1200784.8296 | 2731390.0159 | 1200784.1819 | 2731405.2436 | 1200786.3851 | 2731414.3587 | 1200789.5213 | 2731416.1748 | 1200785.2023 | 2731416.5099 | 1200779.3162 | 2731417.4795 | 1200779.2041 | 2731421.1931 | 1200780.7092 | 2731430.5002 | 1200790.6883 | 2731432.9277 | 1200804.608 | 2731446.8622 | 1200794.2954 | 2731456.1513 | 1200781.9123 | 2731461.3054 | 1200770.2166 | 2731461.2499 | 1200767.2019 | 2731463.1264 | 1200762.9065 | 2731466.5959 | 1200763.0496 | 2731469.5002 | 1200764.6481 | 2731481.4303 | 1200781.3902 | 2731492.0905 | 1200803.2306
86 | 2731665.4259 | 1200779.2062 | 2731492.0905 | 1200803.2306
87 | 2731364.163 | 1200821.1756 | 2731360.5499 | 1200819.9508 | 2731358.4939 | 1200815.7912 | 2731347.6677 | 1200804.2443 | 2731329.4347 | 1200788.0644 | 2731318.7731 | 1200780.8022
88 | 2731318.7731 | 1200780.8022 | 2731313.5868 | 1200779.7763 | 2731306.6074 | 1200785.8388
89 | 2731300.9363 | 1200774.3052 | 2731304.1811 | 1200784.6624 | 2731304.9785 | 1200785.803 | 2731306.6074 | 1200785.8388
90 | 2731161.1188 | 1200835.0154 | 2731156.4369 | 1200828.0183 | 2731154.9978 | 1200822.1155 | 2731159.9901 | 1200821.2244 | 2731160.2472 | 1200817.8385 | 2731160.6038 | 1200814.0878 | 2731155.9726 | 1200807.2031 | 2731147.6121 | 1200798.4906 | 2731144.4788 | 1200794.4854 | 2731142.6969 | 1200792.0555 | 2731140.9515 | 1200787.6138 | 2731143.5354 | 1200783.0002 | 2731146.389 | 1200778.9375 | 2731149.1624 | 1200778.1755 | 2731155.7427 | 1200779.8768 | 2731161.742 | 1200778.9077 | 2731164.6025 | 1200778.6926 | 2731172.4523 | 1200777.0302 | 2731166.8826 | 1200775.0843 | 2731162.4266 | 1200773.0515 | 2731160.0927 | 1200770.4427 | 2731156.9071 | 1200768.816 | 2731163.4808 | 1200766.6586 | 2731174.885 | 1200766.8202 | 2731185.2189 | 1200769.2489 | 2731195.0042 | 1200773.0778 | 2731201.4468 | 1200779.6577 | 2731211.1233 | 1200785.6637 | 2731213.3797 | 1200785.2129 | 2731214.2124 | 1200775.0455 | 2731221.0105 | 1200777.2298 | 2731233.0607 | 1200786.4571 | 2731239.4226 | 1200785.2737 | 2731263.3548 | 1200806.8716 | 2731272.7431 | 1200807.2781 | 2731271.3529 | 1200786.6872 | 2731287.0694 | 1200787.4441 | 2731287.6697 | 1200778.4948 | 2731300.9363 | 1200774.3052
91 | 2731161.1188 | 1200835.0154 | 2731162.912 | 1200836.934 | 2731164.8891 | 1200839.8352 | 2731168.0949 | 1200842.9636 | 2731169.918 | 1200852.8779 | 2731169.0369 | 1200863.1777 | 2731168.5615 | 1200870.9511 | 2731169.9349 | 1200875.6849 | 2731169.92 | 1200880.5217 | 2731167.0711 | 1200886.1079 | 2731155.5111 | 1200890.9691 | 2731151.6493 | 1200890.3172
92 | 2731795.2914 | 1201240.7505 | 2731793.198 | 1201231.7529 | 2731784.9174 | 1201188.7812 | 2731783.7751 | 1201180.5051 | 2731782.8538 | 1201166.6963 | 2731775.405 | 1201131.916 | 2731766.1762 | 1201103.2569 | 2731765.4729 | 1201098.2041 | 2731765.2032 | 1201092.1379 | 2731766.6678 | 1201085.8097 | 2731767.259 | 1201075.2367 | 2731765.1648 | 1201065.9277 | 2731761.4468 | 1201053.9364 | 2731760.9924 | 1201048.9892 | 2731761.7014 | 1201044.8127 | 2731770.0868 | 1201011.972 | 2731770.7864 | 1201007.8731 | 2731769.0151 | 1201004.9763 | 2731763.0846 | 1201000.4197 | 2731760.9497 | 1200997.7817 | 2731760.2342 | 1200996.0454
93 | 2731795.2914 | 1201240.7505 | 2731787.5543 | 1201242.8482 | 2731784.4374 | 1201254.6887 | 2731781.2018 | 1201280.8822 | 2731777.8491 | 1201294.7857 | 2731775.11 | 1201298.7778
94 | 2731760.2342 | 1200996.0454 | 2731759.0632 | 1200993.2032 | 2731756.1304 | 1200977.7154 | 2731752.4871 | 1200969.2396 | 2731741.2657 | 1200950.4553 | 2731740.5912 | 1200949.2888
95 | 2731775.11 | 1201298.7778 | 2731770.9648 | 1201304.8195
96 | 2731720.9777 | 1200904.6057 | 2731718.0828 | 1200918.1191 | 2731718.4579 | 1200923.8986 | 2731720.8027 | 1200931.1781 | 2731723.625 | 1200935.1101 | 2731735.2927 | 1200940.9162 | 2731737.7228 | 1200944.328 | 2731740.5912 | 1200949.2888
97 | 2731674.1252 | 1200875.7841 | 2731677.3378 | 1200878.2457 | 2731684.9124 | 1200895.9709 | 2731687.909 | 1200899.2505 | 2731691.4032 | 1200900.3395 | 2731697.0427 | 1200899.452 | 2731707.8747 | 1200896.8887 | 2731713.9374 | 1200897.534 | 2731717.0792 | 1200898.7152 | 2731720.1828 | 1200901.2856 | 2731720.9777 | 1200904.6057
98 | 2731674.1252 | 1200875.7841 | 2731679.0261 | 1200866.3212
99 | 2731795.7007 | 1201400.2288 | 2731789.6226 | 1201399.2601 | 2731789.6226 | 1201399.2601
100 | 2731789.6226 | 1201399.2601 | 2731787.2485 | 1201400.2197 | 2731787.2485 | 1201400.2197
101 | 2731740.7424 | 1201551.5228 | 2731752.9888 | 1201539.0279 | 2731766.4117 | 1201525.2798 | 2731768.7122 | 1201520.7493 | 2731771.254 | 1201511.8428 | 2731774.6849 | 1201481.2835 | 2731779.2405 | 1201453.2399 | 2731784.0418 | 1201411.302 | 2731784.5266 | 1201405.5527 | 2731785.9336 | 1201402.1811 | 2731787.2485 | 1201400.2197
102 | 2732143.3575 | 1201333.4681 | 2732693.6863 | 1201122.2177
103 | 2732697.2834 | 1201109.7544 | 2732693.6863 | 1201122.2177
104 | 2732693.6863 | 1201122.2177 | 2732700.6946 | 1201119.7046
105 | 2732912.442 | 1201196.6434 | 2732915.9514 | 1201197.7942 | 2732922.1381 | 1201200.0336 | 2732924.7739 | 1201199.2563
106 | 2733012.3155 | 1201063.1885 | 2732995.7602 | 1201084.7369 | 2732997.8127 | 1201099.939 | 2733008.1331 | 1201112.8343 | 2733005.9593 | 1201120.8589 | 2732999.0251 | 1201126.8759 | 2732996.0914 | 1201130.7248 | 2732984.5698 | 1201131.7581 | 2732965.6496 | 1201139.1539 | 2732956.879 | 1201154.8044 | 2732959.1167 | 1201162.7159 | 2732959.9805 | 1201168.0393 | 2732956.1917 | 1201170.6237 | 2732954.9879 | 1201176.1235 | 2732955.8476 | 1201182.3141 | 2732946.2217 | 1201187.1371 | 2732938.4808 | 1201190.4007 | 2732929.7113 | 1201197.8003 | 2732924.7739 | 1201199.2563
107 | 2733012.3155 | 1201063.1885 | 2732996.0109 | 1201061.8579 | 2732991.1683 | 1201063.8851 | 2732983.4803 | 1201060.667 | 2732964.2688 | 1201051.7214 | 2732959.4505 | 1201048.2114 | 2732959.7555 | 1201043.7481 | 2732965.5646 | 1201039.6964 | 2732976.2886 | 1201030.3721 | 2732975.4708 | 1201027.4294 | 2732973.8614 | 1201024.8138 | 2732964.5997 | 1201023.1842 | 2732956.3452 | 1201022.4889 | 2732950.7881 | 1201024.4557 | 2732945.2367 | 1201026.1668 | 2732935.656 | 1201027.577 | 2732925.8127 | 1201032.9178 | 2732909.5206 | 1201038.5487 | 2732896.4918 | 1201041.2611 | 2732887.9003 | 1201041.6815 | 2732880.4704 | 1201043.6289 | 2732873.0319 | 1201046.6436 | 2732846.5069 | 1201061.788 | 2732835.0347 | 1201070.184 | 2732817.6311 | 1201083.3407 | 2732817.1917 | 1201084.9545 | 2732814.3269 | 1201089.4721 | 2732808.8735 | 1201093.6319 | 2732804.2682 | 1201094.9195 | 2732795.722 | 1201095.0185 | 2732792.0582 | 1201094.3811 | 2732782.5734 | 1201089.4331 | 2732779.9773 | 1201089.064 | 2732774.9248 | 1201090.9421 | 2732762.596 | 1201096.7727 | 2732754.1359 | 1201101.2216 | 2732748.7015 | 1201106.5829 | 2732744.4266 | 1201108.4227 | 2732736.6836 | 1201106.994 | 2732733.0447 | 1201106.6018 | 2732727.2553 | 1201108.4079 | 2732716.8816 | 1201114.3266 | 2732710.905 | 1201117.3629 | 2732700.6946 | 1201119.7046

## bus_geodata
| x | y | coords
0 | 2731891.3214 | 1201908.6068
1 | 2731872.6213 | 1201844.9835
2 | 2731941.4814 | 1201840.3231
3 | 2731945.6467 | 1201829.4835
4 | 2731784.4405 | 1201795.8171
5 | 2731767.1336 | 1201773.1932
6 | 2731787.6975 | 1201798.6625
7 | 2731748.5231 | 1201754.0729
8 | 2731811.0881 | 1201800.3614
9 | 2731782.8756 | 1201806.6958
10 | 2731742.283 | 1201748.1438
11 | 2731762.0316 | 1201811.7289
12 | 2731781.0846 | 1201827.2678
13 | 2731725.7254 | 1201766.3078
14 | 2731721.9341 | 1201737.6314
15 | 2731874.9147 | 1201774.935
16 | 2731762.6223 | 1201826.7092
17 | 2731754.8283 | 1201804.6362
18 | 2731783.3422 | 1201837.4065
19 | 2731722.8543 | 1201769.6683
20 | 2731713.3405 | 1201733.685
21 | 2731690.5215 | 1201706.1593
22 | 2731870.3013 | 1201729.8393
23 | 2731856.2012 | 1201760.2482
24 | 2731792.7623 | 1201840.0525
25 | 2732162.0406 | 1201837.8837
26 | 2732197.0617 | 1201920.9012
27 | 2732198.6855 | 1201834.3229
28 | 2732011.6942 | 1201811.7508
29 | 2732006.3177 | 1201819.3713
30 | 2732180.3948 | 1201751.3554
31 | 2732152.7806 | 1201689.732
32 | 2732060.5971 | 1201695.569
33 | 2731991.9893 | 1201793.1454
34 | 2731684.3958 | 1201706.6021
35 | 2731708.9617 | 1201731.6742
36 | 2731714.1338 | 1201858.6553
37 | 2731857.6547 | 1201623.8806
38 | 2731842.6623 | 1201740.224
39 | 2731938.0192 | 1201513.7909
40 | 2732010.3096 | 1201527.1284
41 | 2731824.0224 | 1201713.0127
42 | 2731954.8266 | 1201804.7307
43 | 2731993.5205 | 1201742.4841
44 | 2731965.4259 | 1201493.6916
45 | 2732059.5945 | 1201460.6745
46 | 2731838.9869 | 1201411.7032
47 | 2731971.814 | 1201312.2011
48 | 2731969.3948 | 1201018.1639
49 | 2731844.2956 | 1201355.7768
50 | 2732060.8152 | 1201451.188
51 | 2732001.5503 | 1201818.0427
52 | 2732022.0295 | 1201076.383
53 | 2731905.7324 | 1200973.7348
54 | 2732142.9203 | 1201350.4579
55 | 2732002.9848 | 1201818.6985
56 | 2731806.2133 | 1201859.4295
57 | 2731808.489 | 1201402.2667
58 | 2731746.6154 | 1200274.8259
59 | 2731738.289 | 1200274.3629
60 | 2731766.4899 | 1200275.931
61 | 2731734.8884 | 1200274.1738
62 | 2731770.2646 | 1200251.1087
63 | 2731912.2016 | 1200421.9701
64 | 2731956.4964 | 1200643.1646
65 | 2731946.1204 | 1200419.2946
66 | 2731703.6368 | 1200280.7049
67 | 2731714.344 | 1200196.1418
68 | 2731687.8615 | 1200434.5136
69 | 2731970.3749 | 1200112.9917
70 | 2732015.5108 | 1200115.2903
71 | 2731953.9747 | 1200437.6461
72 | 2732015.5674 | 1200463.4515
73 | 2732061.7406 | 1200729.5808
74 | 2732011.6734 | 1200166.5788
75 | 2732050.9315 | 1200132.6085
76 | 2731947.2285 | 1200809.2783
77 | 2731998.9243 | 1200835.2918
78 | 2732088.2584 | 1200193.1828
79 | 2732052.2879 | 1200136.8304
80 | 2732110.4891 | 1200217.6798
81 | 2731492.0905 | 1200803.2306
82 | 2731364.163 | 1200821.1756
83 | 2731665.4259 | 1200779.2062
84 | 2731318.7731 | 1200780.8022
85 | 2731306.6074 | 1200785.8388
86 | 2731300.9363 | 1200774.3052
87 | 2731161.1188 | 1200835.0154
88 | 2731151.6493 | 1200890.3172
89 | 2731795.2914 | 1201240.7505
90 | 2731760.2342 | 1200996.0454
91 | 2731775.11 | 1201298.7778
92 | 2731740.5912 | 1200949.2888
93 | 2731770.9648 | 1201304.8195
94 | 2731924.4421 | 1200898.5247
95 | 2731720.9777 | 1200904.6057
96 | 2731674.1252 | 1200875.7841
97 | 2731679.0261 | 1200866.3212
98 | 2731795.7007 | 1201400.2288
99 | 2731789.6226 | 1201399.2602
100 | 2731787.2485 | 1201400.2196
101 | 2731740.7424 | 1201551.5228
102 | 2732143.3575 | 1201333.4681
103 | 2732693.6863 | 1201122.2176
104 | 2732912.442 | 1201196.6434
105 | 2732924.7739 | 1201199.2563
106 | 2733012.3155 | 1201063.1885
107 | 2732700.6946 | 1201119.7046
108 | 2732697.2834 | 1201109.7544
109 | 2731965.4259 | 1201493.6916

## line_std_types
| c_nf_per_km | r_ohm_per_km | x_ohm_per_km | max_i_ka | type | q_mm2 | alpha | voltage_rating
NAYY 4x50 SE | 210 | 0.642 | 0.083 | 0.142 | cs | 50 | 0.00403 | LV
NAYY 4x120 SE | 264 | 0.225 | 0.08 | 0.242 | cs | 120 | 0.00403 | LV
NAYY 4x150 SE | 261 | 0.208 | 0.08 | 0.27 | cs | 150 | 0.00403 | LV
NA2XS2Y 1x95 RM/25 12/20 kV | 216 | 0.313 | 0.132 | 0.252 | cs | 95 | 0.00403 | MV
NA2XS2Y 1x185 RM/25 12/20 kV | 273 | 0.161 | 0.117 | 0.362 | cs | 185 | 0.00403 | MV
NA2XS2Y 1x240 RM/25 12/20 kV | 304 | 0.122 | 0.112 | 0.421 | cs | 240 | 0.00403 | MV
NA2XS2Y 1x95 RM/25 6/10 kV | 315 | 0.313 | 0.123 | 0.249 | cs | 95 | 0.00403 | MV
NA2XS2Y 1x185 RM/25 6/10 kV | 406 | 0.161 | 0.11 | 0.358 | cs | 185 | 0.00403 | MV
NA2XS2Y 1x240 RM/25 6/10 kV | 456 | 0.122 | 0.105 | 0.416 | cs | 240 | 0.00403 | MV
NA2XS2Y 1x150 RM/25 12/20 kV | 250 | 0.206 | 0.116 | 0.319 | cs | 150 | 0.00403 | MV
NA2XS2Y 1x120 RM/25 12/20 kV | 230 | 0.253 | 0.119 | 0.283 | cs | 120 | 0.00403 | MV
NA2XS2Y 1x70 RM/25 12/20 kV | 190 | 0.443 | 0.132 | 0.22 | cs | 70 | 0.00403 | MV
NA2XS2Y 1x150 RM/25 6/10 kV | 360 | 0.206 | 0.11 | 0.315 | cs | 150 | 0.00403 | MV
NA2XS2Y 1x120 RM/25 6/10 kV | 340 | 0.253 | 0.113 | 0.28 | cs | 120 | 0.00403 | MV
NA2XS2Y 1x70 RM/25 6/10 kV | 280 | 0.443 | 0.123 | 0.217 | cs | 70 | 0.00403 | MV
N2XS(FL)2Y 1x120 RM/35 64/110 kV | 112 | 0.153 | 0.166 | 0.366 | cs | 120 | 0.00393 | HV
N2XS(FL)2Y 1x185 RM/35 64/110 kV | 125 | 0.099 | 0.156 | 0.457 | cs | 185 | 0.00393 | HV
N2XS(FL)2Y 1x240 RM/35 64/110 kV | 135 | 0.075 | 0.149 | 0.526 | cs | 240 | 0.00393 | HV
N2XS(FL)2Y 1x300 RM/35 64/110 kV | 144 | 0.06 | 0.144 | 0.588 | cs | 300 | 0.00393 | HV
15-AL1/3-ST1A 0.4 | 11 | 1.8769 | 0.35 | 0.105 | ol | 16 | 0.00403 | LV
24-AL1/4-ST1A 0.4 | 11.25 | 1.2012 | 0.335 | 0.14 | ol | 24 | 0.00403 | LV
48-AL1/8-ST1A 0.4 | 12.2 | 0.5939 | 0.3 | 0.21 | ol | 48 | 0.00403 | LV
94-AL1/15-ST1A 0.4 | 13.2 | 0.306 | 0.29 | 0.35 | ol | 94 | 0.00403 | LV
34-AL1/6-ST1A 10.0 | 9.7 | 0.8342 | 0.36 | 0.17 | ol | 34 | 0.00403 | MV
48-AL1/8-ST1A 10.0 | 10.1 | 0.5939 | 0.35 | 0.21 | ol | 48 | 0.00403 | MV
70-AL1/11-ST1A 10.0 | 10.4 | 0.4132 | 0.339 | 0.29 | ol | 70 | 0.00403 | MV
94-AL1/15-ST1A 10.0 | 10.75 | 0.306 | 0.33 | 0.35 | ol | 94 | 0.00403 | MV
122-AL1/20-ST1A 10.0 | 11.1 | 0.2376 | 0.323 | 0.41 | ol | 122 | 0.00403 | MV
149-AL1/24-ST1A 10.0 | 11.25 | 0.194 | 0.315 | 0.47 | ol | 149 | 0.00403 | MV
34-AL1/6-ST1A 20.0 | 9.15 | 0.8342 | 0.382 | 0.17 | ol | 34 | 0.00403 | MV
48-AL1/8-ST1A 20.0 | 9.5 | 0.5939 | 0.372 | 0.21 | ol | 48 | 0.00403 | MV
70-AL1/11-ST1A 20.0 | 9.7 | 0.4132 | 0.36 | 0.29 | ol | 70 | 0.00403 | MV
94-AL1/15-ST1A 20.0 | 10 | 0.306 | 0.35 | 0.35 | ol | 94 | 0.00403 | MV
122-AL1/20-ST1A 20.0 | 10.3 | 0.2376 | 0.344 | 0.41 | ol | 122 | 0.00403 | MV
149-AL1/24-ST1A 20.0 | 10.5 | 0.194 | 0.337 | 0.47 | ol | 149 | 0.00403 | MV
184-AL1/30-ST1A 20.0 | 10.75 | 0.1571 | 0.33 | 0.535 | ol | 184 | 0.00403 | MV
243-AL1/39-ST1A 20.0 | 11 | 0.1188 | 0.32 | 0.645 | ol | 243 | 0.00403 | MV
48-AL1/8-ST1A 110.0 | 8 | 0.5939 | 0.46 | 0.21 | ol | 48 | 0.00403 | HV
70-AL1/11-ST1A 110.0 | 8.4 | 0.4132 | 0.45 | 0.29 | ol | 70 | 0.00403 | HV
94-AL1/15-ST1A 110.0 | 8.65 | 0.306 | 0.44 | 0.35 | ol | 94 | 0.00403 | HV
122-AL1/20-ST1A 110.0 | 8.5 | 0.2376 | 0.43 | 0.41 | ol | 122 | 0.00403 | HV
149-AL1/24-ST1A 110.0 | 8.75 | 0.194 | 0.41 | 0.47 | ol | 149 | 0.00403 | HV
184-AL1/30-ST1A 110.0 | 8.8 | 0.1571 | 0.4 | 0.535 | ol | 184 | 0.00403 | HV
243-AL1/39-ST1A 110.0 | 9 | 0.1188 | 0.39 | 0.645 | ol | 243 | 0.00403 | HV
305-AL1/39-ST1A 110.0 | 9.2 | 0.0949 | 0.38 | 0.74 | ol | 305 | 0.00403 | HV
490-AL1/64-ST1A 110.0 | 9.75 | 0.059 | 0.37 | 0.96 | ol | 490 | 0.00403 | HV
679-AL1/86-ST1A 110.0 | 9.95 | 0.042 | 0.36 | 1.15 | ol | 679 | 0.00403 | HV
490-AL1/64-ST1A 220.0 | 10 | 0.059 | 0.285 | 0.96 | ol | 490 | 0.00403 | HV
679-AL1/86-ST1A 220.0 | 11.7 | 0.042 | 0.275 | 1.15 | ol | 679 | 0.00403 | HV
490-AL1/64-ST1A 380.0 | 11 | 0.059 | 0.253 | 0.96 | ol | 490 | 0.00403 | HV
679-AL1/86-ST1A 380.0 | 14.6 | 0.042 | 0.25 | 1.15 | ol | 679 | 0.00403 | HV

## trafo_std_types
| i0_percent | pfe_kw | vkr_percent | sn_mva | vn_lv_kv | vn_hv_kv | vk_percent | shift_degree | vector_group | tap_side | tap_neutral | tap_min | tap_max | tap_step_degree | tap_step_percent | tap_phase_shifter
160 MVA 380/110 kV | 0.06 | 60 | 0.25 | 160 | 110 | 380 | 12.2 | 0 | Yy0 | hv | 0 | -9 | 9 | 0 | 1.5 | FALSE
100 MVA 220/110 kV | 0.06 | 55 | 0.26 | 100 | 110 | 220 | 12 | 0 | Yy0 | hv | 0 | -9 | 9 | 0 | 1.5 | FALSE
63 MVA 110/20 kV | 0.04 | 22 | 0.32 | 63 | 20 | 110 | 18 | 150 | YNd5 | hv | 0 | -9 | 9 | 0 | 1.5 | FALSE
40 MVA 110/20 kV | 0.05 | 18 | 0.34 | 40 | 20 | 110 | 16.2 | 150 | YNd5 | hv | 0 | -9 | 9 | 0 | 1.5 | FALSE
25 MVA 110/20 kV | 0.07 | 14 | 0.41 | 25 | 20 | 110 | 12 | 150 | YNd5 | hv | 0 | -9 | 9 | 0 | 1.5 | FALSE
63 MVA 110/10 kV | 0.04 | 22 | 0.32 | 63 | 10 | 110 | 18 | 150 | YNd5 | hv | 0 | -9 | 9 | 0 | 1.5 | FALSE
40 MVA 110/10 kV | 0.05 | 18 | 0.34 | 40 | 10 | 110 | 16.2 | 150 | YNd5 | hv | 0 | -9 | 9 | 0 | 1.5 | FALSE
25 MVA 110/10 kV | 0.07 | 14 | 0.41 | 25 | 10 | 110 | 12 | 150 | YNd5 | hv | 0 | -9 | 9 | 0 | 1.5 | FALSE
0.25 MVA 20/0.4 kV | 0.32 | 0.8 | 1.44 | 0.25 | 0.4 | 20 | 6 | 150 | Yzn5 | hv | 0 | -2 | 2 | 0 | 2.5 | FALSE
0.4 MVA 20/0.4 kV | 0.3375 | 1.35 | 1.425 | 0.4 | 0.4 | 20 | 6 | 150 | Dyn5 | hv | 0 | -2 | 2 | 0 | 2.5 | FALSE
0.63 MVA 20/0.4 kV | 0.2619 | 1.65 | 1.206 | 0.63 | 0.4 | 20 | 6 | 150 | Dyn5 | hv | 0 | -2 | 2 | 0 | 2.5 | FALSE
0.25 MVA 10/0.4 kV | 0.24 | 0.6 | 1.2 | 0.25 | 0.4 | 10 | 4 | 150 | Dyn5 | hv | 0 | -2 | 2 | 0 | 2.5 | FALSE
0.4 MVA 10/0.4 kV | 0.2375 | 0.95 | 1.325 | 0.4 | 0.4 | 10 | 4 | 150 | Dyn5 | hv | 0 | -2 | 2 | 0 | 2.5 | FALSE
0.63 MVA 10/0.4 kV | 0.1873 | 1.18 | 1.0794 | 0.63 | 0.4 | 10 | 4 | 150 | Dyn5 | hv | 0 | -2 | 2 | 0 | 2.5 | FALSE

## trafo3w_std_types
| sn_hv_mva | sn_mv_mva | sn_lv_mva | vn_hv_kv | vn_mv_kv | vn_lv_kv | vk_hv_percent | vk_mv_percent | vk_lv_percent | vkr_hv_percent | vkr_mv_percent | vkr_lv_percent | pfe_kw | i0_percent | shift_mv_degree | shift_lv_degree | vector_group | tap_side | tap_neutral | tap_min | tap_max | tap_step_percent
63/25/38 MVA 110/20/10 kV | 63 | 25 | 38 | 110 | 20 | 10 | 10.4 | 10.4 | 10.4 | 0.28 | 0.32 | 0.35 | 35 | 0.89 | 0 | 0 | YN0yn0yn0 | hv | 0 | -10 | 10 | 1.2
63/25/38 MVA 110/10/10 kV | 63 | 25 | 38 | 110 | 10 | 10 | 10.4 | 10.4 | 10.4 | 0.28 | 0.32 | 0.35 | 35 | 0.89 | 0 | 0 | YN0yn0yn0 | hv | 0 | -10 | 10 | 1.2

## fuse_std_types
| fuse_type | i_rated_a | t_avg | t_min | t_total | x_avg | x_min | x_total
HV 100A | HV 100A | 100 | 0 | [10.0, 3.64, 0.854, 0.281, 0.1, 0.0531, 0.022, 0.01] | [10.0, 4.267, 1.21, 0.403, 0.1, 0.058, 0.022, 0.01] | 0 | [300.0, 350.0, 450.0, 550.0, 700.0, 850.0, 1200.0, 1752.0] | [600.0, 700.0, 900.0, 1150.0, 1665.0, 2000.0, 3000.0, 4313.0]
HV 10A | HV 10A | 10 | 0 | [10.0, 1675.0, 0.344, 0.156, 0.1, 0.0417, 0.0171, 0.01] | [10.0, 1.3, 0.3, 0.155, 0.1, 0.0555, 0.023, 0.01] | 0 | [30.0, 32.0, 35.0, 37.0, 39.0, 50.0, 70.0, 88.0] | [60.0, 70.0, 80.0, 87.0, 94.0, 110.0, 150.0, 216.0]
HV 125A | HV 125A | 125 | 0 | [10.0, 1.82, 0.344, 0.1, 0.0467, 0.0269, 0.01] | [10.0, 2.478, 0.426, 0.1, 0.0427, 0.0211, 0.01] | 0 | [375.0, 500.0, 700.0, 925.0, 1200.0, 1500.0, 2341.0] | [750.0, 1000.0, 1500.0, 2200.0, 3000.0, 4000.0, 5765.0]
HV 160A | HV 160A | 160 | 0 | [10.0, 4.15, 1.03, 0.198, 0.1, 0.051, 0.0172, 0.01] | [10.0, 2.3, 0.734, 0.274, 0.1, 0.046, 0.0177, 0.01] | 0 | [480.0, 550.0, 700.0, 1000.0, 1260.0, 1600.0, 2500.0, 3227.0] | [960.0, 1300.0, 1700.0, 2200.0, 2996.0, 4000.0, 6000.0, 7946.0]
HV 16A | HV 16A | 16 | 0 | [10.0, 0.352, 0.164, 0.1, 0.0649, 0.0342, 0.01] | [10.0, 2.34, 0.722, 0.181, 0.1, 0.055, 0.0296, 0.01] | 0 | [48.0, 60.0, 65.0, 71.0, 80.0, 100.0, 162.0] | [96.0, 110.0, 125.0, 150.0, 168.0, 200.0, 250.0, 398.0]
HV 200A | HV 200A | 200 | 0 | [10.0, 4.267, 1.21, 0.403, 0.1, 0.058, 0.022, 0.01] | [10.0, 3.73, 1.654, 0.328, 0.1, 0.0531, 0.019, 0.01] | 0 | [600.0, 700.0, 900.0, 1150.0, 1665.0, 2000.0, 3000.0, 4313.0] | [1200.0, 1500.0, 1800.0, 2700.0, 3960.0, 5000.0, 7500.0, 10620.0]
HV 20A | HV 20A | 20 | 0 | [10.0, 1.3, 0.3, 0.155, 0.1, 0.0555, 0.023, 0.01] | [10.0, 1.3, 0.161, 0.1, 0.0611, 0.0399, 0.0141, 0.01] | 0 | [60.0, 70.0, 80.0, 87.0, 94.0, 110.0, 150.0, 216.0] | [120.0, 150.0, 200.0, 223.0, 260.0, 300.0, 450.0, 532.0]
HV 25A | HV 25A | 25 | 0 | [10.0, 2.512, 0.833, 0.299, 0.1, 0.0372, 0.0223, 0.01] | [10.0, 3.125, 0.597, 0.198, 0.1, 0.0378, 0.022, 0.01] | 0 | [75.0, 82.0, 90.0, 100.0, 124.0, 170.0, 200.0, 289.0] | [150.0, 170.0, 210.0, 250.0, 294.0, 400.0, 500.0, 711.0]
HV 31.5A | HV 31.5A | 31.5 | 0 | [10.0, 2.34, 0.722, 0.181, 0.1, 0.055, 0.0296, 0.01] | [10.0, 2.84, 0.368, 0.164, 0.1, 0.0621, 0.0378, 0.0195, 0.01] | 0 | [95.0, 110.0, 125.0, 150.0, 165.0, 200.0, 250.0, 390.0] | [189.0, 220.0, 300.0, 350.0, 393.0, 450.0, 530.0, 700.0, 960.0]
HV 40A | HV 40A | 40 | 0 | [10.0, 1.3, 0.161, 0.1, 0.0611, 0.0399, 0.0141, 0.01] | [10.0, 2.05, 0.369, 0.198, 0.1, 0.051, 0.0298, 0.01] | 0 | [120.0, 150.0, 200.0, 223.0, 260.0, 300.0, 450.0, 532.0] | [240.0, 300.0, 400.0, 450.0, 530.0, 650.0, 800.0, 1311.0]
HV 50A | HV 50A | 50 | 0 | [10.0, 3.215, 0.597, 0.198, 0.1, 0.0378, 0.022, 0.01] | [10.0, 3.64, 0.854, 0.281, 0.1, 0.0531, 0.022, 0.01] | 0 | [150.0, 170.0, 210.0, 250.0, 294.0, 400.0, 500.0, 711.0] | [300.0, 350.0, 450.0, 550.0, 700.0, 850.0, 1200.0, 1752.0]
HV 6.3A | HV 6.3A | 6.3 | 0 | [10.0, 1.39, 0.344, 0.168, 0.1, 0.056, 0.0263, 0.01] | [10.0, 1.711, 0.516, 0.198, 0.1, 0.0634, 0.0303, 0.01] | 0 | [19.0, 19.5, 20.4, 20.8, 22.0, 25.0, 32.0, 48.0] | [38.0, 40.0, 43.0, 48.0, 53.0, 60.0, 75.0, 118.0]
HV 63A | HV 63A | 63 | 0 | [10.0, 2.84, 0.368, 0.164, 0.1, 0.0621, 0.0378, 0.0195, 0.01] | [10.0, 1.82, 0.344, 0.1, 0.0467, 0.0269, 0.01] | 0 | [189.0, 220.0, 300.0, 350.0, 393.0, 450.0, 530.0, 700.0, 961.0] | [378.0, 500.0, 700.0, 934.0, 1200.0, 1500.0, 2366.0]
HV 80A | HV 80A | 80 | 0 | [10.0, 2.05, 0.369, 0.198, 0.1, 0.051, 0.0298, 0.01] | [10.0, 4.15, 1.03, 0.198, 0.1, 0.051, 0.0172, 0.01] | 0 | [240.0, 300.0, 400.0, 450.0, 530.0, 650.0, 800.0, 1311.0] | [480.0, 550.0, 700.0, 1000.0, 1260.0, 1600.0, 2500.0, 3227.0]
Siemens NH-1-100 | Siemens NH-1-100 | 100 | [5400.0, 2000.0, 400.0, 20.0, 1.0, 0.2, 0.012, 0.004] | 0 | 0 | [150.0, 190.0, 250.0, 430.0, 900.0, 1250.0, 2700.0, 3600.0] | 0 | 0
Siemens NH-1-125 | Siemens NH-1-125 | 125 | [4800.0, 120.0, 7.0, 0.1, 0.004] | 0 | 0 | [180.0, 400.0, 740.0, 2000.0, 4250.0] | 0 | 0
Siemens NH-1-16 | Siemens NH-1-16 | 16 | [4000.0, 400.0, 2.0, 0.1, 0.04, 0.01] | 0 | 0 | [26.0, 35.0, 75.0, 150.0, 200.0, 300.0] | 0 | 0
Siemens NH-1-160 | Siemens NH-1-160 | 160 | [4800.0, 120.0, 7.0, 0.1, 0.004] | 0 | 0 | [210.0, 500.0, 900.0, 2300.0, 5000.0] | 0 | 0
Siemens NH-1-25 | Siemens NH-1-25 | 25 | [4000.0, 1000.0, 10.0, 0.2, 0.02, 0.01] | 0 | 0 | [40.0, 50.0, 100.0, 210.0, 400.0, 500.0] | 0 | 0
Siemens NH-1-50 | Siemens NH-1-50 | 50 | [4000.0, 40.0, 4.0, 1.0, 0.02, 0.01] | 0 | 0 | [86.0, 200.0, 300.0, 400.0, 1000.0, 1280.0] | 0 | 0
Siemens NH-1-63 | Siemens NH-1-63 | 63 | [4000.0, 100.0, 10.0, 2.0, 0.04, 0.01] | 0 | 0 | [100.0, 200.0, 300.0, 400.0, 1000.0, 1500.0] | 0 | 0
Siemens NH-1-80 | Siemens NH-1-80 | 80 | [4800.0, 120.0, 7.0, 0.1, 0.01] | 0 | 0 | [150.58, 250.0, 450.0, 1150.0, 2470.0] | 0 | 0
Siemens NH-2-1000 | Siemens NH-2-1000 | 1000 | [4800.0, 120.0, 7.0, 0.1, 0.004] | 0 | 0 | [1900.0, 3500.0, 8400.0, 24000.0, 52000.0] | 0 | 0
Siemens NH-2-200 | Siemens NH-2-200 | 200 | [4800.0, 120.0, 7.0, 0.1, 0.004] | 0 | 0 | [280.0, 650.0, 1200.0, 3000.0, 7000.0] | 0 | 0
Siemens NH-2-224 | Siemens NH-2-224 | 224 | [4800.0, 120.0, 7.0, 0.2, 0.04, 0.004] | 0 | 0 | [400.0, 750.0, 1453.0, 3025.0, 4315.0, 7600.0] | 0 | 0
Siemens NH-2-250 | Siemens NH-2-250 | 250 | [4800.0, 120.0, 7.0, 0.1, 0.004] | 0 | 0 | [450.0, 800.0, 1650.0, 4000.0, 8500.0] | 0 | 0
Siemens NH-2-315 | Siemens NH-2-315 | 315 | [4800.0, 120.0, 7.0, 0.1, 0.004] | 0 | 0 | [550.0, 920.0, 1900.0, 5000.0, 11000.0] | 0 | 0
Siemens NH-2-355 | Siemens NH-2-355 | 355 | [4800.0, 120.0, 6.0, 0.1, 0.004] | 0 | 0 | [650.0, 1116.27, 2350.0, 5840.0, 12790.0] | 0 | 0
Siemens NH-2-400 | Siemens NH-2-400 | 400 | [4800.0, 120.0, 7.0, 0.1, 0.004] | 0 | 0 | [720.0, 1350.0, 2800.0, 6500.0, 15000.0] | 0 | 0
Siemens NH-2-425 | Siemens NH-2-425 | 425 | [4800.0, 120.0, 7.0, 0.1, 0.004] | 0 | 0 | [850.0, 1500.0, 3050.0, 7500.0, 16500.0] | 0 | 0
Siemens NH-2-630 | Siemens NH-2-630 | 630 | [4800.0, 120.0, 7.0, 0.1, 0.004] | 0 | 0 | [1200.0, 2000.0, 4800.0, 12000.0, 26000.0] | 0 | 0

## res_bus
| vm_pu | va_degree | p_mw | q_mvar
0 | 0.98004 | -0.1395 | 0.0012668 | 0.00031749
1 | 0.98017 | -0.13861 | 0 | 0
2 | 0.97841 | -0.15119 | 0.0037661 | 0.00094388
3 | 0.97818 | -0.15285 | 0 | 0
4 | 0.97395 | -0.18302 | 0.00041615 | 0.0001043
5 | 0.9734 | -0.18696 | 0.00050011 | 0.00012534
6 | 0.97404 | -0.1824 | 0 | 0
7 | 0.97291 | -0.19052 | 0.0011061 | 0.00027722
8 | 0.97522 | -0.17394 | 0.00093074 | 0.00023327
9 | 0.97376 | -0.18442 | 0 | 0
10 | 0.97277 | -0.19156 | 0 | 0
11 | 0.97368 | -0.18498 | 0 | 0
12 | 0.97321 | -0.18838 | 0.0023349 | 0.00058517
13 | 0.97263 | -0.19256 | 0.0020777 | 0.00052072
14 | 0.97251 | -0.19341 | 0 | 0
15 | 0.98567 | -0.099704 | 0 | 0
16 | 0.97365 | -0.18518 | 0.0012478 | 0.00031273
17 | 0.97366 | -0.18511 | 0.0012478 | 0.00031274
18 | 0.97297 | -0.19008 | 0.0018909 | 0.00047391
19 | 0.97262 | -0.19264 | 0.00066313 | 0.00016619
20 | 0.97247 | -0.19369 | 0.0012623 | 0.00031635
21 | 0.97212 | -0.19618 | 0.003923 | 0.0009832
22 | 0.98939 | -0.073548 | 0.0011932 | 0.00029904
23 | 0.98557 | -0.10038 | 0.00096063 | 0.00024076
24 | 0.97274 | -0.1917 | 0.0011651 | 0.000292
25 | 0.9737 | -0.1852 | 0.00089989 | 0.00022553
26 | 0.97382 | -0.18433 | 0 | 0
27 | 0.97394 | -0.18349 | 0.0017585 | 0.00044073
28 | 0.97535 | -0.17322 | 0.0014864 | 0.00037252
29 | 0.97537 | -0.17306 | 0.0018924 | 0.00047428
30 | 0.97427 | -0.18105 | 0 | 0
31 | 0.97454 | -0.17911 | 0.00040312 | 0.00010103
32 | 0.97496 | -0.1761 | 0.0005047 | 0.00012649
33 | 0.97567 | -0.1709 | 0 | 0
34 | 0.97212 | -0.19624 | 0.00090593 | 0.00022705
35 | 0.97246 | -0.19377 | 0.0015585 | 0.0003906
36 | 0.97247 | -0.19371 | 0.0010785 | 0.0002703
37 | 0.99387 | -0.042378 | 0 | 0
38 | 0.98551 | -0.1008 | 0.00039593 | 9.9228e-05
39 | 1 | 0 | -0.090046 | -0.022508
40 | 0.99279 | -0.050297 | 0.0007548 | 0.00018917
41 | 0.98545 | -0.10124 | 0.0012941 | 0.00032433
42 | 0.97808 | -0.1536 | 0.0027195 | 0.00068158
43 | 0.97651 | -0.16487 | 0.00039012 | 9.7774e-05
44 | 0.99857 | -0.010075 | 0.00062652 | 0.00015702
45 | 0.99237 | -0.053397 | 0.00079326 | 0.00019881
46 | 0.99307 | -0.048935 | 0 | 0
47 | 0.98893 | -0.078594 | 0.0010227 | 0.0002563
48 | 0.98359 | -0.11713 | 0 | 0
49 | 0.99155 | -0.059783 | 0 | 0
50 | 0.99233 | -0.053665 | 0 | 0
51 | 0.9754 | -0.17286 | 0.0022125 | 0.00055451
52 | 0.98348 | -0.11793 | 0.0009781 | 0.00024513
53 | 0.98231 | -0.12648 | 0 | 0
54 | 0.99134 | -0.061031 | 0 | 0
55 | 0.97539 | -0.17294 | 0.0014082 | 0.00035293
56 | 0.97222 | -0.19544 | 0.012532 | 0.0031409
57 | 0.99277 | -0.051084 | 0.0012162 | 0.00030481
58 | 0.97344 | -0.1913 | 0.0013229 | 0.00033154
59 | 0.9734 | -0.19156 | 0.00043199 | 0.00010827
60 | 0.97356 | -0.1904 | 0 | 0
61 | 0.97339 | -0.19165 | 0.00045838 | 0.00011488
62 | 0.97354 | -0.19058 | 0.00066841 | 0.00016752
63 | 0.97503 | -0.17967 | 0 | 0
64 | 0.97706 | -0.16481 | 0 | 0
65 | 0.97497 | -0.18005 | 0.00024178 | 6.0595e-05
66 | 0.9733 | -0.19235 | 0 | 0
67 | 0.9731 | -0.19384 | 0.00017274 | 4.3293e-05
68 | 0.97321 | -0.193 | 0.00036834 | 9.2314e-05
69 | 0.97253 | -0.19802 | 0 | 0
70 | 0.97241 | -0.19895 | 0 | 0
71 | 0.97495 | -0.18023 | 0.00036776 | 9.217e-05
72 | 0.9749 | -0.18061 | 0.00043892 | 0.00011
73 | 0.97824 | -0.15614 | 0.00077733 | 0.00019482
74 | 0.97239 | -0.19908 | 0.00022599 | 5.6638e-05
75 | 0.97225 | -0.2001 | 0 | 0
76 | 0.9796 | -0.1462 | 0 | 0
77 | 0.97952 | -0.14681 | 0.0010069 | 0.00025235
78 | 0.97214 | -0.20088 | 0.00038545 | 9.6602e-05
79 | 0.97225 | -0.20011 | 0.00019799 | 4.9622e-05
80 | 0.97211 | -0.2011 | 0.00062208 | 0.00015591
81 | 0.97775 | -0.1599 | 0.0005155 | 0.0001292
82 | 0.9772 | -0.16397 | 0 | 0
83 | 0.97831 | -0.15574 | 0.00063499 | 0.00015914
84 | 0.97705 | -0.16508 | 0 | 0
85 | 0.97702 | -0.16534 | 0.0006898 | 0.00017288
86 | 0.977 | -0.16549 | 0 | 0
87 | 0.97653 | -0.16888 | 0 | 0
88 | 0.97643 | -0.16962 | 0.00099944 | 0.00025048
89 | 0.99051 | -0.067235 | 0 | 0
90 | 0.98925 | -0.076187 | 0.0011839 | 0.00029672
91 | 0.99083 | -0.064915 | 0.00075261 | 0.00018862
92 | 0.98909 | -0.077366 | 0.00067002 | 0.00016792
93 | 0.99088 | -0.0646 | 0.0010803 | 0.00027075
94 | 0.98102 | -0.13585 | 0.00083951 | 0.0002104
95 | 0.98896 | -0.078253 | 0.00069699 | 0.00017468
96 | 0.98888 | -0.078835 | 0 | 0
97 | 0.98887 | -0.07893 | 0.00087135 | 0.00021838
98 | 0.99267 | -0.051786 | 0.0016188 | 0.00040571
99 | 0.99264 | -0.052019 | 0.00050759 | 0.00012721
100 | 0.99263 | -0.052103 | 0.0020908 | 0.00052402
101 | 0.99236 | -0.053983 | 0.0011217 | 0.00028113
102 | 0.99127 | -0.061519 | 0.00062317 | 0.00015618
103 | 0.98957 | -0.074038 | 0 | 0
104 | 0.98818 | -0.084074 | 0.00065438 | 0.000164
105 | 0.9882 | -0.083987 | 0.00095118 | 0.00023839
106 | 0.98865 | -0.080734 | 0 | 0
107 | 0.98956 | -0.074163 | 0 | 0
108 | 0.98957 | -0.07409 | 0.00039392 | 9.8725e-05
109 | 0.99998 | 149.9947 | 0 | 0

## res_line
| p_from_mw | q_from_mvar | p_to_mw | q_to_mvar | pl_mw | ql_mvar | i_from_ka | i_to_ka | i_ka | vm_from_pu | va_from_degree | vm_to_pu | va_to_degree | loading_percent
0 | -0.0012668 | -0.00031749 | 0.001267 | 0.0003167 | 1.5633e-07 | -7.9344e-07 | 0.0019234 | 0.0019231 | 0.0019234 | 0.98004 | -0.1395 | 0.98017 | -0.13861 | 0.71238
1 | -0.05388 | -0.013529 | 0.054173 | 0.013641 | 0.00029289 | 0.00011176 | 0.081805 | 0.081805 | 0.081805 | 0.98017 | -0.13861 | 0.98567 | -0.099704 | 30.2982
2 | 0.01751 | 0.0043867 | -0.01748 | -0.0043759 | 3.0431e-05 | 1.0836e-05 | 0.026582 | 0.026582 | 0.026582 | 0.98017 | -0.13861 | 0.97841 | -0.15119 | 9.8452
3 | 0.035103 | 0.008826 | -0.034931 | -0.008761 | 0.00017199 | 6.4932e-05 | 0.0533 | 0.053301 | 0.053301 | 0.98017 | -0.13861 | 0.97522 | -0.17394 | 19.741
4 | 0.013713 | 0.003432 | -0.01371 | -0.003431 | 3.1514e-06 | 1.0663e-06 | 0.020854 | 0.020854 | 0.020854 | 0.97841 | -0.15119 | 0.97818 | -0.15285 | 7.7239
5 | 0.010991 | 0.0027496 | -0.010972 | -0.0027439 | 1.8195e-05 | 5.6906e-06 | 0.016717 | 0.016718 | 0.016718 | 0.97818 | -0.15285 | 0.97651 | -0.16487 | 6.1917
6 | 0.0027198 | 0.00068136 | -0.0027195 | -0.00068158 | 2.8199e-07 | -2.2291e-07 | 0.0041373 | 0.0041374 | 0.0041374 | 0.97818 | -0.15285 | 0.97808 | -0.1536 | 1.5324
7 | 0.013095 | 0.003281 | -0.013088 | -0.0032786 | 7.1457e-06 | 2.3925e-06 | 0.020006 | 0.020006 | 0.020006 | 0.97395 | -0.18302 | 0.9734 | -0.18696 | 7.4098
8 | -0.013511 | -0.0033853 | 0.013512 | 0.0033857 | 1.1503e-06 | 3.8859e-07 | 0.020642 | 0.020642 | 0.020642 | 0.97395 | -0.18302 | 0.97404 | -0.1824 | 7.6452
9 | 0.012588 | 0.0031533 | -0.012581 | -0.0031512 | 6.1841e-06 | 2.046e-06 | 0.019242 | 0.019242 | 0.019242 | 0.9734 | -0.18696 | 0.97291 | -0.19052 | 7.1267
10 | -0.03396 | -0.0085127 | 0.034 | 0.0085278 | 3.9832e-05 | 1.5024e-05 | 0.051881 | 0.051881 | 0.051881 | 0.97404 | -0.1824 | 0.97522 | -0.17394 | 19.2151
11 | 0.020448 | 0.0051271 | -0.020442 | -0.005125 | 5.7021e-06 | 2.0766e-06 | 0.031239 | 0.031239 | 0.031239 | 0.97404 | -0.1824 | 0.97376 | -0.18442 | 11.5699
12 | 0.011475 | 0.002874 | -0.011474 | -0.0028735 | 1.6544e-06 | 5.2943e-07 | 0.01755 | 0.01755 | 0.01755 | 0.97291 | -0.19052 | 0.97277 | -0.19156 | 6.5001
13 | 0.0024959 | 0.00062499 | -0.0024957 | -0.00062518 | 1.941e-07 | -1.9135e-07 | 0.0038139 | 0.0038139 | 0.0038139 | 0.97376 | -0.18442 | 0.97368 | -0.18498 | 1.4126
14 | 0.017946 | 0.0045 | -0.017936 | -0.0044965 | 9.8463e-06 | 3.5262e-06 | 0.027425 | 0.027425 | 0.027425 | 0.97376 | -0.18442 | 0.97321 | -0.18838 | 10.1574
15 | 0.00382 | 0.00095597 | -0.0038195 | -0.00095607 | 5.2774e-07 | -1.0452e-07 | 0.0058429 | 0.005843 | 0.005843 | 0.97277 | -0.19156 | 0.97263 | -0.19256 | 2.1641
16 | 0.0076536 | 0.0019175 | -0.0076517 | -0.001917 | 1.9576e-06 | 4.6884e-07 | 0.011707 | 0.011707 | 0.011707 | 0.97277 | -0.19156 | 0.97251 | -0.19341 | 4.3361
17 | 0.0012479 | 0.00031256 | -0.0012478 | -0.00031273 | 3.4028e-08 | -1.7341e-07 | 0.001907 | 0.001907 | 0.001907 | 0.97368 | -0.18498 | 0.97365 | -0.18518 | 0.70631
18 | 0.0012479 | 0.00031262 | -0.0012478 | -0.00031274 | 2.2941e-08 | -1.1691e-07 | 0.001907 | 0.001907 | 0.001907 | 0.97368 | -0.18498 | 0.97366 | -0.18511 | 0.70631
19 | 0.015602 | 0.0039113 | -0.015598 | -0.00391 | 3.6884e-06 | 1.2896e-06 | 0.023855 | 0.023855 | 0.023855 | 0.97321 | -0.18838 | 0.97297 | -0.19008 | 8.8352
20 | 0.0017418 | 0.00043535 | -0.0017418 | -0.0004354 | 1.9579e-08 | -4.7324e-08 | 0.0026643 | 0.0026644 | 0.0026644 | 0.97263 | -0.19256 | 0.97262 | -0.19264 | 0.9868
21 | 0.0028209 | 0.00070682 | -0.0028208 | -0.00070689 | 1.0993e-07 | -7.505e-08 | 0.0043161 | 0.0043161 | 0.0043161 | 0.97251 | -0.19341 | 0.97247 | -0.19369 | 1.5986
22 | 0.0048308 | 0.0012102 | -0.004829 | -0.0012102 | 1.8494e-06 | 3.8468e-08 | 0.0073913 | 0.0073916 | 0.0073916 | 0.97251 | -0.19341 | 0.97212 | -0.19618 | 2.7376
23 | -0.056824 | -0.014305 | 0.057032 | 0.014384 | 0.00020837 | 7.9561e-05 | 0.085807 | 0.085807 | 0.085807 | 0.98567 | -0.099704 | 0.98939 | -0.073548 | 31.7803
24 | 0.0026511 | 0.00066344 | -0.0026508 | -0.00066366 | 2.4863e-07 | -2.2144e-07 | 0.0040019 | 0.004002 | 0.004002 | 0.98567 | -0.099704 | 0.98557 | -0.10038 | 1.4822
25 | 0.013707 | 0.0034361 | -0.013704 | -0.003435 | 3.0568e-06 | 1.0373e-06 | 0.020963 | 0.020963 | 0.020963 | 0.97297 | -0.19008 | 0.97274 | -0.1917 | 7.7642
26 | 0.0010787 | 0.0002692 | -0.0010785 | -0.0002703 | 1.5812e-07 | -1.0941e-06 | 0.0016498 | 0.0016503 | 0.0016503 | 0.97262 | -0.19264 | 0.97247 | -0.19371 | 0.6112
27 | 0.0015585 | 0.00039054 | -0.0015585 | -0.0003906 | 1.7099e-08 | -5.3205e-08 | 0.0023847 | 0.0023847 | 0.0023847 | 0.97247 | -0.19369 | 0.97246 | -0.19377 | 0.88324
28 | 0.00090594 | 0.00022697 | -0.00090593 | -0.00022705 | 7.3694e-09 | -7.331e-08 | 0.0013867 | 0.0013867 | 0.0013867 | 0.97212 | -0.19618 | 0.97212 | -0.19624 | 0.51359
29 | -0.058225 | -0.014683 | 0.058481 | 0.014779 | 0.00025549 | 9.5513e-05 | 0.087601 | 0.0876 | 0.087601 | 0.98939 | -0.073548 | 0.99387 | -0.042378 | 16.2224
30 | 0.0016902 | 0.0004229 | -0.0016901 | -0.00042317 | 9.8208e-08 | -2.7024e-07 | 0.0025516 | 0.0025517 | 0.0025517 | 0.98557 | -0.10038 | 0.98551 | -0.1008 | 0.94509
31 | 0.012539 | 0.003143 | -0.012532 | -0.0031409 | 6.5031e-06 | 2.1497e-06 | 0.019181 | 0.019181 | 0.019181 | 0.97274 | -0.1917 | 0.97222 | -0.19544 | 7.1041
32 | -0.00089989 | -0.00022553 | 0.0009 | 0.00022445 | 1.0695e-07 | -1.0865e-06 | 0.0013752 | 0.0013748 | 0.0013752 | 0.9737 | -0.1852 | 0.97382 | -0.18433 | 0.50934
33 | -0.0009 | -0.00022445 | 0.0009001 | 0.00022339 | 1.0403e-07 | -1.0578e-06 | 0.0013748 | 0.0013744 | 0.0013748 | 0.97382 | -0.18433 | 0.97394 | -0.18349 | 0.50919
34 | -0.0026586 | -0.00066412 | 0.0026595 | 0.00066338 | 8.8833e-07 | -7.3296e-07 | 0.0040611 | 0.0040608 | 0.0040611 | 0.97394 | -0.18349 | 0.97427 | -0.18105 | 1.5041
35 | -0.0014864 | -0.00037252 | 0.0014864 | 0.00037241 | 3.2053e-08 | -1.1235e-07 | 0.0022677 | 0.0022676 | 0.0022677 | 0.97535 | -0.17322 | 0.97537 | -0.17306 | 0.83988
36 | -0.0033788 | -0.00084669 | 0.0033789 | 0.00084667 | 5.6878e-08 | -2.0941e-08 | 0.0051546 | 0.0051546 | 0.0051546 | 0.97537 | -0.17306 | 0.97539 | -0.17294 | 1.9091
37 | -0.0026595 | -0.00066338 | 0.0026602 | 0.0006628 | 7.0897e-07 | -5.8566e-07 | 0.0040608 | 0.0040604 | 0.0040608 | 0.97427 | -0.18105 | 0.97454 | -0.17911 | 1.504
38 | -0.0030633 | -0.00076383 | 0.0030646 | 0.00076316 | 1.2601e-06 | -6.6672e-07 | 0.004676 | 0.0046756 | 0.004676 | 0.97454 | -0.17911 | 0.97496 | -0.1761 | 1.7318
39 | -0.0035693 | -0.00088965 | 0.0035718 | 0.00088892 | 2.5386e-06 | -7.3572e-07 | 0.0054458 | 0.0054452 | 0.0054458 | 0.97496 | -0.1761 | 0.97567 | -0.1709 | 2.017
40 | 0.0070016 | 0.0017545 | -0.0069997 | -0.0017541 | 1.8976e-06 | 3.9687e-07 | 0.010678 | 0.010678 | 0.010678 | 0.97567 | -0.1709 | 0.9754 | -0.17286 | 3.9549
41 | -0.010573 | -0.0026434 | 0.010582 | 0.0026461 | 8.7946e-06 | 2.7049e-06 | 0.016123 | 0.016123 | 0.016123 | 0.97567 | -0.1709 | 0.97651 | -0.16487 | 5.9716
42 | -0.062666 | -0.015807 | 0.06304 | 0.015947 | 0.00037462 | 0.00014053 | 0.093858 | 0.093857 | 0.093858 | 0.99387 | -0.042378 | 1 | 0 | 17.3811
43 | 0.0041848 | 0.0010279 | -0.0041804 | -0.0010286 | 4.4175e-06 | -6.4052e-07 | 0.0062582 | 0.006259 | 0.006259 | 0.99387 | -0.042378 | 0.99279 | -0.050297 | 2.3182
44 | 0.0012942 | 0.00032394 | -0.0012941 | -0.00032433 | 7.8588e-08 | -3.9004e-07 | 0.0019539 | 0.0019541 | 0.0019541 | 0.98551 | -0.1008 | 0.98545 | -0.10124 | 0.72374
45 | 0.026205 | 0.0065603 | -0.026169 | -0.0065468 | 3.6418e-05 | 1.3504e-05 | 0.038991 | 0.038992 | 0.038992 | 1 | 0 | 0.99857 | -0.010075 | 14.4413
46 | 0.0034256 | 0.00083942 | -0.0034242 | -0.00083999 | 1.4086e-06 | -5.678e-07 | 0.0051277 | 0.0051281 | 0.0051281 | 0.99279 | -0.050297 | 0.99237 | -0.053397 | 1.8993
47 | 0.025542 | 0.0063898 | -0.025406 | -0.0063394 | 0.0001362 | 5.0425e-05 | 0.038058 | 0.038059 | 0.038059 | 0.99857 | -0.010075 | 0.99307 | -0.048935 | 14.0958
48 | 0.002631 | 0.00064118 | -0.0026309 | -0.00064126 | 9.2589e-08 | -8.7958e-08 | 0.0039387 | 0.0039387 | 0.0039387 | 0.99237 | -0.053397 | 0.99233 | -0.053665 | 1.4588
49 | 0.0065581 | 0.0016412 | -0.0065561 | -0.0016409 | 1.9451e-06 | 3.3051e-07 | 0.0098257 | 0.0098259 | 0.0098259 | 0.99307 | -0.048935 | 0.99277 | -0.051084 | 3.6392
50 | 0.018848 | 0.0046982 | -0.01882 | -0.0046882 | 2.7966e-05 | 1.003e-05 | 0.028233 | 0.028233 | 0.028233 | 0.99307 | -0.048935 | 0.99155 | -0.059783 | 10.4567
51 | 0.012498 | 0.0031072 | -0.012433 | -0.0030858 | 6.5347e-05 | 2.1351e-05 | 0.018796 | 0.018798 | 0.018798 | 0.98893 | -0.078594 | 0.98359 | -0.11713 | 6.9622
52 | -0.013521 | -0.0033635 | 0.013555 | 0.0033751 | 3.4772e-05 | 1.164e-05 | 0.020335 | 0.020335 | 0.020335 | 0.98893 | -0.078594 | 0.99155 | -0.059783 | 7.5316
53 | 0.00097821 | 0.00024417 | -0.0009781 | -0.00024513 | 1.0823e-07 | -9.6374e-07 | 0.0014795 | 0.0014799 | 0.0014799 | 0.98359 | -0.11713 | 0.98348 | -0.11793 | 0.5481
54 | 0.011454 | 0.0028416 | -0.01144 | -0.002837 | 1.4529e-05 | 4.6042e-06 | 0.017318 | 0.017319 | 0.017319 | 0.98359 | -0.11713 | 0.98231 | -0.12648 | 6.4143
55 | 0.0052648 | 0.0013131 | -0.0052613 | -0.0013129 | 3.4778e-06 | 1.8616e-07 | 0.0078986 | 0.007899 | 0.007899 | 0.99155 | -0.059783 | 0.99088 | -0.0646 | 2.9255
56 | 0.0026309 | 0.00064126 | -0.0026283 | -0.00064369 | 2.5537e-06 | -2.4214e-06 | 0.0039387 | 0.0039399 | 0.0039399 | 0.99233 | -0.053665 | 0.99134 | -0.061031 | 1.4592
57 | 0.0047871 | 0.0011996 | -0.0047871 | -0.0011996 | 5.2494e-08 | 5.0216e-10 | 0.007303 | 0.007303 | 0.007303 | 0.9754 | -0.17286 | 0.97539 | -0.17294 | 2.7048
58 | 0.01144 | 0.002837 | -0.011425 | -0.0028324 | 1.4514e-05 | 4.602e-06 | 0.017319 | 0.017319 | 0.017319 | 0.98231 | -0.12648 | 0.98102 | -0.13585 | 6.4144
59 | 0.0026283 | 0.00064369 | -0.0026282 | -0.00064385 | 1.6975e-07 | -1.6064e-07 | 0.0039399 | 0.00394 | 0.00394 | 0.99134 | -0.061031 | 0.99127 | -0.061519 | 1.4592
60 | 0.0053399 | 0.001336 | -0.0053394 | -0.001336 | 5.1755e-07 | 3.1631e-08 | 0.008003 | 0.0080031 | 0.0080031 | 0.99277 | -0.051084 | 0.99267 | -0.051786 | 2.9641
61 | 0.0028649 | 0.00070738 | -0.0028648 | -0.00070745 | 9.9629e-08 | -6.5347e-08 | 0.0043756 | 0.0043756 | 0.0043756 | 0.97344 | -0.1913 | 0.9734 | -0.19156 | 1.6206
62 | -0.0041878 | -0.0010389 | 0.0041883 | 0.0010389 | 5.0839e-07 | -5.1951e-08 | 0.0063977 | 0.0063976 | 0.0063977 | 0.97344 | -0.1913 | 0.97356 | -0.1904 | 2.3695
63 | 0.0024328 | 0.00059918 | -0.0024328 | -0.00059921 | 2.9335e-08 | -3.1054e-08 | 0.0037153 | 0.0037153 | 0.0037153 | 0.9734 | -0.19156 | 0.97339 | -0.19165 | 1.376
64 | 0.00066843 | 0.00016721 | -0.00066841 | -0.00016752 | 1.6351e-08 | -3.0591e-07 | 0.0010215 | 0.0010216 | 0.0010216 | 0.97356 | -0.1904 | 0.97354 | -0.19058 | 0.37839
65 | -0.0048567 | -0.0012061 | 0.0048638 | 0.0012062 | 7.085e-06 | 1.5585e-07 | 0.0074192 | 0.0074182 | 0.0074192 | 0.97356 | -0.1904 | 0.97503 | -0.17967 | 2.7478
66 | 0.0019744 | 0.00048433 | -0.0019742 | -0.00048466 | 1.8369e-07 | -3.3196e-07 | 0.0030145 | 0.0030147 | 0.0030147 | 0.97339 | -0.19165 | 0.9733 | -0.19235 | 1.1166
67 | -0.0059124 | -0.0014673 | 0.0059243 | 0.001469 | 1.1933e-05 | 1.6503e-06 | 0.0090179 | 0.0090168 | 0.0090179 | 0.97503 | -0.17967 | 0.97706 | -0.16481 | 3.3399
68 | 0.0010486 | 0.00026108 | -0.0010485 | -0.00026149 | 5.4331e-08 | -4.0344e-07 | 0.0015996 | 0.0015998 | 0.0015998 | 0.97503 | -0.17967 | 0.97497 | -0.18005 | 0.59251
69 | -0.0059243 | -0.001469 | 0.0059313 | 0.0014699 | 6.9629e-06 | 9.5695e-07 | 0.0090168 | 0.0090162 | 0.0090168 | 0.97706 | -0.16481 | 0.97824 | -0.15614 | 3.3396
70 | 0.00080673 | 0.00020089 | -0.00080671 | -0.00020115 | 1.9802e-08 | -2.5362e-07 | 0.0012308 | 0.0012309 | 0.0012309 | 0.97497 | -0.18005 | 0.97495 | -0.18023 | 0.45588
71 | 0.0016059 | 0.00039439 | -0.0016056 | -0.00039532 | 3.2011e-07 | -9.3672e-07 | 0.0024522 | 0.0024526 | 0.0024526 | 0.9733 | -0.19235 | 0.9731 | -0.19384 | 0.90838
72 | 0.00036837 | 9.0274e-05 | -0.00036834 | -9.2314e-05 | 3.2656e-08 | -2.0405e-06 | 0.00056245 | 0.00056318 | 0.00056318 | 0.9733 | -0.19235 | 0.97321 | -0.193 | 0.20859
73 | 0.0014328 | 0.00035203 | -0.001432 | -0.00035506 | 8.0495e-07 | -3.0326e-06 | 0.0021885 | 0.0021897 | 0.0021897 | 0.9731 | -0.19384 | 0.97253 | -0.19802 | 0.81098
74 | 0.001432 | 0.00035506 | -0.0014318 | -0.00035574 | 1.8011e-07 | -6.7753e-07 | 0.0021897 | 0.0021899 | 0.0021899 | 0.97253 | -0.19802 | 0.97241 | -0.19895 | 0.81108
75 | 0.0012058 | 0.00029977 | -0.0012056 | -0.0003008 | 1.8893e-07 | -1.0311e-06 | 0.0018443 | 0.0018447 | 0.0018447 | 0.97241 | -0.19895 | 0.97225 | -0.2001 | 0.68324
76 | 0.00022599 | 5.5968e-05 | -0.00022599 | -5.6638e-05 | 4.0375e-09 | -6.7005e-07 | 0.00034558 | 0.00034583 | 0.00034583 | 0.97241 | -0.19895 | 0.97239 | -0.19908 | 0.12808
77 | 0.00043894 | 0.00010897 | -0.00043892 | -0.00011 | 2.3296e-08 | -1.0289e-06 | 0.00066957 | 0.00066994 | 0.00066994 | 0.97495 | -0.18023 | 0.9749 | -0.18061 | 0.24813
78 | -0.0067086 | -0.0016647 | 0.0067176 | 0.0016665 | 9.0545e-06 | 1.7285e-06 | 0.010199 | 0.010198 | 0.010199 | 0.97824 | -0.15614 | 0.9796 | -0.1462 | 3.7773
79 | 0.0010077 | 0.00025123 | -0.0010075 | -0.0002521 | 1.0857e-07 | -8.6575e-07 | 0.0015417 | 0.0015421 | 0.0015421 | 0.97225 | -0.2001 | 0.97214 | -0.20088 | 0.57113
80 | 0.000198 | 4.9567e-05 | -0.00019799 | -4.9622e-05 | 2.5413e-10 | -5.4896e-08 | 0.00030301 | 0.00030303 | 0.00030303 | 0.97225 | -0.2001 | 0.97225 | -0.20011 | 0.11223
81 | 0.001007 | 0.00025165 | -0.0010069 | -0.00025235 | 8.4475e-08 | -6.9603e-07 | 0.0015293 | 0.0015296 | 0.0015296 | 0.9796 | -0.1462 | 0.97952 | -0.14681 | 0.56652
82 | 0.0028464 | 0.00069938 | -0.0028428 | -0.0007019 | 3.6325e-06 | -2.5258e-06 | 0.0043187 | 0.0043201 | 0.0043201 | 0.9796 | -0.1462 | 0.97831 | -0.15574 | 1.6
83 | -0.010571 | -0.0026175 | 0.010586 | 0.002622 | 1.4813e-05 | 4.5349e-06 | 0.016046 | 0.016046 | 0.016046 | 0.9796 | -0.1462 | 0.98102 | -0.13585 | 5.943
84 | 0.0006221 | 0.0001555 | -0.00062208 | -0.00015591 | 1.8984e-08 | -4.0875e-07 | 0.00095207 | 0.00095222 | 0.00095222 | 0.97214 | -0.20088 | 0.97211 | -0.2011 | 0.35267
85 | 0.0016911 | 0.00041528 | -0.0016901 | -0.00041772 | 9.1951e-07 | -2.4407e-06 | 0.0025705 | 0.0025715 | 0.0025715 | 0.97775 | -0.1599 | 0.9772 | -0.16397 | 0.95242
86 | -0.0022066 | -0.00054448 | 0.0022078 | 0.00054276 | 1.2289e-06 | -1.7234e-06 | 0.0033551 | 0.0033543 | 0.0033551 | 0.97775 | -0.1599 | 0.97831 | -0.15574 | 1.2426
87 | 0.0016901 | 0.00041772 | -0.0016899 | -0.0004184 | 2.5365e-07 | -6.7233e-07 | 0.0025715 | 0.0025718 | 0.0025718 | 0.9772 | -0.16397 | 0.97705 | -0.16508 | 0.95252
88 | 0.0016899 | 0.0004184 | -0.0016898 | -0.00041855 | 5.9977e-08 | -1.5892e-07 | 0.0025718 | 0.0025719 | 0.0025719 | 0.97705 | -0.16508 | 0.97702 | -0.16534 | 0.95254
89 | 0.001 | 0.00024567 | -0.001 | -0.00024584 | 2.0038e-08 | -1.6604e-07 | 0.0015213 | 0.0015214 | 0.0015214 | 0.97702 | -0.16534 | 0.977 | -0.16549 | 0.56346
90 | 0.001 | 0.00024584 | -0.00099954 | -0.00024963 | 4.582e-07 | -3.7911e-06 | 0.0015214 | 0.0015228 | 0.0015228 | 0.977 | -0.16549 | 0.97653 | -0.16888 | 0.56399
91 | 0.00099954 | 0.00024963 | -0.00099944 | -0.00025048 | 1.0321e-07 | -8.5242e-07 | 0.0015228 | 0.0015231 | 0.0015231 | 0.97653 | -0.16888 | 0.97643 | -0.16962 | 0.5641
92 | 0.0034271 | 0.00085396 | -0.0034229 | -0.00085562 | 4.2098e-06 | -1.6542e-06 | 0.0051468 | 0.0051479 | 0.0051479 | 0.99051 | -0.067235 | 0.98925 | -0.076187 | 1.9066
93 | -0.0034271 | -0.00085396 | 0.0034282 | 0.00085353 | 1.0875e-06 | -4.289e-07 | 0.0051468 | 0.0051465 | 0.0051468 | 0.99051 | -0.067235 | 0.99083 | -0.064915 | 1.9062
94 | 0.002239 | 0.00055889 | -0.0022386 | -0.00055941 | 3.6287e-07 | -5.1884e-07 | 0.003367 | 0.0033673 | 0.0033673 | 0.98925 | -0.076187 | 0.98909 | -0.077366 | 1.2471
95 | -0.0041808 | -0.0010422 | 0.004181 | 0.0010421 | 1.8012e-07 | -2.5096e-08 | 0.0062767 | 0.0062767 | 0.0062767 | 0.99083 | -0.064915 | 0.99088 | -0.0646 | 2.3247
96 | 0.0015686 | 0.00039149 | -0.0015684 | -0.00039212 | 1.9123e-07 | -6.3292e-07 | 0.0023593 | 0.0023595 | 0.0023595 | 0.98909 | -0.077366 | 0.98896 | -0.078253 | 0.8739
97 | 0.00087143 | 0.00021744 | -0.00087136 | -0.00021825 | 6.9883e-08 | -8.0918e-07 | 0.0013108 | 0.0013111 | 0.0013111 | 0.98896 | -0.078253 | 0.98888 | -0.078835 | 0.4856
98 | 0.00087136 | 0.00021825 | -0.00087135 | -0.00021838 | 1.1432e-08 | -1.3232e-07 | 0.0013111 | 0.0013112 | 0.0013112 | 0.98888 | -0.078835 | 0.98887 | -0.07893 | 0.48562
99 | 0.0037206 | 0.0009303 | -0.0037205 | -0.00093034 | 1.1943e-07 | -3.363e-08 | 0.0055765 | 0.0055765 | 0.0055765 | 0.99267 | -0.051786 | 0.99264 | -0.052019 | 2.0654
100 | 0.0032129 | 0.00080312 | -0.0032129 | -0.00080314 | 3.7054e-08 | -1.8849e-08 | 0.0048156 | 0.0048156 | 0.0048156 | 0.99264 | -0.052019 | 0.99263 | -0.052103 | 1.7836
101 | 0.001122 | 0.00027912 | -0.0011217 | -0.00028113 | 2.8977e-07 | -2.0107e-06 | 0.0016813 | 0.001682 | 0.001682 | 0.99263 | -0.052103 | 0.99236 | -0.053983 | 0.62297
102 | 0.002005 | 0.00048767 | -0.0020017 | -0.00049397 | 3.3235e-06 | -6.3079e-06 | 0.0030045 | 0.0030072 | 0.0030072 | 0.99127 | -0.061519 | 0.98957 | -0.074038 | 1.1138
103 | 0.00039392 | 9.856e-05 | -0.00039392 | -9.8725e-05 | 2.8398e-09 | -1.6556e-07 | 0.00059228 | 0.00059234 | 0.00059234 | 0.98957 | -0.074038 | 0.98957 | -0.07409 | 0.21938
104 | 0.0016077 | 0.00039541 | -0.0016077 | -0.0003955 | 2.7027e-08 | -8.5019e-08 | 0.0024149 | 0.0024149 | 0.0024149 | 0.98957 | -0.074038 | 0.98956 | -0.074163 | 0.89442
105 | -0.00065438 | -0.000164 | 0.00065438 | 0.00016384 | 7.8885e-09 | -1.6378e-07 | 0.00098537 | 0.00098531 | 0.00098537 | 0.98818 | -0.084074 | 0.9882 | -0.083987 | 0.36495
106 | -0.0016056 | -0.00040223 | 0.0016063 | 0.00039998 | 7.1842e-07 | -2.2494e-06 | 0.0024176 | 0.0024167 | 0.0024176 | 0.9882 | -0.083987 | 0.98865 | -0.080734 | 0.8954
107 | -0.0016063 | -0.00039998 | 0.0016077 | 0.0003955 | 1.4263e-06 | -4.4783e-06 | 0.0024167 | 0.0024149 | 0.0024167 | 0.98865 | -0.080734 | 0.98956 | -0.074163 | 0.89507

## res_trafo
| p_hv_mw | q_hv_mvar | p_lv_mw | q_lv_mvar | pl_mw | ql_mvar | i_hv_ka | i_lv_ka | vm_hv_pu | va_hv_degree | vm_lv_pu | va_lv_degree | loading_percent
0 | 2.5187e-16 | 8.8016e-16 | 0.00079998 | 7.4552e-08 | 0.00079998 | 7.4552e-08 | 2.6429e-17 | 0.0011547 | 0.99998 | 149.9947 | 1 | 0 | 0.31999

## res_ext_grid
| p_mw | q_mvar
0 | 0.090046 | 0.022508

## res_load
| p_mw | q_mvar
0 | 0.0012668 | 0.00031749
1 | 0.0037661 | 0.00094388
2 | 0.00041615 | 0.0001043
3 | 0.00050011 | 0.00012534
4 | 0.0011061 | 0.00027722
5 | 0.00093074 | 0.00023327
6 | 0.0023349 | 0.00058517
7 | 0.0020777 | 0.00052072
8 | 0.0012478 | 0.00031273
9 | 0.0012478 | 0.00031274
10 | 0.0018909 | 0.00047391
11 | 0.00066313 | 0.00016619
12 | 0.0012623 | 0.00031635
13 | 0.003923 | 0.0009832
14 | 0.0011932 | 0.00029904
15 | 0.00096063 | 0.00024076
16 | 0.0011651 | 0.000292
17 | 0.00089989 | 0.00022553
18 | 0.0017585 | 0.00044073
19 | 0.0014864 | 0.00037252
20 | 0.0018924 | 0.00047428
21 | 0.00040312 | 0.00010103
22 | 0.0005047 | 0.00012649
23 | 0.00090593 | 0.00022705
24 | 0.0015585 | 0.0003906
25 | 0.0010785 | 0.0002703
26 | 0.00039593 | 9.9228e-05
27 | 0.0007548 | 0.00018917
28 | 0.0012941 | 0.00032433
29 | 0.0027195 | 0.00068158
30 | 0.00039012 | 9.7774e-05
31 | 0.00062652 | 0.00015702
32 | 0.00079326 | 0.00019881
33 | 0.0010227 | 0.0002563
34 | 0.0022125 | 0.00055451
35 | 0.0009781 | 0.00024513
36 | 0.0014082 | 0.00035293
37 | 0.012532 | 0.0031409
38 | 0.0012162 | 0.00030481
39 | 0.0013229 | 0.00033154
40 | 0.00043199 | 0.00010827
41 | 0.00045838 | 0.00011488
42 | 0.00066841 | 0.00016752
43 | 0.00024178 | 6.0595e-05
44 | 0.00017274 | 4.3293e-05
45 | 0.00036834 | 9.2314e-05
46 | 0.00036776 | 9.217e-05
47 | 0.00043892 | 0.00011
48 | 0.00077733 | 0.00019482
49 | 0.00022599 | 5.6638e-05
50 | 0.0010069 | 0.00025235
51 | 0.00038545 | 9.6602e-05
52 | 0.00019799 | 4.9622e-05
53 | 0.00062208 | 0.00015591
54 | 0.0005155 | 0.0001292
55 | 0.00063499 | 0.00015914
56 | 0.0006898 | 0.00017288
57 | 0.00099944 | 0.00025048
58 | 0.0011839 | 0.00029672
59 | 0.00075261 | 0.00018862
60 | 0.00067002 | 0.00016792
61 | 0.0010803 | 0.00027075
62 | 0.00083951 | 0.0002104
63 | 0.00069699 | 0.00017468
64 | 0.00087135 | 0.00021838
65 | 0.0016188 | 0.00040571
66 | 0.00050759 | 0.00012721
67 | 0.0020908 | 0.00052402
68 | 0.0011217 | 0.00028113
69 | 0.00062317 | 0.00015618
70 | 0.00065438 | 0.000164
71 | 0.00095118 | 0.00023839
72 | 0.00039392 | 9.8725e-05

## dtypes
| element | column | dtype
0 | bus | name | object
1 | bus | vn_kv | float64
2 | bus | type | object
3 | bus | zone | object
4 | bus | in_service | bool
5 | load | name | object
6 | load | bus | uint32
7 | load | p_mw | float64
8 | load | q_mvar | float64
9 | load | const_z_percent | float64
10 | load | const_i_percent | float64
11 | load | sn_mva | float64
12 | load | scaling | float64
13 | load | in_service | bool
14 | load | type | object
15 | ext_grid | name | object
16 | ext_grid | bus | uint32
17 | ext_grid | vm_pu | float64
18 | ext_grid | va_degree | float64
19 | ext_grid | slack_weight | float64
20 | ext_grid | in_service | bool
21 | line | name | object
22 | line | std_type | object
23 | line | from_bus | uint32
24 | line | to_bus | uint32
25 | line | length_km | float64
26 | line | r_ohm_per_km | float64
27 | line | x_ohm_per_km | float64
28 | line | c_nf_per_km | float64
29 | line | g_us_per_km | float64
30 | line | max_i_ka | float64
31 | line | df | float64
32 | line | parallel | uint32
33 | line | type | object
34 | line | in_service | bool
35 | trafo | name | object
36 | trafo | std_type | object
37 | trafo | hv_bus | uint32
38 | trafo | lv_bus | uint32
39 | trafo | sn_mva | float64
40 | trafo | vn_hv_kv | float64
41 | trafo | vn_lv_kv | float64
42 | trafo | vk_percent | float64
43 | trafo | vkr_percent | float64
44 | trafo | pfe_kw | float64
45 | trafo | i0_percent | float64
46 | trafo | shift_degree | float64
47 | trafo | tap_side | object
48 | trafo | tap_neutral | int32
49 | trafo | tap_min | int32
50 | trafo | tap_max | int32
51 | trafo | tap_step_percent | float64
52 | trafo | tap_step_degree | float64
53 | trafo | tap_pos | int32
54 | trafo | tap_phase_shifter | bool
55 | trafo | parallel | uint32
56 | trafo | df | float64
57 | trafo | in_service | bool
58 | line_geodata | coords | object
59 | bus_geodata | x | float64
60 | bus_geodata | y | float64
61 | bus_geodata | coords | object
62 | res_bus | vm_pu | float64
63 | res_bus | va_degree | float64
64 | res_bus | p_mw | float64
65 | res_bus | q_mvar | float64
66 | res_line | p_from_mw | float64
67 | res_line | q_from_mvar | float64
68 | res_line | p_to_mw | float64
69 | res_line | q_to_mvar | float64
70 | res_line | pl_mw | float64
71 | res_line | ql_mvar | float64
72 | res_line | i_from_ka | float64
73 | res_line | i_to_ka | float64
74 | res_line | i_ka | float64
75 | res_line | vm_from_pu | float64
76 | res_line | va_from_degree | float64
77 | res_line | vm_to_pu | float64
78 | res_line | va_to_degree | float64
79 | res_line | loading_percent | float64
80 | res_trafo | p_hv_mw | float64
81 | res_trafo | q_hv_mvar | float64
82 | res_trafo | p_lv_mw | float64
83 | res_trafo | q_lv_mvar | float64
84 | res_trafo | pl_mw | float64
85 | res_trafo | ql_mvar | float64
86 | res_trafo | i_hv_ka | float64
87 | res_trafo | i_lv_ka | float64
88 | res_trafo | vm_hv_pu | float64
89 | res_trafo | va_hv_degree | float64
90 | res_trafo | vm_lv_pu | float64
91 | res_trafo | va_lv_degree | float64
92 | res_trafo | loading_percent | float64
93 | res_ext_grid | p_mw | float64
94 | res_ext_grid | q_mvar | float64
95 | res_load | p_mw | float64
96 | res_load | q_mvar | float64

## parameters
| version | format_version | converged | OPF_converged | name | f_hz | sn_mva
0 | 2.14.6 | 2.14.0 | TRUE | FALSE |  | 50 | 1