## bus
| name | vn_kv | type | zone | in_service
0 | bus_LV_3103-7_3_3_node_80 | 0.4 | n |  | TRUE
1 | bus_LV_3103-7_3_3_node_317 | 0.4 | n |  | TRUE
2 | bus_LV_3103-7_3_3_node_81 | 0.4 | n |  | TRUE
3 | bus_LV_3103-7_3_3_node_83 | 0.4 | n |  | TRUE
4 | bus_LV_3103-7_3_3_node_318 | 0.4 | n |  | TRUE
5 | bus_LV_3103-7_3_3_node_84 | 0.4 | n |  | TRUE
6 | bus_LV_3103-7_3_3_node_85 | 0.4 | n |  | TRUE
7 | bus_LV_3103-7_3_3_node_86 | 0.4 | n |  | TRUE
8 | bus_LV_3103-7_3_3_node_87 | 0.4 | n |  | TRUE
9 | bus_LV_3103-7_3_3_node_94 | 0.4 | n |  | TRUE
10 | bus_LV_3103-7_3_3_node_103 | 0.4 | n |  | TRUE
11 | bus_LV_3103-7_3_3_node_88 | 0.4 | n |  | TRUE
12 | bus_LV_3103-7_3_3_node_89 | 0.4 | n |  | TRUE
13 | bus_LV_3103-7_3_3_node_90 | 0.4 | n |  | TRUE
14 | bus_LV_3103-7_3_3_node_91 | 0.4 | n |  | TRUE
15 | bus_LV_3103-7_3_3_node_92 | 0.4 | n |  | TRUE
16 | bus_LV_3103-7_3_3_node_96 | 0.4 | n |  | TRUE
17 | bus_LV_3103-7_3_3_node_93 | 0.4 | n |  | TRUE
18 | bus_LV_3103-7_3_3_node_95 | 0.4 | n |  | TRUE
19 | bus_LV_3103-7_3_3_node_97 | 0.4 | n |  | TRUE
20 | bus_LV_3103-7_3_3_node_98 | 0.4 | n |  | TRUE
21 | bus_LV_3103-7_3_3_node_99 | 0.4 | n |  | TRUE
22 | bus_LV_3103-7_3_3_node_100 | 0.4 | n |  | TRUE
23 | bus_LV_3103-7_3_3_node_101 | 0.4 | n |  | TRUE
24 | bus_LV_3103-7_3_3_node_102 | 0.4 | n |  | TRUE
25 | bus_LV_3103-7_3_3_node_105 | 0.4 | n |  | TRUE
26 | bus_LV_3103-7_3_3_node_104 | 0.4 | n |  | TRUE
27 | bus_LV_3103-7_3_3_node_106 | 0.4 | n |  | TRUE
28 | bus_LV_3103-7_3_3_node_107 | 0.4 | n |  | TRUE
29 | bus_LV_3103-7_3_3_node_146 | 0.4 | n |  | TRUE
30 | bus_LV_3103-7_3_3_node_143 | 0.4 | n |  | TRUE
31 | bus_LV_3103-7_3_3_node_141 | 0.4 | n |  | TRUE
32 | bus_LV_3103-7_3_3_node_114 | 0.4 | n |  | TRUE
33 | bus_LV_3103-7_3_3_node_115 | 0.4 | n |  | TRUE
34 | bus_LV_3103-7_3_3_node_116 | 0.4 | n |  | TRUE
35 | bus_LV_3103-7_3_3_node_117 | 0.4 | n |  | TRUE
36 | bus_LV_3103-7_3_3_node_118 | 0.4 | n |  | TRUE
37 | bus_LV_3103-7_3_3_node_119 | 0.4 | n |  | TRUE
38 | bus_LV_3103-7_3_3_node_134 | 0.4 | n |  | TRUE
39 | bus_LV_3103-7_3_3_node_135 | 0.4 | n |  | TRUE
40 | bus_LV_3103-7_3_3_node_120 | 0.4 | n |  | TRUE
41 | bus_LV_3103-7_3_3_node_121 | 0.4 | n |  | TRUE
42 | bus_LV_3103-7_3_3_node_322 | 0.4 | n |  | TRUE
43 | bus_LV_3103-7_3_3_node_122 | 0.4 | n |  | TRUE
44 | bus_LV_3103-7_3_3_node_320 | 0.4 | n |  | TRUE
45 | bus_LV_3103-7_3_3_node_126 | 0.4 | n |  | TRUE
46 | bus_LV_3103-7_3_3_node_124 | 0.4 | n |  | TRUE
47 | bus_LV_3103-7_3_3_node_125 | 0.4 | n |  | TRUE
48 | bus_LV_3103-7_3_3_node_212 | 0.4 | n |  | TRUE
49 | bus_LV_3103-7_3_3_node_219 | 0.4 | n |  | TRUE
50 | bus_LV_3103-7_3_3_node_127 | 0.4 | n |  | TRUE
51 | bus_LV_3103-7_3_3_node_128 | 0.4 | n |  | TRUE
52 | bus_LV_3103-7_3_3_node_129 | 0.4 | n |  | TRUE
53 | bus_LV_3103-7_3_3_node_130 | 0.4 | n |  | TRUE
54 | bus_LV_3103-7_3_3_node_131 | 0.4 | n |  | TRUE
55 | bus_LV_3103-7_3_3_node_132 | 0.4 | n |  | TRUE
56 | bus_LV_3103-7_3_3_node_133 | 0.4 | n |  | TRUE
57 | bus_LV_3103-7_3_3_node_139 | 0.4 | n |  | TRUE
58 | bus_LV_3103-7_3_3_node_136 | 0.4 | n |  | TRUE
59 | bus_LV_3103-7_3_3_node_311 | 0.4 | n |  | TRUE
60 | bus_LV_3103-7_3_3_node_140 | 0.4 | n |  | TRUE
61 | bus_LV_3103-7_3_3_node_329 | 0.4 | n |  | TRUE
62 | bus_LV_3103-7_3_3_node_137 | 0.4 | n |  | TRUE
63 | bus_LV_3103-7_3_3_node_138 | 0.4 | n |  | TRUE
64 | bus_LV_3103-7_3_3_node_220 | 0.4 | n |  | TRUE
65 | bus_LV_3103-7_3_3_node_332 | 0.4 | n |  | TRUE
66 | bus_LV_3103-7_3_3_node_333 | 0.4 | n |  | TRUE
67 | bus_LV_3103-7_3_3_node_142 | 0.4 | n |  | TRUE
68 | bus_LV_3103-7_3_3_node_144 | 0.4 | n |  | TRUE
69 | bus_LV_3103-7_3_3_node_145 | 0.4 | n |  | TRUE
70 | bus_LV_3103-7_3_3_node_147 | 0.4 | n |  | TRUE
71 | bus_LV_3103-7_3_3_node_327 | 0.4 | n |  | TRUE
72 | bus_LV_3103-7_3_3_node_148 | 0.4 | n |  | TRUE
73 | bus_LV_3103-7_3_3_node_328 | 0.4 | n |  | TRUE
74 | bus_LV_3103-7_3_3_node_151 | 0.4 | n |  | TRUE
75 | bus_LV_3103-7_3_3_node_149 | 0.4 | n |  | TRUE
76 | bus_LV_3103-7_3_3_node_150 | 0.4 | n |  | TRUE
77 | bus_LV_3103-7_3_3_node_152 | 0.4 | n |  | TRUE
78 | bus_LV_3103-7_3_3_node_153 | 0.4 | n |  | TRUE
79 | bus_LV_3103-7_3_3_node_154 | 0.4 | n |  | TRUE
80 | bus_LV_3103-7_3_3_node_159 | 0.4 | n |  | TRUE
81 | bus_LV_3103-7_3_3_node_156 | 0.4 | n |  | TRUE
82 | bus_LV_3103-7_3_3_node_155 | 0.4 | n |  | TRUE
83 | bus_LV_3103-7_3_3_node_157 | 0.4 | n |  | TRUE
84 | bus_LV_3103-7_3_3_node_160 | 0.4 | n |  | TRUE
85 | bus_LV_3103-7_3_3_node_161 | 0.4 | n |  | TRUE
86 | bus_LV_3103-7_3_3_node_162 | 0.4 | n |  | TRUE
87 | bus_LV_3103-7_3_3_node_163 | 0.4 | n |  | TRUE
88 | bus_LV_3103-7_3_3_node_164 | 0.4 | n |  | TRUE
89 | bus_LV_3103-7_3_3_node_169 | 0.4 | n |  | TRUE
90 | bus_LV_3103-7_3_3_node_166 | 0.4 | n |  | TRUE
91 | bus_LV_3103-7_3_3_node_170 | 0.4 | n |  | TRUE
92 | bus_LV_3103-7_3_3_node_202 | 0.4 | n |  | TRUE
93 | bus_LV_3103-7_3_3_node_203 | 0.4 | n |  | TRUE
94 | bus_LV_3103-7_3_3_node_204 | 0.4 | n |  | TRUE
95 | bus_LV_3103-7_3_3_node_205 | 0.4 | n |  | TRUE
96 | bus_LV_3103-7_3_3_node_206 | 0.4 | n |  | TRUE
97 | bus_LV_3103-7_3_3_node_207 | 0.4 | n |  | TRUE
98 | bus_LV_3103-7_3_3_node_209 | 0.4 | n |  | TRUE
99 | bus_LV_3103-7_3_3_node_214 | 0.4 | n |  | TRUE
100 | bus_LV_3103-7_3_3_node_213 | 0.4 | n |  | TRUE
101 | bus_LV_3103-7_3_3_node_211 | 0.4 | n |  | TRUE
102 | bus_LV_3103-7_3_3_node_325 | 0.4 | n |  | TRUE
103 | bus_LV_3103-7_3_3_node_323 | 0.4 | n |  | TRUE
104 | bus_LV_3103-7_3_3_node_326 | 0.4 | n |  | TRUE
105 | bus_LV_3103-7_3_3_node_217 | 0.4 | n |  | TRUE
106 | bus_LV_3103-7_3_3_node_210 | 0.4 | n |  | TRUE
107 | bus_LV_3103-7_3_3_node_215 | 0.4 | n |  | TRUE
108 | bus_LV_3103-7_3_3_node_216 | 0.4 | n |  | TRUE
109 | bus_LV_3103-7_3_3_node_218 | 0.4 | n |  | TRUE
110 | bus_LV_3103-7_3_3_node_224 | 0.4 | n |  | TRUE
111 | bus_LV_3103-7_3_3_node_221 | 0.4 | n |  | TRUE
112 | bus_LV_3103-7_3_3_node_222 | 0.4 | n |  | TRUE
113 | bus_LV_3103-7_3_3_node_223 | 0.4 | n |  | TRUE
114 | bus_LV_3103-7_3_3_node_239 | 0.4 | n |  | TRUE
115 | bus_LV_3103-7_3_3_node_238 | 0.4 | n |  | TRUE
116 | bus_LV_3103-7_3_3_node_225 | 0.4 | n |  | TRUE
117 | bus_LV_3103-7_3_3_node_226 | 0.4 | n |  | TRUE
118 | bus_LV_3103-7_3_3_node_227 | 0.4 | n |  | TRUE
119 | bus_LV_3103-7_3_3_node_228 | 0.4 | n |  | TRUE
120 | bus_LV_3103-7_3_3_node_229 | 0.4 | n |  | TRUE
121 | bus_LV_3103-7_3_3_node_230 | 0.4 | n |  | TRUE
122 | bus_LV_3103-7_3_3_node_233 | 0.4 | n |  | TRUE
123 | bus_LV_3103-7_3_3_node_231 | 0.4 | n |  | TRUE
124 | bus_LV_3103-7_3_3_node_232 | 0.4 | n |  | TRUE
125 | bus_LV_3103-7_3_3_node_242 | 0.4 | n |  | TRUE
126 | bus_LV_3103-7_3_3_node_246 | 0.4 | n |  | TRUE
127 | bus_LV_3103-7_3_3_node_243 | 0.4 | n |  | TRUE
128 | bus_LV_3103-7_3_3_node_234 | 0.4 | n |  | TRUE
129 | bus_LV_3103-7_3_3_node_235 | 0.4 | n |  | TRUE
130 | bus_LV_3103-7_3_3_node_236 | 0.4 | n |  | TRUE
131 | bus_LV_3103-7_3_3_node_237 | 0.4 | n |  | TRUE
132 | bus_LV_3103-7_3_3_node_240 | 0.4 | n |  | TRUE
133 | bus_LV_3103-7_3_3_node_241 | 0.4 | n |  | TRUE
134 | bus_LV_3103-7_3_3_node_244 | 0.4 | n |  | TRUE
135 | bus_LV_3103-7_3_3_node_245 | 0.4 | n |  | TRUE
136 | bus_LV_3103-7_3_3_node_312 | 0.4 | n |  | TRUE
137 | bus_LV_3103-7_3_3_node_316 | 0.4 | n |  | TRUE
138 | bus_LV_3103-7_3_3_node_319 | 0.4 | n |  | TRUE
139 | bus_LV_3103-7_3_3_node_324 | 0.4 | n |  | TRUE
140 | bus_MV_0_node_114 | 20 | n |  | TRUE

## load
| name | bus | p_mw | q_mvar | const_z_percent | const_i_percent | sn_mva | scaling | in_service | type
0 | LV_3103-7_3_3_load_80 | 0 | 0.00025243 | 6.3265e-05 | 0 | 0 |  | 1 | TRUE | wye
1 | LV_3103-7_3_3_load_81 | 2 | 0.00042654 | 0.0001069 | 0 | 0 |  | 1 | TRUE | wye
2 | LV_3103-7_3_3_load_83 | 3 | 6.4654e-05 | 1.6204e-05 | 0 | 0 |  | 1 | TRUE | wye
3 | LV_3103-7_3_3_load_318 | 4 | 0.00035217 | 8.8263e-05 | 0 | 0 |  | 1 | TRUE | wye
4 | LV_3103-7_3_3_load_84 | 5 | 0.00029599 | 7.4183e-05 | 0 | 0 |  | 1 | TRUE | wye
5 | LV_3103-7_3_3_load_86 | 7 | 0.00030729 | 7.7015e-05 | 0 | 0 |  | 1 | TRUE | wye
6 | LV_3103-7_3_3_load_103 | 10 | 9.3198e-05 | 2.3358e-05 | 0 | 0 |  | 1 | TRUE | wye
7 | LV_3103-7_3_3_load_88 | 11 | 0.00012924 | 3.239e-05 | 0 | 0 |  | 1 | TRUE | wye
8 | LV_3103-7_3_3_load_89 | 12 | 0.00010699 | 2.6815e-05 | 0 | 0 |  | 1 | TRUE | wye
9 | LV_3103-7_3_3_load_91 | 14 | 0.0002829 | 7.0902e-05 | 0 | 0 |  | 1 | TRUE | wye
10 | LV_3103-7_3_3_load_96 | 16 | 7.5505e-05 | 1.8923e-05 | 0 | 0 |  | 1 | TRUE | wye
11 | LV_3103-7_3_3_load_93 | 17 | 0.00022797 | 5.7133e-05 | 0 | 0 |  | 1 | TRUE | wye
12 | LV_3103-7_3_3_load_95 | 18 | 0.00053963 | 0.00013524 | 0 | 0 |  | 1 | TRUE | wye
13 | LV_3103-7_3_3_load_97 | 19 | 0.0002599 | 6.5138e-05 | 0 | 0 |  | 1 | TRUE | wye
14 | LV_3103-7_3_3_load_98 | 20 | 0.00040154 | 0.00010064 | 0 | 0 |  | 1 | TRUE | wye
15 | LV_3103-7_3_3_load_99 | 21 | 0.00024028 | 6.0221e-05 | 0 | 0 |  | 1 | TRUE | wye
16 | LV_3103-7_3_3_load_101 | 23 | 0.00039989 | 0.00010022 | 0 | 0 |  | 1 | TRUE | wye
17 | LV_3103-7_3_3_load_102 | 24 | 0.00016951 | 4.2484e-05 | 0 | 0 |  | 1 | TRUE | wye
18 | LV_3103-7_3_3_load_104 | 26 | 0.00016733 | 4.1937e-05 | 0 | 0 |  | 1 | TRUE | wye
19 | LV_3103-7_3_3_load_107 | 28 | 0.00019926 | 4.9939e-05 | 0 | 0 |  | 1 | TRUE | wye
20 | LV_3103-7_3_3_load_143 | 30 | 0.00062024 | 0.00015545 | 0 | 0 |  | 1 | TRUE | wye
21 | LV_3103-7_3_3_load_141 | 31 | 0.000152 | 3.8095e-05 | 0 | 0 |  | 1 | TRUE | wye
22 | LV_3103-7_3_3_load_114 | 32 | 0.00011318 | 2.8365e-05 | 0 | 0 |  | 1 | TRUE | wye
23 | LV_3103-7_3_3_load_115 | 33 | 0.00055353 | 0.00013873 | 0 | 0 |  | 1 | TRUE | wye
24 | LV_3103-7_3_3_load_116 | 34 | 0.00017462 | 4.3765e-05 | 0 | 0 |  | 1 | TRUE | wye
25 | LV_3103-7_3_3_load_119 | 37 | 0.00016094 | 4.0336e-05 | 0 | 0 |  | 1 | TRUE | wye
26 | LV_3103-7_3_3_load_134 | 38 | 0.00045404 | 0.00011379 | 0 | 0 |  | 1 | TRUE | wye
27 | LV_3103-7_3_3_load_322 | 42 | 4.3959e-05 | 1.1017e-05 | 0 | 0 |  | 1 | TRUE | wye
28 | LV_3103-7_3_3_load_320 | 44 | 4.5439e-05 | 1.1388e-05 | 0 | 0 |  | 1 | TRUE | wye
29 | LV_3103-7_3_3_load_126 | 45 | 0.00017655 | 4.4249e-05 | 0 | 0 |  | 1 | TRUE | wye
30 | LV_3103-7_3_3_load_124 | 46 | 0.00034248 | 8.5834e-05 | 0 | 0 |  | 1 | TRUE | wye
31 | LV_3103-7_3_3_load_125 | 47 | 0.0002247 | 5.6315e-05 | 0 | 0 |  | 1 | TRUE | wye
32 | LV_3103-7_3_3_load_212 | 48 | 0.00010382 | 2.602e-05 | 0 | 0 |  | 1 | TRUE | wye
33 | LV_3103-7_3_3_load_219 | 49 | 0.0002819 | 7.065e-05 | 0 | 0 |  | 1 | TRUE | wye
34 | LV_3103-7_3_3_load_128 | 51 | 0.00057662 | 0.00014451 | 0 | 0 |  | 1 | TRUE | wye
35 | LV_3103-7_3_3_load_129 | 52 | 9.9392e-05 | 2.491e-05 | 0 | 0 |  | 1 | TRUE | wye
36 | LV_3103-7_3_3_load_130 | 53 | 0.00010202 | 2.5569e-05 | 0 | 0 |  | 1 | TRUE | wye
37 | LV_3103-7_3_3_load_133 | 56 | 0.00037723 | 9.4544e-05 | 0 | 0 |  | 1 | TRUE | wye
38 | LV_3103-7_3_3_load_136 | 58 | 0.00010611 | 2.6594e-05 | 0 | 0 |  | 1 | TRUE | wye
39 | LV_3103-7_3_3_load_140 | 60 | 0.0013937 | 0.00034929 | 0 | 0 |  | 1 | TRUE | wye
40 | LV_3103-7_3_3_load_329 | 61 | 0.0020501 | 0.0005138 | 0 | 0 |  | 1 | TRUE | wye
41 | LV_3103-7_3_3_load_137 | 62 | 0.00029377 | 7.3625e-05 | 0 | 0 |  | 1 | TRUE | wye
42 | LV_3103-7_3_3_load_138 | 63 | 0.00015595 | 3.9085e-05 | 0 | 0 |  | 1 | TRUE | wye
43 | LV_3103-7_3_3_load_332 | 65 | 0.00038755 | 9.713e-05 | 0 | 0 |  | 1 | TRUE | wye
44 | LV_3103-7_3_3_load_333 | 66 | 0.00027003 | 6.7675e-05 | 0 | 0 |  | 1 | TRUE | wye
45 | LV_3103-7_3_3_load_142 | 67 | 0.00037611 | 9.4262e-05 | 0 | 0 |  | 1 | TRUE | wye
46 | LV_3103-7_3_3_load_144 | 68 | 0.00014327 | 3.5907e-05 | 0 | 0 |  | 1 | TRUE | wye
47 | LV_3103-7_3_3_load_145 | 69 | 0.00075663 | 0.00018963 | 0 | 0 |  | 1 | TRUE | wye
48 | LV_3103-7_3_3_load_327 | 71 | 0.0010288 | 0.00025785 | 0 | 0 |  | 1 | TRUE | wye
49 | LV_3103-7_3_3_load_328 | 73 | 0.00029731 | 7.4513e-05 | 0 | 0 |  | 1 | TRUE | wye
50 | LV_3103-7_3_3_load_149 | 75 | 0.00029481 | 7.3885e-05 | 0 | 0 |  | 1 | TRUE | wye
51 | LV_3103-7_3_3_load_150 | 76 | 0.0001111 | 2.7845e-05 | 0 | 0 |  | 1 | TRUE | wye
52 | LV_3103-7_3_3_load_153 | 78 | 0.00034876 | 8.7408e-05 | 0 | 0 |  | 1 | TRUE | wye
53 | LV_3103-7_3_3_load_159 | 80 | 0.00038187 | 9.5707e-05 | 0 | 0 |  | 1 | TRUE | wye
54 | LV_3103-7_3_3_load_156 | 81 | 9.2235e-05 | 2.3116e-05 | 0 | 0 |  | 1 | TRUE | wye
55 | LV_3103-7_3_3_load_155 | 82 | 0.00035245 | 8.8332e-05 | 0 | 0 |  | 1 | TRUE | wye
56 | LV_3103-7_3_3_load_157 | 83 | 0.00069215 | 0.00017347 | 0 | 0 |  | 1 | TRUE | wye
57 | LV_3103-7_3_3_load_160 | 84 | 8.1375e-05 | 2.0394e-05 | 0 | 0 |  | 1 | TRUE | wye
58 | LV_3103-7_3_3_load_161 | 85 | 0.00032247 | 8.0818e-05 | 0 | 0 |  | 1 | TRUE | wye
59 | LV_3103-7_3_3_load_162 | 86 | 0.00039019 | 9.7792e-05 | 0 | 0 |  | 1 | TRUE | wye
60 | LV_3103-7_3_3_load_169 | 89 | 0.00011075 | 2.7757e-05 | 0 | 0 |  | 1 | TRUE | wye
61 | LV_3103-7_3_3_load_166 | 90 | 0.00023623 | 5.9204e-05 | 0 | 0 |  | 1 | TRUE | wye
62 | LV_3103-7_3_3_load_170 | 91 | 0.0001123 | 2.8145e-05 | 0 | 0 |  | 1 | TRUE | wye
63 | LV_3103-7_3_3_load_202 | 92 | 0.00020941 | 5.2483e-05 | 0 | 0 |  | 1 | TRUE | wye
64 | LV_3103-7_3_3_load_206 | 96 | 0.00012927 | 3.2397e-05 | 0 | 0 |  | 1 | TRUE | wye
65 | LV_3103-7_3_3_load_209 | 98 | 0.00028278 | 7.087e-05 | 0 | 0 |  | 1 | TRUE | wye
66 | LV_3103-7_3_3_load_214 | 99 | 0.00017996 | 4.5103e-05 | 0 | 0 |  | 1 | TRUE | wye
67 | LV_3103-7_3_3_load_213 | 100 | 0.00028968 | 7.26e-05 | 0 | 0 |  | 1 | TRUE | wye
68 | LV_3103-7_3_3_load_211 | 101 | 0.00060337 | 0.00015122 | 0 | 0 |  | 1 | TRUE | wye
69 | LV_3103-7_3_3_load_325 | 102 | 0.00026692 | 6.6898e-05 | 0 | 0 |  | 1 | TRUE | wye
70 | LV_3103-7_3_3_load_326 | 104 | 0.00030084 | 7.5399e-05 | 0 | 0 |  | 1 | TRUE | wye
71 | LV_3103-7_3_3_load_217 | 105 | 0.00014854 | 3.7228e-05 | 0 | 0 |  | 1 | TRUE | wye
72 | LV_3103-7_3_3_load_210 | 106 | 0.00021522 | 5.3938e-05 | 0 | 0 |  | 1 | TRUE | wye
73 | LV_3103-7_3_3_load_215 | 107 | 0.00032687 | 8.1921e-05 | 0 | 0 |  | 1 | TRUE | wye
74 | LV_3103-7_3_3_load_216 | 108 | 0.00032421 | 8.1254e-05 | 0 | 0 |  | 1 | TRUE | wye
75 | LV_3103-7_3_3_load_218 | 109 | 9.6841e-05 | 2.4271e-05 | 0 | 0 |  | 1 | TRUE | wye
76 | LV_3103-7_3_3_load_224 | 110 | 0.00066004 | 0.00016542 | 0 | 0 |  | 1 | TRUE | wye
77 | LV_3103-7_3_3_load_221 | 111 | 6.4846e-05 | 1.6252e-05 | 0 | 0 |  | 1 | TRUE | wye
78 | LV_3103-7_3_3_load_222 | 112 | 0.0011179 | 0.00028018 | 0 | 0 |  | 1 | TRUE | wye
79 | LV_3103-7_3_3_load_239 | 114 | 0.000185 | 4.6366e-05 | 0 | 0 |  | 1 | TRUE | wye
80 | LV_3103-7_3_3_load_238 | 115 | 6.6876e-05 | 1.6761e-05 | 0 | 0 |  | 1 | TRUE | wye
81 | LV_3103-7_3_3_load_225 | 116 | 0.00016247 | 4.0719e-05 | 0 | 0 |  | 1 | TRUE | wye
82 | LV_3103-7_3_3_load_226 | 117 | 0.00024998 | 6.2651e-05 | 0 | 0 |  | 1 | TRUE | wye
83 | LV_3103-7_3_3_load_228 | 119 | 0.00014167 | 3.5505e-05 | 0 | 0 |  | 1 | TRUE | wye
84 | LV_3103-7_3_3_load_229 | 120 | 0.00026336 | 6.6003e-05 | 0 | 0 |  | 1 | TRUE | wye
85 | LV_3103-7_3_3_load_233 | 122 | 0.00030103 | 7.5444e-05 | 0 | 0 |  | 1 | TRUE | wye
86 | LV_3103-7_3_3_load_231 | 123 | 0.00010067 | 2.523e-05 | 0 | 0 |  | 1 | TRUE | wye
87 | LV_3103-7_3_3_load_242 | 125 | 0.00019439 | 4.8719e-05 | 0 | 0 |  | 1 | TRUE | wye
88 | LV_3103-7_3_3_load_246 | 126 | 0.00012433 | 3.1159e-05 | 0 | 0 |  | 1 | TRUE | wye
89 | LV_3103-7_3_3_load_243 | 127 | 0.00019463 | 4.8779e-05 | 0 | 0 |  | 1 | TRUE | wye
90 | LV_3103-7_3_3_load_234 | 128 | 0.00017321 | 4.3411e-05 | 0 | 0 |  | 1 | TRUE | wye
91 | LV_3103-7_3_3_load_235 | 129 | 0.00035358 | 8.8616e-05 | 0 | 0 |  | 1 | TRUE | wye
92 | LV_3103-7_3_3_load_236 | 130 | 0.00015854 | 3.9734e-05 | 0 | 0 |  | 1 | TRUE | wye
93 | LV_3103-7_3_3_load_237 | 131 | 0.00036011 | 9.0252e-05 | 0 | 0 |  | 1 | TRUE | wye
94 | LV_3103-7_3_3_load_240 | 132 | 0.00020779 | 5.2078e-05 | 0 | 0 |  | 1 | TRUE | wye
95 | LV_3103-7_3_3_load_241 | 133 | 0.00011557 | 2.8965e-05 | 0 | 0 |  | 1 | TRUE | wye
96 | LV_3103-7_3_3_load_244 | 134 | 0.00022774 | 5.7077e-05 | 0 | 0 |  | 1 | TRUE | wye
97 | LV_3103-7_3_3_load_245 | 135 | 7.38e-05 | 1.8496e-05 | 0 | 0 |  | 1 | TRUE | wye
98 | LV_3103-7_3_3_load_312 | 136 | 0.00080196 | 0.00020099 | 0 | 0 |  | 1 | TRUE | wye
99 | LV_3103-7_3_3_load_316 | 137 | 0.0011172 | 0.00027999 | 0 | 0 |  | 1 | TRUE | wye
100 | LV_3103-7_3_3_load_319 | 138 | 0.00014896 | 3.7332e-05 | 0 | 0 |  | 1 | TRUE | wye
101 | LV_3103-7_3_3_load_324 | 139 | 0.00014502 | 3.6345e-05 | 0 | 0 |  | 1 | TRUE | wye

## ext_grid
| name | bus | vm_pu | va_degree | slack_weight | in_service
0 |  | 32 | 1 | 0 | 1 | TRUE

## line
| name | std_type | from_bus | to_bus | length_km | r_ohm_per_km | x_ohm_per_km | c_nf_per_km | g_us_per_km | max_i_ka | df | parallel | type | in_service
0 | LV_3103-7_3_3_line_0 | NAYY 4x150 SE | 0 | 1 | 0.15428 | 0.208 | 0.08 | 261 | 0 | 0.27 | 1 | 1 | cs | TRUE
1 | LV_3103-7_3_3_line_1 | NAYY 4x150 SE | 1 | 138 | 0.15948 | 0.208 | 0.08 | 261 | 0 | 0.27 | 1 | 1 | cs | TRUE
2 | LV_3103-7_3_3_line_2 | NAYY 4x150 SE | 1 | 137 | 0.072757 | 0.208 | 0.08 | 261 | 0 | 0.27 | 1 | 1 | cs | TRUE
3 | LV_3103-7_3_3_line_3 | NAYY 4x150 SE | 2 | 3 | 0.021087 | 0.208 | 0.08 | 261 | 0 | 0.27 | 1 | 1 | cs | TRUE
4 | LV_3103-7_3_3_line_4 | NAYY 4x150 SE | 2 | 4 | 0.19516 | 0.208 | 0.08 | 261 | 0 | 0.27 | 1 | 1 | cs | TRUE
5 | LV_3103-7_3_3_line_5 | NAYY 4x150 SE | 3 | 5 | 0.0098261 | 0.208 | 0.08 | 261 | 0 | 0.27 | 1 | 1 | cs | TRUE
6 | LV_3103-7_3_3_line_6 | NAYY 4x150 SE | 4 | 137 | 0.058721 | 0.208 | 0.08 | 261 | 0 | 0.27 | 1 | 1 | cs | TRUE
7 | LV_3103-7_3_3_line_7 | NAYY 4x150 SE | 5 | 6 | 0.082005 | 0.208 | 0.08 | 261 | 0 | 0.27 | 1 | 1 | cs | TRUE
8 | LV_3103-7_3_3_line_8 | NAYY 4x150 SE | 6 | 7 | 0.11672 | 0.208 | 0.08 | 261 | 0 | 0.27 | 1 | 1 | cs | TRUE
9 | LV_3103-7_3_3_line_9 | NAYY 4x150 SE | 6 | 8 | 0.14383 | 0.208 | 0.08 | 261 | 0 | 0.27 | 1 | 1 | cs | TRUE
10 | LV_3103-7_3_3_line_10 | NAYY 4x150 SE | 8 | 9 | 0.003369 | 0.208 | 0.08 | 261 | 0 | 0.27 | 1 | 1 | cs | TRUE
11 | LV_3103-7_3_3_line_11 | NAYY 4x150 SE | 8 | 10 | 0.046025 | 0.208 | 0.08 | 261 | 0 | 0.27 | 1 | 1 | cs | TRUE
12 | LV_3103-7_3_3_line_12 | NAYY 4x150 SE | 9 | 18 | 0.072236 | 0.208 | 0.08 | 261 | 0 | 0.27 | 1 | 1 | cs | TRUE
13 | LV_3103-7_3_3_line_13 | NAYY 4x150 SE | 9 | 17 | 0.13269 | 0.208 | 0.08 | 261 | 0 | 0.27 | 1 | 1 | cs | TRUE
14 | LV_3103-7_3_3_line_14 | NAYY 4x150 SE | 10 | 26 | 0.035854 | 0.208 | 0.08 | 261 | 0 | 0.27 | 1 | 1 | cs | TRUE
15 | LV_3103-7_3_3_line_15 | NAYY 4x150 SE | 11 | 12 | 0.064569 | 0.208 | 0.08 | 261 | 0 | 0.27 | 1 | 1 | cs | TRUE
16 | LV_3103-7_3_3_line_16 | NAYY 4x150 SE | 11 | 13 | 0.091863 | 0.208 | 0.08 | 261 | 0 | 0.27 | 1 | 1 | cs | TRUE
17 | LV_3103-7_3_3_line_17 | NAYY 4x150 SE | 12 | 14 | 0.0087425 | 0.208 | 0.08 | 261 | 0 | 0.27 | 1 | 1 | cs | TRUE
18 | LV_3103-7_3_3_line_18 | NAYY 4x150 SE | 13 | 15 | 0.087014 | 0.208 | 0.08 | 261 | 0 | 0.27 | 1 | 1 | cs | TRUE
19 | LV_3103-7_3_3_line_19 | NAYY 4x150 SE | 15 | 16 | 0.18232 | 0.208 | 0.08 | 261 | 0 | 0.27 | 1 | 1 | cs | TRUE
20 | LV_3103-7_3_3_line_20 | NAYY 4x150 SE | 15 | 17 | 0.094903 | 0.208 | 0.08 | 261 | 0 | 0.27 | 1 | 1 | cs | TRUE
21 | LV_3103-7_3_3_line_21 | NAYY 4x150 SE | 18 | 19 | 0.03501 | 0.208 | 0.08 | 261 | 0 | 0.27 | 1 | 1 | cs | TRUE
22 | LV_3103-7_3_3_line_22 | NAYY 4x150 SE | 19 | 20 | 0.025863 | 0.208 | 0.08 | 261 | 0 | 0.27 | 1 | 1 | cs | TRUE
23 | LV_3103-7_3_3_line_23 | NAYY 4x150 SE | 20 | 21 | 0.0076854 | 0.208 | 0.08 | 261 | 0 | 0.27 | 1 | 1 | cs | TRUE
24 | LV_3103-7_3_3_line_24 | NAYY 4x150 SE | 21 | 22 | 0.057581 | 0.208 | 0.08 | 261 | 0 | 0.27 | 1 | 1 | cs | TRUE
25 | LV_3103-7_3_3_line_25 | NAYY 4x150 SE | 22 | 23 | 0.046936 | 0.208 | 0.08 | 261 | 0 | 0.27 | 1 | 1 | cs | TRUE
26 | LV_3103-7_3_3_line_26 | NAYY 4x150 SE | 22 | 24 | 0.0073655 | 0.208 | 0.08 | 261 | 0 | 0.27 | 1 | 1 | cs | TRUE
27 | LV_3103-7_3_3_line_27 | NAYY 4x150 SE | 24 | 25 | 0.10168 | 0.208 | 0.08 | 261 | 0 | 0.27 | 1 | 1 | cs | TRUE
28 | LV_3103-7_3_3_line_28 | NAYY 4x150 SE | 25 | 27 | 0.12046 | 0.208 | 0.08 | 261 | 0 | 0.27 | 1 | 1 | cs | TRUE
29 | LV_3103-7_3_3_line_29 | NAYY 4x150 SE | 25 | 28 | 0.07196 | 0.208 | 0.08 | 261 | 0 | 0.27 | 1 | 1 | cs | TRUE
30 | LV_3103-7_3_3_line_30 | NAYY 4x150 SE | 27 | 29 | 0.094199 | 0.208 | 0.08 | 261 | 0 | 0.27 | 1 | 1 | cs | TRUE
31 | LV_3103-7_3_3_line_31 | NAYY 4x150 SE | 27 | 30 | 0.080637 | 0.208 | 0.08 | 261 | 0 | 0.27 | 1 | 1 | cs | TRUE
32 | LV_3103-7_3_3_line_32 | NAYY 4x150 SE | 28 | 31 | 0.0087434 | 0.208 | 0.08 | 261 | 0 | 0.27 | 1 | 1 | cs | TRUE
33 | LV_3103-7_3_3_line_33 | NAYY 4x150 SE | 29 | 71 | 0.12832 | 0.208 | 0.08 | 261 | 0 | 0.27 | 1 | 1 | cs | TRUE
34 | LV_3103-7_3_3_line_34 | NAYY 4x150 SE | 29 | 39 | 0.3415 | 0.208 | 0.08 | 261 | 0 | 0.27 | 1 | 1 | cs | TRUE
35 | LV_3103-7_3_3_line_35 | NAYY 4x150 SE | 30 | 68 | 0.023377 | 0.208 | 0.08 | 261 | 0 | 0.27 | 1 | 1 | cs | TRUE
36 | LV_3103-7_3_3_line_36 | NAYY 4x150 SE | 31 | 67 | 0.042554 | 0.208 | 0.08 | 261 | 0 | 0.27 | 1 | 1 | cs | TRUE
37 | LV_3103-7_3_3_line_37 | NAYY 4x150 SE | 32 | 33 | 0.0077091 | 0.208 | 0.08 | 261 | 0 | 0.27 | 1 | 1 | cs | TRUE
38 | LV_3103-7_3_3_line_38 | NAYY 4x150 SE | 32 | 34 | 0.19826 | 0.208 | 0.08 | 261 | 0 | 0.27 | 1 | 2 | cs | TRUE
39 | LV_3103-7_3_3_line_39 | NAYY 4x150 SE | 33 | 35 | 0.23674 | 0.208 | 0.08 | 261 | 0 | 0.27 | 1 | 1 | cs | TRUE
40 | LV_3103-7_3_3_line_40 | NAYY 4x150 SE | 34 | 36 | 0.27218 | 0.208 | 0.08 | 261 | 0 | 0.27 | 1 | 2 | cs | TRUE
41 | LV_3103-7_3_3_line_41 | NAYY 4x150 SE | 35 | 37 | 0.01328 | 0.208 | 0.08 | 261 | 0 | 0.27 | 1 | 1 | cs | TRUE
42 | LV_3103-7_3_3_line_42 | NAYY 4x150 SE | 36 | 38 | 0.21109 | 0.208 | 0.08 | 261 | 0 | 0.27 | 1 | 1 | cs | TRUE
43 | LV_3103-7_3_3_line_43 | NAYY 4x150 SE | 36 | 39 | 0.27999 | 0.208 | 0.08 | 261 | 0 | 0.27 | 1 | 1 | cs | TRUE
44 | LV_3103-7_3_3_line_44 | NAYY 4x150 SE | 37 | 40 | 0.031088 | 0.208 | 0.08 | 261 | 0 | 0.27 | 1 | 1 | cs | TRUE
45 | LV_3103-7_3_3_line_45 | NAYY 4x150 SE | 38 | 60 | 0.014363 | 0.208 | 0.08 | 261 | 0 | 0.27 | 1 | 1 | cs | TRUE
46 | LV_3103-7_3_3_line_46 | NAYY 4x150 SE | 39 | 61 | 0.15243 | 0.208 | 0.08 | 261 | 0 | 0.27 | 1 | 1 | cs | TRUE
47 | LV_3103-7_3_3_line_47 | NAYY 4x150 SE | 40 | 41 | 0.078901 | 0.208 | 0.08 | 261 | 0 | 0.27 | 1 | 1 | cs | TRUE
48 | LV_3103-7_3_3_line_48 | NAYY 4x150 SE | 41 | 42 | 0.16018 | 0.208 | 0.08 | 261 | 0 | 0.27 | 1 | 1 | cs | TRUE
49 | LV_3103-7_3_3_line_49 | NAYY 4x150 SE | 41 | 43 | 0.15363 | 0.208 | 0.08 | 261 | 0 | 0.27 | 1 | 1 | cs | TRUE
50 | LV_3103-7_3_3_line_50 | NAYY 4x150 SE | 41 | 44 | 0.031013 | 0.208 | 0.08 | 261 | 0 | 0.27 | 1 | 1 | cs | TRUE
51 | LV_3103-7_3_3_line_51 | NAYY 4x150 SE | 43 | 45 | 0.2526 | 0.208 | 0.08 | 261 | 0 | 0.27 | 1 | 1 | cs | TRUE
52 | LV_3103-7_3_3_line_52 | NAYY 4x150 SE | 43 | 46 | 0.018265 | 0.208 | 0.08 | 261 | 0 | 0.27 | 1 | 1 | cs | TRUE
53 | LV_3103-7_3_3_line_53 | NAYY 4x150 SE | 45 | 50 | 0.14623 | 0.208 | 0.08 | 261 | 0 | 0.27 | 1 | 1 | cs | TRUE
54 | LV_3103-7_3_3_line_54 | NAYY 4x150 SE | 46 | 47 | 0.13619 | 0.208 | 0.08 | 261 | 0 | 0.27 | 1 | 1 | cs | TRUE
55 | LV_3103-7_3_3_line_55 | NAYY 4x150 SE | 47 | 48 | 0.099365 | 0.208 | 0.08 | 261 | 0 | 0.27 | 1 | 1 | cs | TRUE
56 | LV_3103-7_3_3_line_56 | NAYY 4x150 SE | 47 | 49 | 0.11596 | 0.208 | 0.08 | 261 | 0 | 0.27 | 1 | 1 | cs | TRUE
57 | LV_3103-7_3_3_line_57 | NAYY 4x150 SE | 48 | 106 | 0.01243 | 0.208 | 0.08 | 261 | 0 | 0.27 | 1 | 1 | cs | TRUE
58 | LV_3103-7_3_3_line_58 | NAYY 4x150 SE | 49 | 109 | 0.028205 | 0.208 | 0.08 | 261 | 0 | 0.27 | 1 | 1 | cs | TRUE
59 | LV_3103-7_3_3_line_59 | NAYY 4x150 SE | 50 | 51 | 0.052776 | 0.208 | 0.08 | 261 | 0 | 0.27 | 1 | 1 | cs | TRUE
60 | LV_3103-7_3_3_line_60 | NAYY 4x150 SE | 50 | 52 | 0.0097658 | 0.208 | 0.08 | 261 | 0 | 0.27 | 1 | 1 | cs | TRUE
61 | LV_3103-7_3_3_line_61 | NAYY 4x150 SE | 51 | 53 | 0.12129 | 0.208 | 0.08 | 261 | 0 | 0.27 | 1 | 1 | cs | TRUE
62 | LV_3103-7_3_3_line_62 | NAYY 4x150 SE | 52 | 54 | 0.1264 | 0.208 | 0.08 | 261 | 0 | 0.27 | 1 | 1 | cs | TRUE
63 | LV_3103-7_3_3_line_63 | NAYY 4x150 SE | 54 | 55 | 0.006329 | 0.208 | 0.08 | 261 | 0 | 0.27 | 1 | 1 | cs | TRUE
64 | LV_3103-7_3_3_line_64 | NAYY 4x150 SE | 54 | 56 | 0.1786 | 0.208 | 0.08 | 261 | 0 | 0.27 | 1 | 1 | cs | TRUE
65 | LV_3103-7_3_3_line_65 | NAYY 4x150 SE | 55 | 57 | 0.040542 | 0.208 | 0.08 | 261 | 0 | 0.27 | 1 | 1 | cs | TRUE
66 | LV_3103-7_3_3_line_66 | NAYY 4x150 SE | 55 | 58 | 0.20003 | 0.208 | 0.08 | 261 | 0 | 0.27 | 1 | 1 | cs | TRUE
67 | LV_3103-7_3_3_line_67 | NAYY 4x150 SE | 56 | 59 | 0.070162 | 0.208 | 0.08 | 261 | 0 | 0.27 | 1 | 1 | cs | TRUE
68 | LV_3103-7_3_3_line_68 | NAYY 4x150 SE | 57 | 65 | 0.015319 | 0.208 | 0.08 | 261 | 0 | 0.27 | 1 | 1 | cs | TRUE
69 | LV_3103-7_3_3_line_69 | NAYY 4x150 SE | 57 | 66 | 0.040523 | 0.208 | 0.08 | 261 | 0 | 0.27 | 1 | 1 | cs | TRUE
70 | LV_3103-7_3_3_line_70 | NAYY 4x150 SE | 58 | 62 | 0.017556 | 0.208 | 0.08 | 261 | 0 | 0.27 | 1 | 1 | cs | TRUE
71 | LV_3103-7_3_3_line_71 | NAYY 4x150 SE | 59 | 136 | 0.080103 | 0.208 | 0.08 | 261 | 0 | 0.27 | 1 | 1 | cs | TRUE
72 | LV_3103-7_3_3_line_72 | NAYY 4x150 SE | 62 | 63 | 0.030895 | 0.208 | 0.08 | 261 | 0 | 0.27 | 1 | 1 | cs | TRUE
73 | LV_3103-7_3_3_line_73 | NAYY 4x150 SE | 62 | 64 | 0.18498 | 0.208 | 0.08 | 261 | 0 | 0.27 | 1 | 1 | cs | TRUE
74 | LV_3103-7_3_3_line_74 | NAYY 4x150 SE | 64 | 110 | 0.086753 | 0.208 | 0.08 | 261 | 0 | 0.27 | 1 | 1 | cs | TRUE
75 | LV_3103-7_3_3_line_75 | NAYY 4x150 SE | 64 | 111 | 0.012348 | 0.208 | 0.08 | 261 | 0 | 0.27 | 1 | 1 | cs | TRUE
76 | LV_3103-7_3_3_line_76 | NAYY 4x150 SE | 68 | 69 | 0.010024 | 0.208 | 0.08 | 261 | 0 | 0.27 | 1 | 1 | cs | TRUE
77 | LV_3103-7_3_3_line_77 | NAYY 4x150 SE | 69 | 70 | 0.1325 | 0.208 | 0.08 | 261 | 0 | 0.27 | 1 | 1 | cs | TRUE
78 | LV_3103-7_3_3_line_78 | NAYY 4x150 SE | 70 | 72 | 0.39271 | 0.208 | 0.08 | 261 | 0 | 0.27 | 1 | 1 | cs | TRUE
79 | LV_3103-7_3_3_line_79 | NAYY 4x150 SE | 72 | 73 | 0.11075 | 0.208 | 0.08 | 261 | 0 | 0.27 | 1 | 1 | cs | TRUE
80 | LV_3103-7_3_3_line_80 | NAYY 4x150 SE | 72 | 74 | 0.16326 | 0.208 | 0.08 | 261 | 0 | 0.27 | 1 | 1 | cs | TRUE
81 | LV_3103-7_3_3_line_81 | NAYY 4x150 SE | 74 | 75 | 0.018938 | 0.208 | 0.08 | 261 | 0 | 0.27 | 1 | 1 | cs | TRUE
82 | LV_3103-7_3_3_line_82 | NAYY 4x150 SE | 75 | 76 | 0.034496 | 0.208 | 0.08 | 261 | 0 | 0.27 | 1 | 1 | cs | TRUE
83 | LV_3103-7_3_3_line_83 | NAYY 4x150 SE | 76 | 77 | 0.090803 | 0.208 | 0.08 | 261 | 0 | 0.27 | 1 | 1 | cs | TRUE
84 | LV_3103-7_3_3_line_84 | NAYY 4x150 SE | 77 | 78 | 0.13466 | 0.208 | 0.08 | 261 | 0 | 0.27 | 1 | 1 | cs | TRUE
85 | LV_3103-7_3_3_line_85 | NAYY 4x150 SE | 77 | 79 | 0.028565 | 0.208 | 0.08 | 261 | 0 | 0.27 | 1 | 1 | cs | TRUE
86 | LV_3103-7_3_3_line_86 | NAYY 4x150 SE | 79 | 80 | 0.041233 | 0.208 | 0.08 | 261 | 0 | 0.27 | 1 | 1 | cs | TRUE
87 | LV_3103-7_3_3_line_87 | NAYY 4x150 SE | 79 | 81 | 0.21992 | 0.208 | 0.08 | 261 | 0 | 0.27 | 1 | 1 | cs | TRUE
88 | LV_3103-7_3_3_line_88 | NAYY 4x150 SE | 81 | 82 | 0.041163 | 0.208 | 0.08 | 261 | 0 | 0.27 | 1 | 1 | cs | TRUE
89 | LV_3103-7_3_3_line_89 | NAYY 4x150 SE | 82 | 83 | 0.25368 | 0.208 | 0.08 | 261 | 0 | 0.27 | 1 | 1 | cs | TRUE
90 | LV_3103-7_3_3_line_90 | NAYY 4x150 SE | 83 | 84 | 0.15319 | 0.208 | 0.08 | 261 | 0 | 0.27 | 1 | 1 | cs | TRUE
91 | LV_3103-7_3_3_line_91 | NAYY 4x150 SE | 84 | 85 | 0.023351 | 0.208 | 0.08 | 261 | 0 | 0.27 | 1 | 1 | cs | TRUE
92 | LV_3103-7_3_3_line_92 | NAYY 4x150 SE | 85 | 86 | 0.042731 | 0.208 | 0.08 | 261 | 0 | 0.27 | 1 | 1 | cs | TRUE
93 | LV_3103-7_3_3_line_93 | NAYY 4x150 SE | 86 | 87 | 0.17268 | 0.208 | 0.08 | 261 | 0 | 0.27 | 1 | 1 | cs | TRUE
94 | LV_3103-7_3_3_line_94 | NAYY 4x150 SE | 87 | 88 | 0.006107 | 0.208 | 0.08 | 261 | 0 | 0.27 | 1 | 1 | cs | TRUE
95 | LV_3103-7_3_3_line_95 | NAYY 4x150 SE | 88 | 89 | 0.066477 | 0.208 | 0.08 | 261 | 0 | 0.27 | 1 | 1 | cs | TRUE
96 | LV_3103-7_3_3_line_96 | NAYY 4x150 SE | 88 | 90 | 0.025516 | 0.208 | 0.08 | 261 | 0 | 0.27 | 1 | 1 | cs | TRUE
97 | LV_3103-7_3_3_line_97 | NAYY 4x150 SE | 89 | 91 | 0.025328 | 0.208 | 0.08 | 261 | 0 | 0.27 | 1 | 1 | cs | TRUE
98 | LV_3103-7_3_3_line_98 | NAYY 4x150 SE | 92 | 93 | 0.02777 | 0.208 | 0.08 | 261 | 0 | 0.27 | 1 | 1 | cs | TRUE
99 | LV_3103-7_3_3_line_99 | NAYY 4x150 SE | 92 | 94 | 0.088585 | 0.208 | 0.08 | 261 | 0 | 0.27 | 1 | 1 | cs | TRUE
100 | LV_3103-7_3_3_line_100 | NAYY 4x150 SE | 93 | 95 | 0.08016 | 0.208 | 0.08 | 261 | 0 | 0.27 | 1 | 1 | cs | TRUE
101 | LV_3103-7_3_3_line_101 | NAYY 4x150 SE | 93 | 96 | 0.050256 | 0.208 | 0.08 | 261 | 0 | 0.27 | 1 | 1 | cs | TRUE
102 | LV_3103-7_3_3_line_102 | NAYY 4x150 SE | 93 | 97 | 0.11564 | 0.208 | 0.08 | 261 | 0 | 0.27 | 1 | 1 | cs | TRUE
103 | LV_3103-7_3_3_line_103 | NAYY 4x150 SE | 94 | 98 | 0.06698 | 0.208 | 0.08 | 261 | 0 | 0.27 | 1 | 1 | cs | TRUE
104 | LV_3103-7_3_3_line_104 | NAYY 4x150 SE | 95 | 99 | 0.035255 | 0.208 | 0.08 | 261 | 0 | 0.27 | 1 | 1 | cs | TRUE
105 | LV_3103-7_3_3_line_105 | NAYY 4x150 SE | 95 | 100 | 0.21713 | 0.208 | 0.08 | 261 | 0 | 0.27 | 1 | 1 | cs | TRUE
106 | LV_3103-7_3_3_line_106 | NAYY 4x150 SE | 96 | 101 | 0.008362 | 0.208 | 0.08 | 261 | 0 | 0.27 | 1 | 1 | cs | TRUE
107 | LV_3103-7_3_3_line_107 | NAYY 4x150 SE | 97 | 102 | 0.082813 | 0.208 | 0.08 | 261 | 0 | 0.27 | 1 | 1 | cs | TRUE
108 | LV_3103-7_3_3_line_108 | NAYY 4x150 SE | 97 | 103 | 0.19365 | 0.208 | 0.08 | 261 | 0 | 0.27 | 1 | 1 | cs | TRUE
109 | LV_3103-7_3_3_line_109 | NAYY 4x150 SE | 97 | 104 | 0.14381 | 0.208 | 0.08 | 261 | 0 | 0.27 | 1 | 1 | cs | TRUE
110 | LV_3103-7_3_3_line_110 | NAYY 4x150 SE | 98 | 105 | 0.031488 | 0.208 | 0.08 | 261 | 0 | 0.27 | 1 | 1 | cs | TRUE
111 | LV_3103-7_3_3_line_111 | NAYY 4x150 SE | 99 | 107 | 0.028989 | 0.208 | 0.08 | 261 | 0 | 0.27 | 1 | 1 | cs | TRUE
112 | LV_3103-7_3_3_line_112 | NAYY 4x150 SE | 101 | 106 | 0.027213 | 0.208 | 0.08 | 261 | 0 | 0.27 | 1 | 1 | cs | TRUE
113 | LV_3103-7_3_3_line_113 | NAYY 4x150 SE | 103 | 139 | 0.1707 | 0.208 | 0.08 | 261 | 0 | 0.27 | 1 | 1 | cs | TRUE
114 | LV_3103-7_3_3_line_114 | NAYY 4x150 SE | 107 | 108 | 0.0025032 | 0.208 | 0.08 | 261 | 0 | 0.27 | 1 | 1 | cs | TRUE
115 | LV_3103-7_3_3_line_115 | NAYY 4x150 SE | 110 | 116 | 0.088738 | 0.208 | 0.08 | 261 | 0 | 0.27 | 1 | 1 | cs | TRUE
116 | LV_3103-7_3_3_line_116 | NAYY 4x150 SE | 111 | 112 | 0.043277 | 0.208 | 0.08 | 261 | 0 | 0.27 | 1 | 1 | cs | TRUE
117 | LV_3103-7_3_3_line_117 | NAYY 4x150 SE | 112 | 113 | 0.077871 | 0.208 | 0.08 | 261 | 0 | 0.27 | 1 | 1 | cs | TRUE
118 | LV_3103-7_3_3_line_118 | NAYY 4x150 SE | 113 | 114 | 0.091557 | 0.208 | 0.08 | 261 | 0 | 0.27 | 1 | 1 | cs | TRUE
119 | LV_3103-7_3_3_line_119 | NAYY 4x150 SE | 113 | 115 | 0.12942 | 0.208 | 0.08 | 261 | 0 | 0.27 | 1 | 1 | cs | TRUE
120 | LV_3103-7_3_3_line_120 | NAYY 4x150 SE | 114 | 132 | 0.02672 | 0.208 | 0.08 | 261 | 0 | 0.27 | 1 | 1 | cs | TRUE
121 | LV_3103-7_3_3_line_121 | NAYY 4x150 SE | 115 | 131 | 0.017977 | 0.208 | 0.08 | 261 | 0 | 0.27 | 1 | 1 | cs | TRUE
122 | LV_3103-7_3_3_line_122 | NAYY 4x150 SE | 116 | 117 | 0.038517 | 0.208 | 0.08 | 261 | 0 | 0.27 | 1 | 1 | cs | TRUE
123 | LV_3103-7_3_3_line_123 | NAYY 4x150 SE | 117 | 118 | 0.1934 | 0.208 | 0.08 | 261 | 0 | 0.27 | 1 | 1 | cs | TRUE
124 | LV_3103-7_3_3_line_124 | NAYY 4x150 SE | 118 | 119 | 0.0045137 | 0.208 | 0.08 | 261 | 0 | 0.27 | 1 | 1 | cs | TRUE
125 | LV_3103-7_3_3_line_125 | NAYY 4x150 SE | 118 | 120 | 0.012263 | 0.208 | 0.08 | 261 | 0 | 0.27 | 1 | 1 | cs | TRUE
126 | LV_3103-7_3_3_line_126 | NAYY 4x150 SE | 119 | 121 | 0.074334 | 0.208 | 0.08 | 261 | 0 | 0.27 | 1 | 1 | cs | TRUE
127 | LV_3103-7_3_3_line_127 | NAYY 4x150 SE | 120 | 122 | 0.048983 | 0.208 | 0.08 | 261 | 0 | 0.27 | 1 | 1 | cs | TRUE
128 | LV_3103-7_3_3_line_128 | NAYY 4x150 SE | 121 | 123 | 0.039762 | 0.208 | 0.08 | 261 | 0 | 0.27 | 1 | 1 | cs | TRUE
129 | LV_3103-7_3_3_line_129 | NAYY 4x150 SE | 121 | 124 | 0.10051 | 0.208 | 0.08 | 261 | 0 | 0.27 | 1 | 1 | cs | TRUE
130 | LV_3103-7_3_3_line_130 | NAYY 4x150 SE | 122 | 128 | 0.17183 | 0.208 | 0.08 | 261 | 0 | 0.27 | 1 | 1 | cs | TRUE
131 | LV_3103-7_3_3_line_131 | NAYY 4x150 SE | 123 | 125 | 0.067949 | 0.208 | 0.08 | 261 | 0 | 0.27 | 1 | 1 | cs | TRUE
132 | LV_3103-7_3_3_line_132 | NAYY 4x150 SE | 124 | 126 | 0.024326 | 0.208 | 0.08 | 261 | 0 | 0.27 | 1 | 1 | cs | TRUE
133 | LV_3103-7_3_3_line_133 | NAYY 4x150 SE | 124 | 127 | 0.23166 | 0.208 | 0.08 | 261 | 0 | 0.27 | 1 | 1 | cs | TRUE
134 | LV_3103-7_3_3_line_134 | NAYY 4x150 SE | 127 | 134 | 0.30544 | 0.208 | 0.08 | 261 | 0 | 0.27 | 1 | 1 | cs | TRUE
135 | LV_3103-7_3_3_line_135 | NAYY 4x150 SE | 128 | 129 | 0.036124 | 0.208 | 0.08 | 261 | 0 | 0.27 | 1 | 1 | cs | TRUE
136 | LV_3103-7_3_3_line_136 | NAYY 4x150 SE | 130 | 131 | 0.026235 | 0.208 | 0.08 | 261 | 0 | 0.27 | 1 | 1 | cs | TRUE
137 | LV_3103-7_3_3_line_137 | NAYY 4x150 SE | 132 | 133 | 0.031243 | 0.208 | 0.08 | 261 | 0 | 0.27 | 1 | 1 | cs | TRUE
138 | LV_3103-7_3_3_line_138 | NAYY 4x150 SE | 134 | 135 | 0.14919 | 0.208 | 0.08 | 261 | 0 | 0.27 | 1 | 1 | cs | TRUE

## trafo
| name | std_type | hv_bus | lv_bus | sn_mva | vn_hv_kv | vn_lv_kv | vk_percent | vkr_percent | pfe_kw | i0_percent | shift_degree | tap_side | tap_neutral | tap_min | tap_max | tap_step_percent | tap_step_degree | tap_pos | tap_phase_shifter | parallel | df | in_service
0 | LV_3103-7_3_3_trafo_114 | 0.25 MVA 20/0.4 kV | 140 | 32 | 0.25 | 20 | 0.4 | 6 | 1.44 | 0.8 | 0.32 | 150 | hv | 0 | -2 | 2 | 2.5 | 0 | 0 | FALSE | 1 | 1 | TRUE

## line_geodata
| x0 | y0 | x1 | y1 | x2 | y2 | x3 | y3 | x4 | y4 | x5 | y5 | x6 | y6 | x7 | y7 | x8 | y8 | x9 | y9 | x10 | y10 | x11 | y11 | x12 | y12 | x13 | y13 | x14 | y14 | x15 | y15 | x16 | y16 | x17 | y17 | x18 | y18 | x19 | y19
0 | 2752218.0512 | 1243842.3194 | 2752265.3719 | 1243695.4715
1 | 2752265.3719 | 1243695.4715 | 2752266.2143 | 1243688.2862 | 2752271.6866 | 1243661.8904 | 2752294.2423 | 1243613.9679 | 2752300.9987 | 1243604.9994 | 2752314.0077 | 1243593.1331 | 2752316.2379 | 1243588.1523 | 2752313.9601 | 1243579.9749 | 2752292.7281 | 1243559.288
2 | 2752265.3719 | 1243695.4715 | 2752241.7732 | 1243689.2155 | 2752220.5562 | 1243677.9605 | 2752201.5582 | 1243662.7672
3 | 2751997.0387 | 1243756.4799 | 2751998.3158 | 1243757.1723 | 2752016.9568 | 1243763.3384
4 | 2752016.9568 | 1243763.3384 | 2752155.6984 | 1243626.092
5 | 2751997.0387 | 1243756.4799 | 2751988.4006 | 1243751.7963
6 | 2752155.6984 | 1243626.092 | 2752201.5582 | 1243662.7672
7 | 2751914.0424 | 1243717.5319 | 2751957.2365 | 1243734.8989 | 2751988.4006 | 1243751.7963
8 | 2751914.0424 | 1243717.5319 | 2751933.4138 | 1243683.9737 | 2751933.813 | 1243676.955 | 2751931.7379 | 1243672.0638 | 2751917.8846 | 1243653.4692 | 2751912.8556 | 1243643.4531 | 2751909.2433 | 1243612.3755
9 | 2751914.0424 | 1243717.5319 | 2751863.6054 | 1243710.1449 | 2751770.3226 | 1243710.4474
10 | 2751770.3226 | 1243710.4474 | 2751766.9458 | 1243710.3165
11 | 2751770.3226 | 1243710.4474 | 2751759.6751 | 1243666.4554 | 2751759.4766 | 1243665.7186
12 | 2751766.9458 | 1243710.3165 | 2751695.7784 | 1243697.9397
13 | 2751766.9458 | 1243710.3165 | 2751770.0697 | 1243719.4384 | 2751778.2882 | 1243733.0727 | 2751830.4064 | 1243823.0251 | 2751832.2624 | 1243825.593
14 | 2751739.8401 | 1243636.3306 | 2751742.0594 | 1243638.2558 | 2751753.722 | 1243653.235 | 2751757.7208 | 1243659.1985 | 2751759.4766 | 1243665.7186
15 | 2751932.8028 | 1244008.1561 | 2751940.8484 | 1244029.6827 | 2751944.4254 | 1244044.7108 | 2751944.8596 | 1244053.7306 | 2751942.5422 | 1244066.8504 | 2751941.0521 | 1244070.3314
16 | 2751977.7589 | 1243930.1663 | 2751931.6829 | 1244000.2199 | 2751932.8028 | 1244008.1561 | 2751932.8028 | 1244008.1561
17 | 2751937.6118 | 1244078.3685 | 2751941.0521 | 1244070.3314
18 | 2751977.7589 | 1243930.1663 | 2751907.2665 | 1243895.784 | 2751899.998 | 1243890.8376
19 | 2751899.998 | 1243890.8376 | 2751899.442 | 1243896.3064 | 2751829.9013 | 1243995.3766 | 2751825.3073 | 1244000.2637 | 2751819.3735 | 1244002.8476 | 2751812.1478 | 1244003.3188 | 2751776.558 | 1244002.0626
20 | 2751899.998 | 1243890.8376 | 2751879.7532 | 1243877.0618 | 2751850.1606 | 1243850.3567 | 2751832.2624 | 1243825.593
21 | 2751695.7784 | 1243697.9397 | 2751661.2863 | 1243691.9411
22 | 2751661.2863 | 1243691.9411 | 2751640.3722 | 1243688.3039 | 2751636.031 | 1243686.6803
23 | 2751636.031 | 1243686.6803 | 2751628.8326 | 1243683.9881
24 | 2751574.7285 | 1243664.3261 | 2751582.4056 | 1243666.6244 | 2751628.8326 | 1243683.9881
25 | 2751574.7285 | 1243664.3261 | 2751586.303 | 1243629.244 | 2751586.2693 | 1243625.2393 | 2751583.1947 | 1243620.0892
26 | 2751574.7285 | 1243664.3261 | 2751567.6726 | 1243662.2135
27 | 2751471.9838 | 1243629.1801 | 2751493.7624 | 1243641.0029 | 2751541.5065 | 1243654.3792 | 2751567.6726 | 1243662.2135
28 | 2751471.9838 | 1243629.1801 | 2751466.2407 | 1243626.0639 | 2751442.1515 | 1243603.4498 | 2751418.0972 | 1243588.3438 | 2751368.2509 | 1243571.0889
29 | 2751471.9838 | 1243629.1801 | 2751471.5134 | 1243640.1897 | 2751473.1016 | 1243651.4298 | 2751473.3791 | 1243661.5799 | 2751473.6215 | 1243683.4625 | 2751474.9237 | 1243695.2402 | 2751476.096 | 1243700.8199
30 | 2751274.7828 | 1243584.8073 | 2751368.2509 | 1243571.0889
31 | 2751368.2509 | 1243571.0889 | 2751371.2773 | 1243490.5086
32 | 2751477.5099 | 1243709.442 | 2751476.8384 | 1243704.3533 | 2751476.096 | 1243700.8199
33 | 2751274.7828 | 1243584.8073 | 2751284.7205 | 1243597.7952 | 2751299.2628 | 1243615.2492 | 2751318.232 | 1243637.6098 | 2751335.1161 | 1243657.5148 | 2751349.1491 | 1243673.8772 | 2751354.2133 | 1243685.2171
34 | 2750942.7901 | 1243651.683 | 2750957.6225 | 1243645.599 | 2750974.6141 | 1243635.4995 | 2750976.1814 | 1243634.8276 | 2751008.8116 | 1243620.8447 | 2751010.8833 | 1243619.9632 | 2751082.8492 | 1243609.8967 | 2751187.4859 | 1243595.259 | 2751274.7828 | 1243584.8073
35 | 2751371.2773 | 1243490.5086 | 2751371.4633 | 1243485.5562 | 2751371.174 | 1243467.1372
36 | 2751436.5474 | 1243720.4069 | 2751442.4955 | 1243718.1565 | 2751449.7531 | 1243716.7404 | 2751471.0116 | 1243712.2121 | 2751477.5099 | 1243709.442
37 | 2751451.9942 | 1244109.5647 | 2751455.5564 | 1244112.8879 | 2751457.3933 | 1244115.0505
38 | 2751451.9942 | 1244109.5647 | 2751450.8373 | 1244108.4854 | 2751445.8291 | 1244103.8532 | 2751439.4332 | 1244100.2643 | 2751418.1961 | 1244085.9531 | 2751391.2167 | 1244069.1042 | 2751370.7297 | 1244053.2442 | 2751356.1001 | 1244042.2271 | 2751337.7177 | 1244030.7028 | 2751318.5164 | 1244019.8584 | 2751303.901 | 1244010.0541 | 2751293.2398 | 1244003.5205 | 2751288.8009 | 1243998.0693
39 | 2751680.3671 | 1244192.1396 | 2751462.0657 | 1244120.0275 | 2751459.8726 | 1244117.9696 | 2751457.3933 | 1244115.0505
40 | 2751173.3461 | 1243759.4992 | 2751202.0061 | 1243814.8933 | 2751208.9854 | 1243824.6804 | 2751230.8727 | 1243858.3146 | 2751233.8597 | 1243867.1992 | 2751236.7508 | 1243890.217 | 2751238.3278 | 1243903.0917 | 2751237.953 | 1243910.9674 | 2751237.2846 | 1243917.9014 | 2751236.9046 | 1243921.8288 | 2751236.7282 | 1243923.7038 | 2751240.279 | 1243933.0143 | 2751247.884 | 1243944.9417 | 2751254.6858 | 1243956.6374 | 2751265.2538 | 1243971.8657 | 2751276.6638 | 1243985.5029 | 2751287.4039 | 1243996.3537 | 2751288.8009 | 1243998.0693
41 | 2751680.3671 | 1244192.1396 | 2751693.2014 | 1244195.5526
42 | 2751173.3461 | 1243759.4992 | 2751178.0793 | 1243762.7785 | 2751183.9617 | 1243764.8748 | 2751195.7673 | 1243765.3984 | 2751208.8223 | 1243766.7434 | 2751221.6633 | 1243769.6623 | 2751243.821 | 1243774.9209 | 2751279.9322 | 1243782.7601 | 2751294.9287 | 1243786.546 | 2751307.1372 | 1243789.6492 | 2751318.6746 | 1243795.9383 | 2751331.9253 | 1243805.0182 | 2751344.8254 | 1243815.3904 | 2751359.4061 | 1243829.5313 | 2751364.2272 | 1243834.7718
43 | 2750942.7901 | 1243651.683 | 2750957.6225 | 1243645.599 | 2750974.6141 | 1243635.4995 | 2750976.1814 | 1243634.8276 | 2750980.8723 | 1243639.7739 | 2750997.0656 | 1243645.5803 | 2751074.9941 | 1243675.4033 | 2751084.9037 | 1243678.5253 | 2751094.5263 | 1243680.1496 | 2751105.2675 | 1243682.0917 | 2751109.6505 | 1243684.8726 | 2751119.4126 | 1243696.7436 | 2751134.2542 | 1243719.9659 | 2751142.4086 | 1243729.9386 | 2751156.85 | 1243743.6417 | 2751169.3606 | 1243753.8813 | 2751173.3461 | 1243759.4992
44 | 2751698.6163 | 1244219.7547 | 2751701.7274 | 1244207.2112 | 2751702.6512 | 1244202.4303 | 2751701.9526 | 1244198.4086 | 2751696.3786 | 1244196.3975 | 2751693.2014 | 1244195.5526
45 | 2751371.308 | 1243847.0071 | 2751368.1026 | 1243838.9844 | 2751364.2272 | 1243834.7718
46 | 2750942.7901 | 1243651.683 | 2750948.9512 | 1243658.8799 | 2750963.0676 | 1243666.9578 | 2750976.3667 | 1243674.7591 | 2751007.9538 | 1243698.4521 | 2751066.3657 | 1243740.7012
47 | 2751698.6163 | 1244219.7547 | 2751698.1461 | 1244231.921 | 2751693.703 | 1244259.2891 | 2751691.7918 | 1244266.0133 | 2751704.486 | 1244260.7328 | 2751718.083 | 1244260.6471 | 2751722.3846 | 1244262.4477
48 | 2751722.3846 | 1244262.4477 | 2751815.7255 | 1244214.9566 | 2751839.7108 | 1244204.8719 | 2751858.2971 | 1244198.9308 | 2751868.4438 | 1244197.1777
49 | 2751614.0503 | 1244310.2906 | 2751616.7091 | 1244311.2817 | 2751632.1967 | 1244317.6836 | 2751658.6957 | 1244330.4843 | 2751690.1711 | 1244271.7328 | 2751691.7918 | 1244266.0133 | 2751704.486 | 1244260.7328 | 2751718.083 | 1244260.6471 | 2751722.3846 | 1244262.4477
50 | 2751722.3846 | 1244262.4477 | 2751733.1943 | 1244266.984 | 2751750.4984 | 1244275.5095
51 | 2751614.0503 | 1244310.2906 | 2751580.9136 | 1244296.2639 | 2751486.0693 | 1244258.0385 | 2751434.9695 | 1244236.2132 | 2751382.7777 | 1244218.6424 | 2751379.2366 | 1244217.5023
52 | 2751614.0503 | 1244310.2906 | 2751607.5455 | 1244327.3581
53 | 2751238.7816 | 1244177.5199 | 2751262.4077 | 1244181.7707 | 2751284.7432 | 1244187.1119 | 2751310.0625 | 1244195.2319 | 2751379.2366 | 1244217.5023
54 | 2751524.8749 | 1244367.1 | 2751531.5826 | 1244371.7869 | 2751534.7261 | 1244377.1835 | 2751536.0156 | 1244386.1916 | 2751537.6249 | 1244393.0393 | 2751540.2847 | 1244397.2446 | 2751544.4519 | 1244397.4957 | 2751549.2279 | 1244393.158 | 2751561.2592 | 1244372.0897 | 2751566.4697 | 1244365.839 | 2751592.7741 | 1244344.2683 | 2751598.9559 | 1244341.1343 | 2751602.1481 | 1244338.7136 | 2751604.3324 | 1244335.7889 | 2751607.5455 | 1244327.3581
55 | 2751524.8749 | 1244367.1 | 2751561.5813 | 1244459.4368
56 | 2751524.8749 | 1244367.1 | 2751412.0129 | 1244393.7219
57 | 2751561.5813 | 1244459.4368 | 2751555.7772 | 1244463.7704 | 2751553.8396 | 1244468.5811
58 | 2751412.0129 | 1244393.7219 | 2751406.3597 | 1244393.3328 | 2751402.5771 | 1244396.6728 | 2751400.4306 | 1244403.747 | 2751399.9808 | 1244411.5874 | 2751400.5861 | 1244413.7507
59 | 2751238.7816 | 1244177.5199 | 2751239.1352 | 1244175.5159 | 2751241.3128 | 1244174.0366 | 2751248.127 | 1244172.1975 | 2751264.4093 | 1244171.7788 | 2751275.1709 | 1244173.477 | 2751281.8355 | 1244173.0577 | 2751284.8912 | 1244169.4655 | 2751285.6694 | 1244167.1165
60 | 2751238.7816 | 1244177.5199 | 2751229.054 | 1244176.6578
61 | 2751285.6694 | 1244167.1165 | 2751285.6694 | 1244167.1165 | 2751176.3101 | 1244114.6488
62 | 2751102.864 | 1244169.427 | 2751106.7158 | 1244169.603 | 2751199.5072 | 1244174.9164 | 2751222.0412 | 1244176.0362 | 2751229.054 | 1244176.6578
63 | 2751102.0312 | 1244175.7006 | 2751102.864 | 1244169.427
64 | 2751102.864 | 1244169.427 | 2751081.4459 | 1244166.3564 | 2751066.4284 | 1244162.5371 | 2751053.1134 | 1244157.4822 | 2751028.624 | 1244146.7485 | 2750962.0535 | 1244113.8565 | 2750938.4488 | 1244102.415
65 | 2751102.0312 | 1244175.7006 | 2751098.5294 | 1244178.7032 | 2751087.6936 | 1244184.366 | 2751070.8921 | 1244191.2113 | 2751065.3988 | 1244192.5505
66 | 2751102.0312 | 1244175.7006 | 2751105.4441 | 1244181.2261 | 2751107.7029 | 1244198.2109 | 2751110.1694 | 1244208.528 | 2751115.1047 | 1244217.807 | 2751122.9053 | 1244227.6928 | 2751130.3668 | 1244236.0464 | 2751138.588 | 1244243.9633 | 2751145.0195 | 1244249.121 | 2751153.686 | 1244252.6229 | 2751169.8429 | 1244256.8163 | 2751181.4063 | 1244261.4598 | 2751191.6111 | 1244266.6025 | 2751212.1152 | 1244278.8144 | 2751232.1367 | 1244292.1596 | 2751243.9844 | 1244298.1006 | 2751244.6142 | 1244298.4513
67 | 2750874.7277 | 1244073.1966 | 2750890.368 | 1244078.9999 | 2750913.9825 | 1244090.5559 | 2750938.4488 | 1244102.415
68 | 2751065.3988 | 1244192.5505 | 2751050.4499 | 1244189.011
69 | 2751065.3988 | 1244192.5505 | 2751060.2666 | 1244196.6348 | 2751027.7449 | 1244206.7721
70 | 2751244.6142 | 1244298.4513 | 2751253.5941 | 1244303.4507 | 2751259.6749 | 1244307.4495
71 | 2750874.7277 | 1244073.1966 | 2750873.8657 | 1244076.1664 | 2750874.6479 | 1244088.8094 | 2750877.6412 | 1244094.4909 | 2750883.5358 | 1244099.3677 | 2750923.784 | 1244129.6757
72 | 2751287.5848 | 1244320.478 | 2751275.2879 | 1244314.0694 | 2751262.5324 | 1244309.3286 | 2751259.6749 | 1244307.4495
73 | 2751259.6749 | 1244307.4495 | 2751174.0178 | 1244471.4047
74 | 2751174.0178 | 1244471.4047 | 2751174.4673 | 1244478.0892 | 2751185.6725 | 1244489.3521 | 2751195.2376 | 1244497.3257 | 2751201.9303 | 1244500.2323 | 2751211.4075 | 1244502.4649 | 2751240.5494 | 1244508.5802 | 2751245.3391 | 1244509.632
75 | 2751174.0178 | 1244471.4047 | 2751161.6724 | 1244471.6648
76 | 2751371.0166 | 1243457.1149 | 2751371.174 | 1243467.1372
77 | 2751322.8073 | 1243334.2271 | 2751343.4885 | 1243375.1711 | 2751358.4386 | 1243414.5788 | 2751366.4038 | 1243436.1135 | 2751371.0025 | 1243456.2166 | 2751371.0166 | 1243457.1149
78 | 2751322.8073 | 1243334.2271 | 2751299.8419 | 1243286.4739 | 2751272.9331 | 1243219.2796 | 2751286.5728 | 1243208.1279 | 2751297.1254 | 1243201.4906 | 2751321.6354 | 1243186.0787 | 2751354.7365 | 1243163.557 | 2751373.5939 | 1243159.5453 | 2751392.7232 | 1243162.3582 | 2751456.1407 | 1243196.1641 | 2751497.4501 | 1243218.5287 | 2751506.6444 | 1243224.2133
79 | 2751506.6444 | 1243224.2133 | 2751511.0343 | 1243238.8615 | 2751516.1654 | 1243253.8067 | 2751519.0278 | 1243263.4223 | 2751519.8573 | 1243278.0129 | 2751520.6852 | 1243292.3699 | 2751522.6968 | 1243307.4578 | 2751527.0205 | 1243316.4101 | 2751536.2846 | 1243328.8251
80 | 2751506.6444 | 1243224.2133 | 2751539.2597 | 1243240.5394 | 2751602.1516 | 1243272.9544 | 2751652.4766 | 1243298.4756
81 | 2751652.4766 | 1243298.4756 | 2751669.3659 | 1243307.0423
82 | 2751669.3659 | 1243307.0423 | 2751688.9378 | 1243316.9696 | 2751699.6824 | 1243323.4543
83 | 2751757.9065 | 1243391.1035 | 2751755.8549 | 1243388.2372 | 2751730.4147 | 1243347.2032 | 2751712.434 | 1243331.1504 | 2751699.6824 | 1243323.4543
84 | 2751757.9065 | 1243391.1035 | 2751762.809 | 1243406.6771 | 2751771.3392 | 1243503.8544 | 2751770.8972 | 1243511.9619 | 2751761.8084 | 1243520.7935
85 | 2751757.9065 | 1243391.1035 | 2751774.5378 | 1243414.3621
86 | 2751774.5378 | 1243414.3621 | 2751780.9456 | 1243409.5326 | 2751783.2309 | 1243376.3928
87 | 2751774.5378 | 1243414.3621 | 2751793.5271 | 1243440.9176 | 2751805.8736 | 1243454.602 | 2751817.8229 | 1243462.8267 | 2751859.6132 | 1243477.51 | 2751910.8382 | 1243493.1805 | 2751921.8175 | 1243490.5591 | 2751927.9656 | 1243483.1761 | 2751928.6341 | 1243474.2069 | 2751925.2557 | 1243465.5789 | 2751919.3326 | 1243449.3058
88 | 2751907.754 | 1243409.8707 | 2751913.2667 | 1243432.6406 | 2751919.3326 | 1243449.3058
89 | 2751907.754 | 1243409.8707 | 2751895.4115 | 1243358.891 | 2751878.7033 | 1243291.1211 | 2751861.4357 | 1243220.0782 | 2751848.0006 | 1243163.3255
90 | 2751848.0006 | 1243163.3255 | 2751998.4903 | 1243134.6697
91 | 2752013.6454 | 1243152.4278 | 2752011.2688 | 1243149.3582 | 2751998.4903 | 1243134.6697
92 | 2752013.6454 | 1243152.4278 | 2752035.7178 | 1243180.9368 | 2752038.1073 | 1243187.171
93 | 2752155.2801 | 1243194.8256 | 2752153.1 | 1243195.2034 | 2752144.9146 | 1243202.6784 | 2752114.9672 | 1243236.276 | 2752097.5366 | 1243246.5613 | 2752081.8361 | 1243246.3031 | 2752064.6017 | 1243238.0313 | 2752050.3734 | 1243225.7773 | 2752042.3949 | 1243198.3578 | 2752038.1073 | 1243187.171
94 | 2752155.2801 | 1243194.8256 | 2752152.7227 | 1243189.2769
95 | 2752152.7227 | 1243189.2769 | 2752138.5198 | 1243182.5175 | 2752125.0714 | 1243173.7644 | 2752108.9179 | 1243157.2568 | 2752106.2635 | 1243153.1292 | 2752106.265 | 1243146.4308
96 | 2752152.7227 | 1243189.2769 | 2752150.8456 | 1243185.2138 | 2752147.6662 | 1243169.1281 | 2752147.8534 | 1243164.4883
97 | 2752092.3957 | 1243126.8154 | 2752103.3392 | 1243136.5274 | 2752106.2661 | 1243141.5294 | 2752106.265 | 1243146.4308
98 | 2751614.5624 | 1244527.333 | 2751608.266 | 1244526.9718 | 2751593.8846 | 1244527.0043 | 2751586.8637 | 1244527.9279
99 | 2751499.0367 | 1244539.0597 | 2751504.5346 | 1244539.0112 | 2751510.0008 | 1244538.428 | 2751515.3819 | 1244537.331 | 2751586.8637 | 1244527.9279
100 | 2751614.5624 | 1244527.333 | 2751618.0449 | 1244534.8403 | 2751623.5092 | 1244543.199 | 2751630.1688 | 1244553.6014 | 2751639.7767 | 1244580.5615 | 2751645.9098 | 1244600.6041
101 | 2751614.5624 | 1244527.333 | 2751611.3676 | 1244521.8795 | 2751600.1934 | 1244508.8482 | 2751579.6662 | 1244491.6652
102 | 2751725.4972 | 1244560.8788 | 2751703.2888 | 1244554.1822 | 2751636.0392 | 1244532.4868 | 2751621.4784 | 1244528.5998 | 2751614.5624 | 1244527.333
103 | 2751499.0367 | 1244539.0597 | 2751498.7795 | 1244542.9124 | 2751495.6201 | 1244549.3823 | 2751490.6344 | 1244554.2374 | 2751484.0561 | 1244557.2168 | 2751473.1349 | 1244557.6494 | 2751449.1555 | 1244554.5677 | 2751445.4236 | 1244554.1498 | 2751443.3833 | 1244556.1774
104 | 2751645.9098 | 1244600.6041 | 2751643.5415 | 1244605.9932 | 2751640.1749 | 1244609.0322 | 2751635.4615 | 1244610.9247 | 2751630.3633 | 1244611.0167 | 2751616.035 | 1244607.9379
105 | 2751645.9098 | 1244600.6041 | 2751652.2296 | 1244623.0982 | 2751660.6187 | 1244651.2952 | 2751668.7549 | 1244670.1656 | 2751677.8375 | 1244680.7079 | 2751690.5836 | 1244692.5673 | 2751701.3776 | 1244703.8874 | 2751708.4266 | 1244717.0803 | 2751711.3445 | 1244737.7747 | 2751714.7535 | 1244758.4816 | 2751721.2799 | 1244772.8845 | 2751731.5122 | 1244786.6483 | 2751737.1632 | 1244790.8204
106 | 2751579.6662 | 1244491.6652 | 2751574.0854 | 1244486.9936 | 2751573.2001 | 1244486.3681
107 | 2751725.4972 | 1244560.8788 | 2751726.5486 | 1244566.1774 | 2751730.8462 | 1244573.4387 | 2751737.8604 | 1244579.7241 | 2751755.0014 | 1244593.2754 | 2751760.4138 | 1244598.0406 | 2751763.7146 | 1244603.1855 | 2751765.4848 | 1244609.9373 | 2751763.8171 | 1244616.9013 | 2751759.8113 | 1244621.5699 | 2751756.3126 | 1244623.8604
108 | 2751902.8812 | 1244638.403 | 2751886.4254 | 1244629.9959 | 2751787.4552 | 1244580.4489 | 2751725.4972 | 1244560.8788
109 | 2751792.2915 | 1244433.5213 | 2751725.4972 | 1244560.8788
110 | 2751464.8208 | 1244578.2568 | 2751443.8866 | 1244559.5601 | 2751443.3833 | 1244556.1774
111 | 2751589.4633 | 1244613.5262 | 2751594.4247 | 1244609.3522 | 2751600.6287 | 1244606.23 | 2751609.5648 | 1244606.5476 | 2751616.035 | 1244607.9379
112 | 2751553.8396 | 1244468.5811 | 2751555.4817 | 1244473.8503 | 2751573.2001 | 1244486.3681
113 | 2751902.8812 | 1244638.403 | 2751900.8745 | 1244643.8346 | 2751901.4058 | 1244649.6537 | 2751905.0335 | 1244655.0184 | 2751915.9986 | 1244664.3748 | 2751925.7006 | 1244674.3328 | 2751930.8167 | 1244682.3937 | 2751933.8902 | 1244690.7916 | 2751937.1823 | 1244696.8594 | 2751946.033 | 1244703.1588 | 2751957.8276 | 1244712.0027 | 2751959.9187 | 1244714.7811 | 2751959.6775 | 1244717.7 | 2751956.9059 | 1244720.8208 | 2751951.0579 | 1244722.4393 | 2751932.9805 | 1244724.5116 | 2751924.4846 | 1244724.4273 | 2751910.8398 | 1244721.6975 | 2751899.3501 | 1244718.656 | 2751895.2022 | 1244717.0705
114 | 2751587.5478 | 1244615.1376 | 2751589.4633 | 1244613.5262
115 | 2751245.3391 | 1244509.632 | 2751263.5865 | 1244513.639 | 2751269.8007 | 1244516.3333 | 2751271.7987 | 1244520.1101 | 2751270.8873 | 1244526.4929 | 2751266.2776 | 1244531.4357 | 2751258.5891 | 1244533.7752 | 2751246.7526 | 1244534.8189 | 2751231.6677 | 1244534.2783 | 2751226.5119 | 1244536.3266 | 2751223.2128 | 1244540.4006
116 | 2751161.6724 | 1244471.6648 | 2751160.1665 | 1244471.6965 | 2751125.5922 | 1244473.4285 | 2751118.4619 | 1244474.005
117 | 2751040.941 | 1244472.5609 | 2751055.4674 | 1244474.5548 | 2751072.5342 | 1244476.5468 | 2751088.4678 | 1244476.4303 | 2751118.4619 | 1244474.005
118 | 2751040.941 | 1244472.5609 | 2751040.496 | 1244475.1854 | 2751041.428 | 1244476.8885 | 2751048.7606 | 1244483.4703 | 2751075.3038 | 1244503.1538 | 2751085.6571 | 1244510.1686 | 2751101.8962 | 1244517.934 | 2751112.6803 | 1244526.1363
119 | 2751040.941 | 1244472.5609 | 2751027.9596 | 1244469.572 | 2751009.8041 | 1244464.0157 | 2750918.2307 | 1244431.6762
120 | 2751112.6803 | 1244526.1363 | 2751122.3966 | 1244533.5265 | 2751132.2934 | 1244536.7928 | 2751135.9002 | 1244538.7218
121 | 2750901.2798 | 1244425.6899 | 2750918.2307 | 1244431.6762
122 | 2751223.2128 | 1244540.4006 | 2751222.9911 | 1244540.6743 | 2751218.59 | 1244549.0034 | 2751216.1409 | 1244556.9819 | 2751218.9044 | 1244562.7578 | 2751224.7191 | 1244566.5875 | 2751230.8837 | 1244569.9729
123 | 2751149.9422 | 1244690.2887 | 2751149.3013 | 1244680.1404 | 2751148.2906 | 1244667.0022 | 2751149.567 | 1244655.4904 | 2751152.8903 | 1244641.0947 | 2751158.5629 | 1244630.9295 | 2751162.8613 | 1244626.6238 | 2751167.8427 | 1244624.293 | 2751176.9847 | 1244623.0581 | 2751204.7523 | 1244625.2344 | 2751212.8809 | 1244625.1971 | 2751218.8318 | 1244623.3915 | 2751223.5652 | 1244621.2991 | 2751229.1454 | 1244615.0576 | 2751238.9175 | 1244598.6133 | 2751243.3476 | 1244589.1505 | 2751244.2443 | 1244583.0453 | 2751242.6594 | 1244577.5997 | 2751238.3118 | 1244574.0522 | 2751230.8837 | 1244569.9729
124 | 2751149.9422 | 1244690.2887 | 2751148.078 | 1244694.3994
125 | 2751149.9422 | 1244690.2887 | 2751155.3369 | 1244689.5365 | 2751159.7271 | 1244687.5576 | 2751160.5874 | 1244685.7515
126 | 2751087.4693 | 1244722.6282 | 2751091.704 | 1244720.5229 | 2751097.6374 | 1244719.6954 | 2751113.3828 | 1244722.1877 | 2751121.1476 | 1244721.5849 | 2751129.6366 | 1244718.6762 | 2751138.6553 | 1244710.7095 | 2751145.6643 | 1244699.722 | 2751148.078 | 1244694.3994
127 | 2751160.5874 | 1244685.7515 | 2751164.1446 | 1244678.2835 | 2751167.2583 | 1244673.5917 | 2751170.1295 | 1244672.4749 | 2751176.3477 | 1244674.7133 | 2751199.4649 | 1244685.215
128 | 2751087.4693 | 1244722.6282 | 2751077.4756 | 1244721.3947 | 2751065.9332 | 1244720.1107 | 2751051.9871 | 1244719.3994 | 2751047.9214 | 1244718.7642
129 | 2751054.285 | 1244817.0175 | 2751054.4913 | 1244808.9262 | 2751057.2536 | 1244801.4004 | 2751084.7974 | 1244728.0875 | 2751087.4693 | 1244722.6282
130 | 2751199.4649 | 1244685.215 | 2751250.3767 | 1244708.3433 | 2751270.2863 | 1244715.9359 | 2751288.1219 | 1244721.5516 | 2751309.8803 | 1244727.5011 | 2751318.4309 | 1244730.1773 | 2751325.2152 | 1244734.5211 | 2751339.6467 | 1244747.902 | 2751345.8833 | 1244754.4451 | 2751352.3524 | 1244758.4504
131 | 2750983.117 | 1244713.8298 | 2750988.6516 | 1244709.0662 | 2750996.7783 | 1244707.6161 | 2751009.4816 | 1244710.2196 | 2751023.0686 | 1244714.0469 | 2751035.9095 | 1244716.8876 | 2751047.9214 | 1244718.7642
132 | 2751054.285 | 1244817.0175 | 2751032.6482 | 1244828.2551
133 | 2751054.285 | 1244817.0175 | 2751056.553 | 1244824.4379 | 2751062.0695 | 1244830.473 | 2751071.8066 | 1244834.6471 | 2751083.8339 | 1244836.1771 | 2751191.6935 | 1244849.66 | 2751203.6626 | 1244851.9895 | 2751216.2833 | 1244855.4478 | 2751226.8402 | 1244859.4874 | 2751242.2108 | 1244865.396 | 2751268.5263 | 1244877.0224 | 2751270.7409 | 1244878.1533
134 | 2751270.7409 | 1244878.1533 | 2751293.7215 | 1244889.8883 | 2751375.753 | 1244955.7993 | 2751393.43 | 1244967.2947 | 2751416.7467 | 1244979.6794 | 2751513.5236 | 1245027.3291 | 2751529.8172 | 1245037.1993
135 | 2751387.1621 | 1244767.5219 | 2751362.902 | 1244762.7317 | 2751352.9093 | 1244758.7952 | 2751352.3524 | 1244758.4504
136 | 2750876.5425 | 1244416.9538 | 2750901.2798 | 1244425.6899
137 | 2751135.9002 | 1244538.7218 | 2751140.4387 | 1244541.1489 | 2751146.5458 | 1244548.0444 | 2751149.1104 | 1244555.3945 | 2751148.0426 | 1244564.4319
138 | 2751529.8172 | 1245037.1993 | 2751543.9058 | 1245045.7338 | 2751571.838 | 1245065.0437 | 2751588.1636 | 1245072.8905 | 2751609.9495 | 1245079.7761 | 2751641.0258 | 1245086.0986 | 2751655.4889 | 1245091.6848 | 2751664.58 | 1245097.1034

## bus_geodata
| x | y | coords
0 | 2752218.0512 | 1243842.3194
1 | 2752265.3719 | 1243695.4715
2 | 2752016.9568 | 1243763.3384
3 | 2751997.0387 | 1243756.4799
4 | 2752155.6984 | 1243626.092
5 | 2751988.4006 | 1243751.7963
6 | 2751914.0424 | 1243717.5319
7 | 2751909.2433 | 1243612.3755
8 | 2751770.3226 | 1243710.4474
9 | 2751766.9458 | 1243710.3165
10 | 2751759.4766 | 1243665.7186
11 | 2751932.8028 | 1244008.1561
12 | 2751941.0521 | 1244070.3314
13 | 2751977.7589 | 1243930.1663
14 | 2751937.6118 | 1244078.3685
15 | 2751899.998 | 1243890.8376
16 | 2751776.558 | 1244002.0626
17 | 2751832.2624 | 1243825.593
18 | 2751695.7784 | 1243697.9397
19 | 2751661.2863 | 1243691.9411
20 | 2751636.031 | 1243686.6803
21 | 2751628.8326 | 1243683.9881
22 | 2751574.7285 | 1243664.3261
23 | 2751583.1947 | 1243620.0892
24 | 2751567.6726 | 1243662.2135
25 | 2751471.9838 | 1243629.1801
26 | 2751739.8401 | 1243636.3306
27 | 2751368.2509 | 1243571.0889
28 | 2751476.096 | 1243700.8199
29 | 2751274.7828 | 1243584.8073
30 | 2751371.2773 | 1243490.5086
31 | 2751477.5099 | 1243709.442
32 | 2751451.9942 | 1244109.5647
33 | 2751457.3933 | 1244115.0505
34 | 2751288.8009 | 1243998.0693
35 | 2751680.3671 | 1244192.1396
36 | 2751173.3461 | 1243759.4992
37 | 2751693.2014 | 1244195.5526
38 | 2751364.2272 | 1243834.7718
39 | 2750942.7901 | 1243651.683
40 | 2751698.6163 | 1244219.7547
41 | 2751722.3846 | 1244262.4477
42 | 2751868.4438 | 1244197.1777
43 | 2751614.0503 | 1244310.2906
44 | 2751750.4984 | 1244275.5095
45 | 2751379.2366 | 1244217.5023
46 | 2751607.5455 | 1244327.3581
47 | 2751524.8749 | 1244367.1
48 | 2751561.5813 | 1244459.4368
49 | 2751412.0129 | 1244393.7219
50 | 2751238.7816 | 1244177.5199
51 | 2751285.6694 | 1244167.1165
52 | 2751229.054 | 1244176.6577
53 | 2751176.3101 | 1244114.6488
54 | 2751102.864 | 1244169.427
55 | 2751102.0312 | 1244175.7006
56 | 2750938.4488 | 1244102.415
57 | 2751065.3988 | 1244192.5505
58 | 2751244.6142 | 1244298.4513
59 | 2750874.7277 | 1244073.1966
60 | 2751371.308 | 1243847.0071
61 | 2751066.3657 | 1243740.7012
62 | 2751259.6749 | 1244307.4495
63 | 2751287.5848 | 1244320.478
64 | 2751174.0178 | 1244471.4047
65 | 2751050.4499 | 1244189.011
66 | 2751027.7449 | 1244206.7721
67 | 2751436.5474 | 1243720.4069
68 | 2751371.174 | 1243467.1372
69 | 2751371.0166 | 1243457.1149
70 | 2751322.8073 | 1243334.2271
71 | 2751354.2133 | 1243685.2171
72 | 2751506.6444 | 1243224.2133
73 | 2751536.2846 | 1243328.8251
74 | 2751652.4766 | 1243298.4756
75 | 2751669.3659 | 1243307.0423
76 | 2751699.6824 | 1243323.4543
77 | 2751757.9065 | 1243391.1035
78 | 2751761.8084 | 1243520.7935
79 | 2751774.5378 | 1243414.3621
80 | 2751783.2309 | 1243376.3928
81 | 2751919.3326 | 1243449.3058
82 | 2751907.754 | 1243409.8707
83 | 2751848.0006 | 1243163.3255
84 | 2751998.4903 | 1243134.6697
85 | 2752013.6454 | 1243152.4278
86 | 2752038.1073 | 1243187.171
87 | 2752155.2801 | 1243194.8256
88 | 2752152.7227 | 1243189.2769
89 | 2752106.265 | 1243146.4308
90 | 2752147.8534 | 1243164.4883
91 | 2752092.3957 | 1243126.8154
92 | 2751586.8637 | 1244527.9279
93 | 2751614.5624 | 1244527.333
94 | 2751499.0367 | 1244539.0597
95 | 2751645.9098 | 1244600.6041
96 | 2751579.6662 | 1244491.6652
97 | 2751725.4972 | 1244560.8788
98 | 2751443.3833 | 1244556.1774
99 | 2751616.035 | 1244607.9379
100 | 2751737.1632 | 1244790.8204
101 | 2751573.2001 | 1244486.3681
102 | 2751756.3126 | 1244623.8604
103 | 2751902.8812 | 1244638.403
104 | 2751792.2915 | 1244433.5213
105 | 2751464.8208 | 1244578.2568
106 | 2751553.8396 | 1244468.5811
107 | 2751589.4633 | 1244613.5262
108 | 2751587.5478 | 1244615.1376
109 | 2751400.5861 | 1244413.7507
110 | 2751245.3391 | 1244509.632
111 | 2751161.6724 | 1244471.6648
112 | 2751118.4619 | 1244474.005
113 | 2751040.941 | 1244472.5609
114 | 2751112.6803 | 1244526.1363
115 | 2750918.2307 | 1244431.6762
116 | 2751223.2128 | 1244540.4006
117 | 2751230.8837 | 1244569.9729
118 | 2751149.9422 | 1244690.2887
119 | 2751148.078 | 1244694.3994
120 | 2751160.5874 | 1244685.7515
121 | 2751087.4693 | 1244722.6282
122 | 2751199.4649 | 1244685.215
123 | 2751047.9214 | 1244718.7642
124 | 2751054.285 | 1244817.0175
125 | 2750983.117 | 1244713.8298
126 | 2751032.6482 | 1244828.2551
127 | 2751270.7409 | 1244878.1533
128 | 2751352.3524 | 1244758.4504
129 | 2751387.1621 | 1244767.5219
130 | 2750876.5425 | 1244416.9538
131 | 2750901.2798 | 1244425.6899
132 | 2751135.9002 | 1244538.7218
133 | 2751148.0426 | 1244564.4319
134 | 2751529.8172 | 1245037.1993
135 | 2751664.58 | 1245097.1034
136 | 2750923.784 | 1244129.6757
137 | 2752201.5582 | 1243662.7672
138 | 2752292.7281 | 1243559.288
139 | 2751895.2022 | 1244717.0705
140 | 2751451.9942 | 1244109.5647

## line_std_types
| c_nf_per_km | r_ohm_per_km | x_ohm_per_km | max_i_ka | type | q_mm2 | alpha | voltage_rating
NAYY 4x50 SE | 210 | 0.642 | 0.083 | 0.142 | cs | 50 | 0.00403 | LV
NAYY 4x120 SE | 264 | 0.225 | 0.08 | 0.242 | cs | 120 | 0.00403 | LV
NAYY 4x150 SE | 261 | 0.208 | 0.08 | 0.27 | cs | 150 | 0.00403 | LV
NA2XS2Y 1x95 RM/25 12/20 kV | 216 | 0.313 | 0.132 | 0.252 | cs | 95 | 0.00403 | MV
NA2XS2Y 1x185 RM/25 12/20 kV | 273 | 0.161 | 0.117 | 0.362 | cs | 185 | 0.00403 | MV
NA2XS2Y 1x240 RM/25 12/20 kV | 304 | 0.122 | 0.112 | 0.421 | cs | 240 | 0.00403 | MV
NA2XS2Y 1x95 RM/25 6/10 kV | 315 | 0.313 | 0.123 | 0.249 | cs | 95 | 0.00403 | MV
NA2XS2Y 1x185 RM/25 6/10 kV | 406 | 0.161 | 0.11 | 0.358 | cs | 185 | 0.00403 | MV
NA2XS2Y 1x240 RM/25 6/10 kV | 456 | 0.122 | 0.105 | 0.416 | cs | 240 | 0.00403 | MV
NA2XS2Y 1x150 RM/25 12/20 kV | 250 | 0.206 | 0.116 | 0.319 | cs | 150 | 0.00403 | MV
NA2XS2Y 1x120 RM/25 12/20 kV | 230 | 0.253 | 0.119 | 0.283 | cs | 120 | 0.00403 | MV
NA2XS2Y 1x70 RM/25 12/20 kV | 190 | 0.443 | 0.132 | 0.22 | cs | 70 | 0.00403 | MV
NA2XS2Y 1x150 RM/25 6/10 kV | 360 | 0.206 | 0.11 | 0.315 | cs | 150 | 0.00403 | MV
NA2XS2Y 1x120 RM/25 6/10 kV | 340 | 0.253 | 0.113 | 0.28 | cs | 120 | 0.00403 | MV
NA2XS2Y 1x70 RM/25 6/10 kV | 280 | 0.443 | 0.123 | 0.217 | cs | 70 | 0.00403 | MV
N2XS(FL)2Y 1x120 RM/35 64/110 kV | 112 | 0.153 | 0.166 | 0.366 | cs | 120 | 0.00393 | HV
N2XS(FL)2Y 1x185 RM/35 64/110 kV | 125 | 0.099 | 0.156 | 0.457 | cs | 185 | 0.00393 | HV
N2XS(FL)2Y 1x240 RM/35 64/110 kV | 135 | 0.075 | 0.149 | 0.526 | cs | 240 | 0.00393 | HV
N2XS(FL)2Y 1x300 RM/35 64/110 kV | 144 | 0.06 | 0.144 | 0.588 | cs | 300 | 0.00393 | HV
15-AL1/3-ST1A 0.4 | 11 | 1.8769 | 0.35 | 0.105 | ol | 16 | 0.00403 | LV
24-AL1/4-ST1A 0.4 | 11.25 | 1.2012 | 0.335 | 0.14 | ol | 24 | 0.00403 | LV
48-AL1/8-ST1A 0.4 | 12.2 | 0.5939 | 0.3 | 0.21 | ol | 48 | 0.00403 | LV
94-AL1/15-ST1A 0.4 | 13.2 | 0.306 | 0.29 | 0.35 | ol | 94 | 0.00403 | LV
34-AL1/6-ST1A 10.0 | 9.7 | 0.8342 | 0.36 | 0.17 | ol | 34 | 0.00403 | MV
48-AL1/8-ST1A 10.0 | 10.1 | 0.5939 | 0.35 | 0.21 | ol | 48 | 0.00403 | MV
70-AL1/11-ST1A 10.0 | 10.4 | 0.4132 | 0.339 | 0.29 | ol | 70 | 0.00403 | MV
94-AL1/15-ST1A 10.0 | 10.75 | 0.306 | 0.33 | 0.35 | ol | 94 | 0.00403 | MV
122-AL1/20-ST1A 10.0 | 11.1 | 0.2376 | 0.323 | 0.41 | ol | 122 | 0.00403 | MV
149-AL1/24-ST1A 10.0 | 11.25 | 0.194 | 0.315 | 0.47 | ol | 149 | 0.00403 | MV
34-AL1/6-ST1A 20.0 | 9.15 | 0.8342 | 0.382 | 0.17 | ol | 34 | 0.00403 | MV
48-AL1/8-ST1A 20.0 | 9.5 | 0.5939 | 0.372 | 0.21 | ol | 48 | 0.00403 | MV
70-AL1/11-ST1A 20.0 | 9.7 | 0.4132 | 0.36 | 0.29 | ol | 70 | 0.00403 | MV
94-AL1/15-ST1A 20.0 | 10 | 0.306 | 0.35 | 0.35 | ol | 94 | 0.00403 | MV
122-AL1/20-ST1A 20.0 | 10.3 | 0.2376 | 0.344 | 0.41 | ol | 122 | 0.00403 | MV
149-AL1/24-ST1A 20.0 | 10.5 | 0.194 | 0.337 | 0.47 | ol | 149 | 0.00403 | MV
184-AL1/30-ST1A 20.0 | 10.75 | 0.1571 | 0.33 | 0.535 | ol | 184 | 0.00403 | MV
243-AL1/39-ST1A 20.0 | 11 | 0.1188 | 0.32 | 0.645 | ol | 243 | 0.00403 | MV
48-AL1/8-ST1A 110.0 | 8 | 0.5939 | 0.46 | 0.21 | ol | 48 | 0.00403 | HV
70-AL1/11-ST1A 110.0 | 8.4 | 0.4132 | 0.45 | 0.29 | ol | 70 | 0.00403 | HV
94-AL1/15-ST1A 110.0 | 8.65 | 0.306 | 0.44 | 0.35 | ol | 94 | 0.00403 | HV
122-AL1/20-ST1A 110.0 | 8.5 | 0.2376 | 0.43 | 0.41 | ol | 122 | 0.00403 | HV
149-AL1/24-ST1A 110.0 | 8.75 | 0.194 | 0.41 | 0.47 | ol | 149 | 0.00403 | HV
184-AL1/30-ST1A 110.0 | 8.8 | 0.1571 | 0.4 | 0.535 | ol | 184 | 0.00403 | HV
243-AL1/39-ST1A 110.0 | 9 | 0.1188 | 0.39 | 0.645 | ol | 243 | 0.00403 | HV
305-AL1/39-ST1A 110.0 | 9.2 | 0.0949 | 0.38 | 0.74 | ol | 305 | 0.00403 | HV
490-AL1/64-ST1A 110.0 | 9.75 | 0.059 | 0.37 | 0.96 | ol | 490 | 0.00403 | HV
679-AL1/86-ST1A 110.0 | 9.95 | 0.042 | 0.36 | 1.15 | ol | 679 | 0.00403 | HV
490-AL1/64-ST1A 220.0 | 10 | 0.059 | 0.285 | 0.96 | ol | 490 | 0.00403 | HV
679-AL1/86-ST1A 220.0 | 11.7 | 0.042 | 0.275 | 1.15 | ol | 679 | 0.00403 | HV
490-AL1/64-ST1A 380.0 | 11 | 0.059 | 0.253 | 0.96 | ol | 490 | 0.00403 | HV
679-AL1/86-ST1A 380.0 | 14.6 | 0.042 | 0.25 | 1.15 | ol | 679 | 0.00403 | HV

## trafo_std_types
| i0_percent | pfe_kw | vkr_percent | sn_mva | vn_lv_kv | vn_hv_kv | vk_percent | shift_degree | vector_group | tap_side | tap_neutral | tap_min | tap_max | tap_step_degree | tap_step_percent | tap_phase_shifter
160 MVA 380/110 kV | 0.06 | 60 | 0.25 | 160 | 110 | 380 | 12.2 | 0 | Yy0 | hv | 0 | -9 | 9 | 0 | 1.5 | FALSE
100 MVA 220/110 kV | 0.06 | 55 | 0.26 | 100 | 110 | 220 | 12 | 0 | Yy0 | hv | 0 | -9 | 9 | 0 | 1.5 | FALSE
63 MVA 110/20 kV | 0.04 | 22 | 0.32 | 63 | 20 | 110 | 18 | 150 | YNd5 | hv | 0 | -9 | 9 | 0 | 1.5 | FALSE
40 MVA 110/20 kV | 0.05 | 18 | 0.34 | 40 | 20 | 110 | 16.2 | 150 | YNd5 | hv | 0 | -9 | 9 | 0 | 1.5 | FALSE
25 MVA 110/20 kV | 0.07 | 14 | 0.41 | 25 | 20 | 110 | 12 | 150 | YNd5 | hv | 0 | -9 | 9 | 0 | 1.5 | FALSE
63 MVA 110/10 kV | 0.04 | 22 | 0.32 | 63 | 10 | 110 | 18 | 150 | YNd5 | hv | 0 | -9 | 9 | 0 | 1.5 | FALSE
40 MVA 110/10 kV | 0.05 | 18 | 0.34 | 40 | 10 | 110 | 16.2 | 150 | YNd5 | hv | 0 | -9 | 9 | 0 | 1.5 | FALSE
25 MVA 110/10 kV | 0.07 | 14 | 0.41 | 25 | 10 | 110 | 12 | 150 | YNd5 | hv | 0 | -9 | 9 | 0 | 1.5 | FALSE
0.25 MVA 20/0.4 kV | 0.32 | 0.8 | 1.44 | 0.25 | 0.4 | 20 | 6 | 150 | Yzn5 | hv | 0 | -2 | 2 | 0 | 2.5 | FALSE
0.4 MVA 20/0.4 kV | 0.3375 | 1.35 | 1.425 | 0.4 | 0.4 | 20 | 6 | 150 | Dyn5 | hv | 0 | -2 | 2 | 0 | 2.5 | FALSE
0.63 MVA 20/0.4 kV | 0.2619 | 1.65 | 1.206 | 0.63 | 0.4 | 20 | 6 | 150 | Dyn5 | hv | 0 | -2 | 2 | 0 | 2.5 | FALSE
0.25 MVA 10/0.4 kV | 0.24 | 0.6 | 1.2 | 0.25 | 0.4 | 10 | 4 | 150 | Dyn5 | hv | 0 | -2 | 2 | 0 | 2.5 | FALSE
0.4 MVA 10/0.4 kV | 0.2375 | 0.95 | 1.325 | 0.4 | 0.4 | 10 | 4 | 150 | Dyn5 | hv | 0 | -2 | 2 | 0 | 2.5 | FALSE
0.63 MVA 10/0.4 kV | 0.1873 | 1.18 | 1.0794 | 0.63 | 0.4 | 10 | 4 | 150 | Dyn5 | hv | 0 | -2 | 2 | 0 | 2.5 | FALSE

## trafo3w_std_types
| sn_hv_mva | sn_mv_mva | sn_lv_mva | vn_hv_kv | vn_mv_kv | vn_lv_kv | vk_hv_percent | vk_mv_percent | vk_lv_percent | vkr_hv_percent | vkr_mv_percent | vkr_lv_percent | pfe_kw | i0_percent | shift_mv_degree | shift_lv_degree | vector_group | tap_side | tap_neutral | tap_min | tap_max | tap_step_percent
63/25/38 MVA 110/20/10 kV | 63 | 25 | 38 | 110 | 20 | 10 | 10.4 | 10.4 | 10.4 | 0.28 | 0.32 | 0.35 | 35 | 0.89 | 0 | 0 | YN0yn0yn0 | hv | 0 | -10 | 10 | 1.2
63/25/38 MVA 110/10/10 kV | 63 | 25 | 38 | 110 | 10 | 10 | 10.4 | 10.4 | 10.4 | 0.28 | 0.32 | 0.35 | 35 | 0.89 | 0 | 0 | YN0yn0yn0 | hv | 0 | -10 | 10 | 1.2

## fuse_std_types
| fuse_type | i_rated_a | t_avg | t_min | t_total | x_avg | x_min | x_total
HV 100A | HV 100A | 100 | 0 | [10.0, 3.64, 0.854, 0.281, 0.1, 0.0531, 0.022, 0.01] | [10.0, 4.267, 1.21, 0.403, 0.1, 0.058, 0.022, 0.01] | 0 | [300.0, 350.0, 450.0, 550.0, 700.0, 850.0, 1200.0, 1752.0] | [600.0, 700.0, 900.0, 1150.0, 1665.0, 2000.0, 3000.0, 4313.0]
HV 10A | HV 10A | 10 | 0 | [10.0, 1675.0, 0.344, 0.156, 0.1, 0.0417, 0.0171, 0.01] | [10.0, 1.3, 0.3, 0.155, 0.1, 0.0555, 0.023, 0.01] | 0 | [30.0, 32.0, 35.0, 37.0, 39.0, 50.0, 70.0, 88.0] | [60.0, 70.0, 80.0, 87.0, 94.0, 110.0, 150.0, 216.0]
HV 125A | HV 125A | 125 | 0 | [10.0, 1.82, 0.344, 0.1, 0.0467, 0.0269, 0.01] | [10.0, 2.478, 0.426, 0.1, 0.0427, 0.0211, 0.01] | 0 | [375.0, 500.0, 700.0, 925.0, 1200.0, 1500.0, 2341.0] | [750.0, 1000.0, 1500.0, 2200.0, 3000.0, 4000.0, 5765.0]
HV 160A | HV 160A | 160 | 0 | [10.0, 4.15, 1.03, 0.198, 0.1, 0.051, 0.0172, 0.01] | [10.0, 2.3, 0.734, 0.274, 0.1, 0.046, 0.0177, 0.01] | 0 | [480.0, 550.0, 700.0, 1000.0, 1260.0, 1600.0, 2500.0, 3227.0] | [960.0, 1300.0, 1700.0, 2200.0, 2996.0, 4000.0, 6000.0, 7946.0]
HV 16A | HV 16A | 16 | 0 | [10.0, 0.352, 0.164, 0.1, 0.0649, 0.0342, 0.01] | [10.0, 2.34, 0.722, 0.181, 0.1, 0.055, 0.0296, 0.01] | 0 | [48.0, 60.0, 65.0, 71.0, 80.0, 100.0, 162.0] | [96.0, 110.0, 125.0, 150.0, 168.0, 200.0, 250.0, 398.0]
HV 200A | HV 200A | 200 | 0 | [10.0, 4.267, 1.21, 0.403, 0.1, 0.058, 0.022, 0.01] | [10.0, 3.73, 1.654, 0.328, 0.1, 0.0531, 0.019, 0.01] | 0 | [600.0, 700.0, 900.0, 1150.0, 1665.0, 2000.0, 3000.0, 4313.0] | [1200.0, 1500.0, 1800.0, 2700.0, 3960.0, 5000.0, 7500.0, 10620.0]
HV 20A | HV 20A | 20 | 0 | [10.0, 1.3, 0.3, 0.155, 0.1, 0.0555, 0.023, 0.01] | [10.0, 1.3, 0.161, 0.1, 0.0611, 0.0399, 0.0141, 0.01] | 0 | [60.0, 70.0, 80.0, 87.0, 94.0, 110.0, 150.0, 216.0] | [120.0, 150.0, 200.0, 223.0, 260.0, 300.0, 450.0, 532.0]
HV 25A | HV 25A | 25 | 0 | [10.0, 2.512, 0.833, 0.299, 0.1, 0.0372, 0.0223, 0.01] | [10.0, 3.125, 0.597, 0.198, 0.1, 0.0378, 0.022, 0.01] | 0 | [75.0, 82.0, 90.0, 100.0, 124.0, 170.0, 200.0, 289.0] | [150.0, 170.0, 210.0, 250.0, 294.0, 400.0, 500.0, 711.0]
HV 31.5A | HV 31.5A | 31.5 | 0 | [10.0, 2.34, 0.722, 0.181, 0.1, 0.055, 0.0296, 0.01] | [10.0, 2.84, 0.368, 0.164, 0.1, 0.0621, 0.0378, 0.0195, 0.01] | 0 | [95.0, 110.0, 125.0, 150.0, 165.0, 200.0, 250.0, 390.0] | [189.0, 220.0, 300.0, 350.0, 393.0, 450.0, 530.0, 700.0, 960.0]
HV 40A | HV 40A | 40 | 0 | [10.0, 1.3, 0.161, 0.1, 0.0611, 0.0399, 0.0141, 0.01] | [10.0, 2.05, 0.369, 0.198, 0.1, 0.051, 0.0298, 0.01] | 0 | [120.0, 150.0, 200.0, 223.0, 260.0, 300.0, 450.0, 532.0] | [240.0, 300.0, 400.0, 450.0, 530.0, 650.0, 800.0, 1311.0]
HV 50A | HV 50A | 50 | 0 | [10.0, 3.215, 0.597, 0.198, 0.1, 0.0378, 0.022, 0.01] | [10.0, 3.64, 0.854, 0.281, 0.1, 0.0531, 0.022, 0.01] | 0 | [150.0, 170.0, 210.0, 250.0, 294.0, 400.0, 500.0, 711.0] | [300.0, 350.0, 450.0, 550.0, 700.0, 850.0, 1200.0, 1752.0]
HV 6.3A | HV 6.3A | 6.3 | 0 | [10.0, 1.39, 0.344, 0.168, 0.1, 0.056, 0.0263, 0.01] | [10.0, 1.711, 0.516, 0.198, 0.1, 0.0634, 0.0303, 0.01] | 0 | [19.0, 19.5, 20.4, 20.8, 22.0, 25.0, 32.0, 48.0] | [38.0, 40.0, 43.0, 48.0, 53.0, 60.0, 75.0, 118.0]
HV 63A | HV 63A | 63 | 0 | [10.0, 2.84, 0.368, 0.164, 0.1, 0.0621, 0.0378, 0.0195, 0.01] | [10.0, 1.82, 0.344, 0.1, 0.0467, 0.0269, 0.01] | 0 | [189.0, 220.0, 300.0, 350.0, 393.0, 450.0, 530.0, 700.0, 961.0] | [378.0, 500.0, 700.0, 934.0, 1200.0, 1500.0, 2366.0]
HV 80A | HV 80A | 80 | 0 | [10.0, 2.05, 0.369, 0.198, 0.1, 0.051, 0.0298, 0.01] | [10.0, 4.15, 1.03, 0.198, 0.1, 0.051, 0.0172, 0.01] | 0 | [240.0, 300.0, 400.0, 450.0, 530.0, 650.0, 800.0, 1311.0] | [480.0, 550.0, 700.0, 1000.0, 1260.0, 1600.0, 2500.0, 3227.0]
Siemens NH-1-100 | Siemens NH-1-100 | 100 | [5400.0, 2000.0, 400.0, 20.0, 1.0, 0.2, 0.012, 0.004] | 0 | 0 | [150.0, 190.0, 250.0, 430.0, 900.0, 1250.0, 2700.0, 3600.0] | 0 | 0
Siemens NH-1-125 | Siemens NH-1-125 | 125 | [4800.0, 120.0, 7.0, 0.1, 0.004] | 0 | 0 | [180.0, 400.0, 740.0, 2000.0, 4250.0] | 0 | 0
Siemens NH-1-16 | Siemens NH-1-16 | 16 | [4000.0, 400.0, 2.0, 0.1, 0.04, 0.01] | 0 | 0 | [26.0, 35.0, 75.0, 150.0, 200.0, 300.0] | 0 | 0
Siemens NH-1-160 | Siemens NH-1-160 | 160 | [4800.0, 120.0, 7.0, 0.1, 0.004] | 0 | 0 | [210.0, 500.0, 900.0, 2300.0, 5000.0] | 0 | 0
Siemens NH-1-25 | Siemens NH-1-25 | 25 | [4000.0, 1000.0, 10.0, 0.2, 0.02, 0.01] | 0 | 0 | [40.0, 50.0, 100.0, 210.0, 400.0, 500.0] | 0 | 0
Siemens NH-1-50 | Siemens NH-1-50 | 50 | [4000.0, 40.0, 4.0, 1.0, 0.02, 0.01] | 0 | 0 | [86.0, 200.0, 300.0, 400.0, 1000.0, 1280.0] | 0 | 0
Siemens NH-1-63 | Siemens NH-1-63 | 63 | [4000.0, 100.0, 10.0, 2.0, 0.04, 0.01] | 0 | 0 | [100.0, 200.0, 300.0, 400.0, 1000.0, 1500.0] | 0 | 0
Siemens NH-1-80 | Siemens NH-1-80 | 80 | [4800.0, 120.0, 7.0, 0.1, 0.01] | 0 | 0 | [150.58, 250.0, 450.0, 1150.0, 2470.0] | 0 | 0
Siemens NH-2-1000 | Siemens NH-2-1000 | 1000 | [4800.0, 120.0, 7.0, 0.1, 0.004] | 0 | 0 | [1900.0, 3500.0, 8400.0, 24000.0, 52000.0] | 0 | 0
Siemens NH-2-200 | Siemens NH-2-200 | 200 | [4800.0, 120.0, 7.0, 0.1, 0.004] | 0 | 0 | [280.0, 650.0, 1200.0, 3000.0, 7000.0] | 0 | 0
Siemens NH-2-224 | Siemens NH-2-224 | 224 | [4800.0, 120.0, 7.0, 0.2, 0.04, 0.004] | 0 | 0 | [400.0, 750.0, 1453.0, 3025.0, 4315.0, 7600.0] | 0 | 0
Siemens NH-2-250 | Siemens NH-2-250 | 250 | [4800.0, 120.0, 7.0, 0.1, 0.004] | 0 | 0 | [450.0, 800.0, 1650.0, 4000.0, 8500.0] | 0 | 0
Siemens NH-2-315 | Siemens NH-2-315 | 315 | [4800.0, 120.0, 7.0, 0.1, 0.004] | 0 | 0 | [550.0, 920.0, 1900.0, 5000.0, 11000.0] | 0 | 0
Siemens NH-2-355 | Siemens NH-2-355 | 355 | [4800.0, 120.0, 6.0, 0.1, 0.004] | 0 | 0 | [650.0, 1116.27, 2350.0, 5840.0, 12790.0] | 0 | 0
Siemens NH-2-400 | Siemens NH-2-400 | 400 | [4800.0, 120.0, 7.0, 0.1, 0.004] | 0 | 0 | [720.0, 1350.0, 2800.0, 6500.0, 15000.0] | 0 | 0
Siemens NH-2-425 | Siemens NH-2-425 | 425 | [4800.0, 120.0, 7.0, 0.1, 0.004] | 0 | 0 | [850.0, 1500.0, 3050.0, 7500.0, 16500.0] | 0 | 0
Siemens NH-2-630 | Siemens NH-2-630 | 630 | [4800.0, 120.0, 7.0, 0.1, 0.004] | 0 | 0 | [1200.0, 2000.0, 4800.0, 12000.0, 26000.0] | 0 | 0

## dtypes
| element | column | dtype
0 | bus | name | object
1 | bus | vn_kv | float64
2 | bus | type | object
3 | bus | zone | object
4 | bus | in_service | bool
5 | load | name | object
6 | load | bus | uint32
7 | load | p_mw | float64
8 | load | q_mvar | float64
9 | load | const_z_percent | float64
10 | load | const_i_percent | float64
11 | load | sn_mva | float64
12 | load | scaling | float64
13 | load | in_service | bool
14 | load | type | object
15 | ext_grid | name | object
16 | ext_grid | bus | uint32
17 | ext_grid | vm_pu | float64
18 | ext_grid | va_degree | float64
19 | ext_grid | slack_weight | float64
20 | ext_grid | in_service | bool
21 | line | name | object
22 | line | std_type | object
23 | line | from_bus | uint32
24 | line | to_bus | uint32
25 | line | length_km | float64
26 | line | r_ohm_per_km | float64
27 | line | x_ohm_per_km | float64
28 | line | c_nf_per_km | float64
29 | line | g_us_per_km | float64
30 | line | max_i_ka | float64
31 | line | df | float64
32 | line | parallel | uint32
33 | line | type | object
34 | line | in_service | bool
35 | trafo | name | object
36 | trafo | std_type | object
37 | trafo | hv_bus | uint32
38 | trafo | lv_bus | uint32
39 | trafo | sn_mva | float64
40 | trafo | vn_hv_kv | float64
41 | trafo | vn_lv_kv | float64
42 | trafo | vk_percent | float64
43 | trafo | vkr_percent | float64
44 | trafo | pfe_kw | float64
45 | trafo | i0_percent | float64
46 | trafo | shift_degree | float64
47 | trafo | tap_side | object
48 | trafo | tap_neutral | int32
49 | trafo | tap_min | int32
50 | trafo | tap_max | int32
51 | trafo | tap_step_percent | float64
52 | trafo | tap_step_degree | float64
53 | trafo | tap_pos | int32
54 | trafo | tap_phase_shifter | bool
55 | trafo | parallel | uint32
56 | trafo | df | float64
57 | trafo | in_service | bool
58 | line_geodata | coords | object
59 | bus_geodata | x | float64
60 | bus_geodata | y | float64
61 | bus_geodata | coords | object

## parameters
| version | format_version | converged | OPF_converged | name | f_hz | sn_mva
0 | 2.14.6 | 2.14.0 | FALSE | FALSE |  | 50 | 1