## bus
| name | vn_kv | type | zone | in_service
0 | bus_LV_3103-8_0_7_node_0 | 0.4 | n |  | TRUE
1 | bus_LV_3103-8_0_7_node_1 | 0.4 | n |  | TRUE
2 | bus_LV_3103-8_0_7_node_2 | 0.4 | n |  | TRUE
3 | bus_LV_3103-8_0_7_node_3 | 0.4 | n |  | TRUE
4 | bus_LV_3103-8_0_7_node_4 | 0.4 | n |  | TRUE
5 | bus_LV_3103-8_0_7_node_5 | 0.4 | n |  | TRUE
6 | bus_LV_3103-8_0_7_node_6 | 0.4 | n |  | TRUE
7 | bus_LV_3103-8_0_7_node_27 | 0.4 | n |  | TRUE
8 | bus_LV_3103-8_0_7_node_60 | 0.4 | n |  | TRUE
9 | bus_LV_3103-8_0_7_node_70 | 0.4 | n |  | TRUE
10 | bus_LV_3103-8_0_7_node_53 | 0.4 | n |  | TRUE
11 | bus_LV_3103-8_0_7_node_61 | 0.4 | n |  | TRUE
12 | bus_LV_3103-8_0_7_node_59 | 0.4 | n |  | TRUE
13 | bus_LV_3103-8_0_7_node_71 | 0.4 | n |  | TRUE
14 | bus_LV_3103-8_0_7_node_7 | 0.4 | n |  | TRUE
15 | bus_LV_3103-8_0_7_node_9 | 0.4 | n |  | TRUE
16 | bus_LV_3103-8_0_7_node_11 | 0.4 | n |  | TRUE
17 | bus_LV_3103-8_0_7_node_10 | 0.4 | n |  | TRUE
18 | bus_LV_3103-8_0_7_node_14 | 0.4 | n |  | TRUE
19 | bus_LV_3103-8_0_7_node_13 | 0.4 | n |  | TRUE
20 | bus_LV_3103-8_0_7_node_12 | 0.4 | n |  | TRUE
21 | bus_LV_3103-8_0_7_node_36 | 0.4 | n |  | TRUE
22 | bus_LV_3103-8_0_7_node_35 | 0.4 | n |  | TRUE
23 | bus_LV_3103-8_0_7_node_15 | 0.4 | n |  | TRUE
24 | bus_LV_3103-8_0_7_node_37 | 0.4 | n |  | TRUE
25 | bus_LV_3103-8_0_7_node_34 | 0.4 | n |  | TRUE
26 | bus_LV_3103-8_0_7_node_16 | 0.4 | n |  | TRUE
27 | bus_LV_3103-8_0_7_node_17 | 0.4 | n |  | TRUE
28 | bus_LV_3103-8_0_7_node_18 | 0.4 | n |  | TRUE
29 | bus_LV_3103-8_0_7_node_19 | 0.4 | n |  | TRUE
30 | bus_LV_3103-8_0_7_node_20 | 0.4 | n |  | TRUE
31 | bus_LV_3103-8_0_7_node_28 | 0.4 | n |  | TRUE
32 | bus_LV_3103-8_0_7_node_21 | 0.4 | n |  | TRUE
33 | bus_LV_3103-8_0_7_node_29 | 0.4 | n |  | TRUE
34 | bus_LV_3103-8_0_7_node_22 | 0.4 | n |  | TRUE
35 | bus_LV_3103-8_0_7_node_23 | 0.4 | n |  | TRUE
36 | bus_LV_3103-8_0_7_node_26 | 0.4 | n |  | TRUE
37 | bus_LV_3103-8_0_7_node_25 | 0.4 | n |  | TRUE
38 | bus_LV_3103-8_0_7_node_24 | 0.4 | n |  | TRUE
39 | bus_LV_3103-8_0_7_node_58 | 0.4 | n |  | TRUE
40 | bus_LV_3103-8_0_7_node_118 | 0.4 | n |  | TRUE
41 | bus_LV_3103-8_0_7_node_119 | 0.4 | n |  | TRUE
42 | bus_LV_3103-8_0_7_node_114 | 0.4 | n |  | TRUE
43 | bus_LV_3103-8_0_7_node_56 | 0.4 | n |  | TRUE
44 | bus_LV_3103-8_0_7_node_48 | 0.4 | n |  | TRUE
45 | bus_LV_3103-8_0_7_node_30 | 0.4 | n |  | TRUE
46 | bus_LV_3103-8_0_7_node_31 | 0.4 | n |  | TRUE
47 | bus_LV_3103-8_0_7_node_32 | 0.4 | n |  | TRUE
48 | bus_LV_3103-8_0_7_node_33 | 0.4 | n |  | TRUE
49 | bus_LV_3103-8_0_7_node_38 | 0.4 | n |  | TRUE
50 | bus_LV_3103-8_0_7_node_39 | 0.4 | n |  | TRUE
51 | bus_LV_3103-8_0_7_node_40 | 0.4 | n |  | TRUE
52 | bus_LV_3103-8_0_7_node_45 | 0.4 | n |  | TRUE
53 | bus_LV_3103-8_0_7_node_42 | 0.4 | n |  | TRUE
54 | bus_LV_3103-8_0_7_node_41 | 0.4 | n |  | TRUE
55 | bus_LV_3103-8_0_7_node_43 | 0.4 | n |  | TRUE
56 | bus_LV_3103-8_0_7_node_46 | 0.4 | n |  | TRUE
57 | bus_LV_3103-8_0_7_node_47 | 0.4 | n |  | TRUE
58 | bus_LV_3103-8_0_7_node_44 | 0.4 | n |  | TRUE
59 | bus_LV_3103-8_0_7_node_50 | 0.4 | n |  | TRUE
60 | bus_LV_3103-8_0_7_node_51 | 0.4 | n |  | TRUE
61 | bus_LV_3103-8_0_7_node_52 | 0.4 | n |  | TRUE
62 | bus_LV_3103-8_0_7_node_49 | 0.4 | n |  | TRUE
63 | bus_LV_3103-8_0_7_node_55 | 0.4 | n |  | TRUE
64 | bus_LV_3103-8_0_7_node_95 | 0.4 | n |  | TRUE
65 | bus_LV_3103-8_0_7_node_96 | 0.4 | n |  | TRUE
66 | bus_LV_3103-8_0_7_node_54 | 0.4 | n |  | TRUE
67 | bus_LV_3103-8_0_7_node_94 | 0.4 | n |  | TRUE
68 | bus_LV_3103-8_0_7_node_98 | 0.4 | n |  | TRUE
69 | bus_LV_3103-8_0_7_node_57 | 0.4 | n |  | TRUE
70 | bus_LV_3103-8_0_7_node_102 | 0.4 | n |  | TRUE
71 | bus_LV_3103-8_0_7_node_105 | 0.4 | n |  | TRUE
72 | bus_LV_3103-8_0_7_node_120 | 0.4 | n |  | TRUE
73 | bus_LV_3103-8_0_7_node_121 | 0.4 | n |  | TRUE
74 | bus_LV_3103-8_0_7_node_112 | 0.4 | n |  | TRUE
75 | bus_LV_3103-8_0_7_node_62 | 0.4 | n |  | TRUE
76 | bus_LV_3103-8_0_7_node_65 | 0.4 | n |  | TRUE
77 | bus_LV_3103-8_0_7_node_63 | 0.4 | n |  | TRUE
78 | bus_LV_3103-8_0_7_node_66 | 0.4 | n |  | TRUE
79 | bus_LV_3103-8_0_7_node_67 | 0.4 | n |  | TRUE
80 | bus_LV_3103-8_0_7_node_64 | 0.4 | n |  | TRUE
81 | bus_LV_3103-8_0_7_node_69 | 0.4 | n |  | TRUE
82 | bus_LV_3103-8_0_7_node_68 | 0.4 | n |  | TRUE
83 | bus_LV_3103-8_0_7_node_128 | 0.4 | n |  | TRUE
84 | bus_LV_3103-8_0_7_node_129 | 0.4 | n |  | TRUE
85 | bus_LV_3103-8_0_7_node_130 | 0.4 | n |  | TRUE
86 | bus_LV_3103-8_0_7_node_131 | 0.4 | n |  | TRUE
87 | bus_LV_3103-8_0_7_node_132 | 0.4 | n |  | TRUE
88 | bus_LV_3103-8_0_7_node_126 | 0.4 | n |  | TRUE
89 | bus_LV_3103-8_0_7_node_72 | 0.4 | n |  | TRUE
90 | bus_LV_3103-8_0_7_node_73 | 0.4 | n |  | TRUE
91 | bus_LV_3103-8_0_7_node_75 | 0.4 | n |  | TRUE
92 | bus_LV_3103-8_0_7_node_76 | 0.4 | n |  | TRUE
93 | bus_LV_3103-8_0_7_node_77 | 0.4 | n |  | TRUE
94 | bus_LV_3103-8_0_7_node_78 | 0.4 | n |  | TRUE
95 | bus_LV_3103-8_0_7_node_79 | 0.4 | n |  | TRUE
96 | bus_LV_3103-8_0_7_node_80 | 0.4 | n |  | TRUE
97 | bus_LV_3103-8_0_7_node_82 | 0.4 | n |  | TRUE
98 | bus_LV_3103-8_0_7_node_83 | 0.4 | n |  | TRUE
99 | bus_LV_3103-8_0_7_node_84 | 0.4 | n |  | TRUE
100 | bus_LV_3103-8_0_7_node_85 | 0.4 | n |  | TRUE
101 | bus_LV_3103-8_0_7_node_86 | 0.4 | n |  | TRUE
102 | bus_LV_3103-8_0_7_node_87 | 0.4 | n |  | TRUE
103 | bus_LV_3103-8_0_7_node_88 | 0.4 | n |  | TRUE
104 | bus_LV_3103-8_0_7_node_89 | 0.4 | n |  | TRUE
105 | bus_LV_3103-8_0_7_node_90 | 0.4 | n |  | TRUE
106 | bus_LV_3103-8_0_7_node_142 | 0.4 | n |  | TRUE
107 | bus_LV_3103-8_0_7_node_141 | 0.4 | n |  | TRUE
108 | bus_LV_3103-8_0_7_node_93 | 0.4 | n |  | TRUE
109 | bus_LV_3103-8_0_7_node_108 | 0.4 | n |  | TRUE
110 | bus_LV_3103-8_0_7_node_91 | 0.4 | n |  | TRUE
111 | bus_LV_3103-8_0_7_node_97 | 0.4 | n |  | TRUE
112 | bus_LV_3103-8_0_7_node_99 | 0.4 | n |  | TRUE
113 | bus_LV_3103-8_0_7_node_100 | 0.4 | n |  | TRUE
114 | bus_LV_3103-8_0_7_node_101 | 0.4 | n |  | TRUE
115 | bus_LV_3103-8_0_7_node_103 | 0.4 | n |  | TRUE
116 | bus_LV_3103-8_0_7_node_109 | 0.4 | n |  | TRUE
117 | bus_LV_3103-8_0_7_node_104 | 0.4 | n |  | TRUE
118 | bus_LV_3103-8_0_7_node_110 | 0.4 | n |  | TRUE
119 | bus_LV_3103-8_0_7_node_107 | 0.4 | n |  | TRUE
120 | bus_LV_3103-8_0_7_node_106 | 0.4 | n |  | TRUE
121 | bus_LV_3103-8_0_7_node_143 | 0.4 | n |  | TRUE
122 | bus_LV_3103-8_0_7_node_111 | 0.4 | n |  | TRUE
123 | bus_LV_3103-8_0_7_node_146 | 0.4 | n |  | TRUE
124 | bus_LV_3103-8_0_7_node_144 | 0.4 | n |  | TRUE
125 | bus_LV_3103-8_0_7_node_113 | 0.4 | n |  | TRUE
126 | bus_LV_3103-8_0_7_node_145 | 0.4 | n |  | TRUE
127 | bus_LV_3103-8_0_7_node_147 | 0.4 | n |  | TRUE
128 | bus_LV_3103-8_0_7_node_115 | 0.4 | n |  | TRUE
129 | bus_LV_3103-8_0_7_node_116 | 0.4 | n |  | TRUE
130 | bus_LV_3103-8_0_7_node_117 | 0.4 | n |  | TRUE
131 | bus_LV_3103-8_0_7_node_153 | 0.4 | n |  | TRUE
132 | bus_LV_3103-8_0_7_node_122 | 0.4 | n |  | TRUE
133 | bus_LV_3103-8_0_7_node_127 | 0.4 | n |  | TRUE
134 | bus_LV_3103-8_0_7_node_123 | 0.4 | n |  | TRUE
135 | bus_LV_3103-8_0_7_node_124 | 0.4 | n |  | TRUE
136 | bus_LV_3103-8_0_7_node_139 | 0.4 | n |  | TRUE
137 | bus_LV_3103-8_0_7_node_135 | 0.4 | n |  | TRUE
138 | bus_LV_3103-8_0_7_node_125 | 0.4 | n |  | TRUE
139 | bus_LV_3103-8_0_7_node_140 | 0.4 | n |  | TRUE
140 | bus_LV_3103-8_0_7_node_136 | 0.4 | n |  | TRUE
141 | bus_LV_3103-8_0_7_node_156 | 0.4 | n |  | TRUE
142 | bus_LV_3103-8_0_7_node_133 | 0.4 | n |  | TRUE
143 | bus_LV_3103-8_0_7_node_157 | 0.4 | n |  | TRUE
144 | bus_LV_3103-8_0_7_node_154 | 0.4 | n |  | TRUE
145 | bus_LV_3103-8_0_7_node_134 | 0.4 | n |  | TRUE
146 | bus_LV_3103-8_0_7_node_137 | 0.4 | n |  | TRUE
147 | bus_LV_3103-8_0_7_node_148 | 0.4 | n |  | TRUE
148 | bus_LV_3103-8_0_7_node_149 | 0.4 | n |  | TRUE
149 | bus_LV_3103-8_0_7_node_150 | 0.4 | n |  | TRUE
150 | bus_LV_3103-8_0_7_node_151 | 0.4 | n |  | TRUE
151 | bus_LV_3103-8_0_7_node_152 | 0.4 | n |  | TRUE
152 | bus_MV_148_0_node_282 | 20 | n |  | TRUE

## load
| name | bus | p_mw | q_mvar | const_z_percent | const_i_percent | sn_mva | scaling | in_service | type
0 | LV_3103-8_0_7_load_0 | 0 | 0.0014295 | 0.00035827 | 0 | 0 |  | 1 | TRUE | wye
1 | LV_3103-8_0_7_load_1 | 1 | 0.00077523 | 0.00019429 | 0 | 0 |  | 1 | TRUE | wye
2 | LV_3103-8_0_7_load_3 | 3 | 0.0038617 | 0.00096784 | 0 | 0 |  | 1 | TRUE | wye
3 | LV_3103-8_0_7_load_5 | 5 | 0.00025612 | 6.4191e-05 | 0 | 0 |  | 1 | TRUE | wye
4 | LV_3103-8_0_7_load_6 | 6 | 0.0050277 | 0.0012601 | 0 | 0 |  | 1 | TRUE | wye
5 | LV_3103-8_0_7_load_70 | 9 | 0.0019023 | 0.00047677 | 0 | 0 |  | 1 | TRUE | wye
6 | LV_3103-8_0_7_load_61 | 11 | 0.00022524 | 5.6451e-05 | 0 | 0 |  | 1 | TRUE | wye
7 | LV_3103-8_0_7_load_59 | 12 | 0.0016468 | 0.00041273 | 0 | 0 |  | 1 | TRUE | wye
8 | LV_3103-8_0_7_load_71 | 13 | 0.0034091 | 0.00085439 | 0 | 0 |  | 1 | TRUE | wye
9 | LV_3103-8_0_7_load_7 | 14 | 0.0046347 | 0.0011616 | 0 | 0 |  | 1 | TRUE | wye
10 | LV_3103-8_0_7_load_14 | 18 | 0.0051333 | 0.0012865 | 0 | 0 |  | 1 | TRUE | wye
11 | LV_3103-8_0_7_load_13 | 19 | 0.0032584 | 0.00081664 | 0 | 0 |  | 1 | TRUE | wye
12 | LV_3103-8_0_7_load_36 | 21 | 0.0042129 | 0.0010559 | 0 | 0 |  | 1 | TRUE | wye
13 | LV_3103-8_0_7_load_35 | 22 | 0.0001756 | 4.4011e-05 | 0 | 0 |  | 1 | TRUE | wye
14 | LV_3103-8_0_7_load_37 | 24 | 0.00029471 | 7.386e-05 | 0 | 0 |  | 1 | TRUE | wye
15 | LV_3103-8_0_7_load_34 | 25 | 0.00081106 | 0.00020327 | 0 | 0 |  | 1 | TRUE | wye
16 | LV_3103-8_0_7_load_16 | 26 | 0.0039439 | 0.00098844 | 0 | 0 |  | 1 | TRUE | wye
17 | LV_3103-8_0_7_load_17 | 27 | 0.0072013 | 0.0018048 | 0 | 0 |  | 1 | TRUE | wye
18 | LV_3103-8_0_7_load_18 | 28 | 0.0032082 | 0.00080404 | 0 | 0 |  | 1 | TRUE | wye
19 | LV_3103-8_0_7_load_19 | 29 | 0.0052952 | 0.0013271 | 0 | 0 |  | 1 | TRUE | wye
20 | LV_3103-8_0_7_load_20 | 30 | 0.0021167 | 0.00053048 | 0 | 0 |  | 1 | TRUE | wye
21 | LV_3103-8_0_7_load_28 | 31 | 0.0074606 | 0.0018698 | 0 | 0 |  | 1 | TRUE | wye
22 | LV_3103-8_0_7_load_21 | 32 | 0.0021001 | 0.00052634 | 0 | 0 |  | 1 | TRUE | wye
23 | LV_3103-8_0_7_load_29 | 33 | 0.0036968 | 0.0009265 | 0 | 0 |  | 1 | TRUE | wye
24 | LV_3103-8_0_7_load_22 | 34 | 0.0018323 | 0.00045921 | 0 | 0 |  | 1 | TRUE | wye
25 | LV_3103-8_0_7_load_23 | 35 | 0.0047494 | 0.0011903 | 0 | 0 |  | 1 | TRUE | wye
26 | LV_3103-8_0_7_load_25 | 37 | 0.0022167 | 0.00055556 | 0 | 0 |  | 1 | TRUE | wye
27 | LV_3103-8_0_7_load_24 | 38 | 0.0029398 | 0.00073678 | 0 | 0 |  | 1 | TRUE | wye
28 | LV_3103-8_0_7_load_118 | 40 | 0.00044698 | 0.00011202 | 0 | 0 |  | 1 | TRUE | wye
29 | LV_3103-8_0_7_load_119 | 41 | 0.00027008 | 6.7689e-05 | 0 | 0 |  | 1 | TRUE | wye
30 | LV_3103-8_0_7_load_114 | 42 | 0.00036563 | 9.1635e-05 | 0 | 0 |  | 1 | TRUE | wye
31 | LV_3103-8_0_7_load_56 | 43 | 0.00034327 | 8.6031e-05 | 0 | 0 |  | 1 | TRUE | wye
32 | LV_3103-8_0_7_load_30 | 45 | 0.0039042 | 0.00097849 | 0 | 0 |  | 1 | TRUE | wye
33 | LV_3103-8_0_7_load_31 | 46 | 0.0098367 | 0.0024653 | 0 | 0 |  | 1 | TRUE | wye
34 | LV_3103-8_0_7_load_32 | 47 | 0.011543 | 0.0028931 | 0 | 0 |  | 1 | TRUE | wye
35 | LV_3103-8_0_7_load_33 | 48 | 0.0015397 | 0.00038589 | 0 | 0 |  | 1 | TRUE | wye
36 | LV_3103-8_0_7_load_38 | 49 | 0.00050285 | 0.00012603 | 0 | 0 |  | 1 | TRUE | wye
37 | LV_3103-8_0_7_load_39 | 50 | 0.0067871 | 0.001701 | 0 | 0 |  | 1 | TRUE | wye
38 | LV_3103-8_0_7_load_40 | 51 | 0.0087469 | 0.0021922 | 0 | 0 |  | 1 | TRUE | wye
39 | LV_3103-8_0_7_load_45 | 52 | 0.00061596 | 0.00015438 | 0 | 0 |  | 1 | TRUE | wye
40 | LV_3103-8_0_7_load_41 | 54 | 0.0010186 | 0.00025529 | 0 | 0 |  | 1 | TRUE | wye
41 | LV_3103-8_0_7_load_46 | 56 | 0.00023898 | 5.9895e-05 | 0 | 0 |  | 1 | TRUE | wye
42 | LV_3103-8_0_7_load_47 | 57 | 0.001215 | 0.00030451 | 0 | 0 |  | 1 | TRUE | wye
43 | LV_3103-8_0_7_load_51 | 60 | 0.001443 | 0.00036166 | 0 | 0 |  | 1 | TRUE | wye
44 | LV_3103-8_0_7_load_52 | 61 | 0.0074483 | 0.0018667 | 0 | 0 |  | 1 | TRUE | wye
45 | LV_3103-8_0_7_load_95 | 64 | 0.0011289 | 0.00028294 | 0 | 0 |  | 1 | TRUE | wye
46 | LV_3103-8_0_7_load_96 | 65 | 0.0020081 | 0.00050327 | 0 | 0 |  | 1 | TRUE | wye
47 | LV_3103-8_0_7_load_54 | 66 | 0.0018235 | 0.000457 | 0 | 0 |  | 1 | TRUE | wye
48 | LV_3103-8_0_7_load_94 | 67 | 0.00033207 | 8.3224e-05 | 0 | 0 |  | 1 | TRUE | wye
49 | LV_3103-8_0_7_load_98 | 68 | 0.0037811 | 0.00094764 | 0 | 0 |  | 1 | TRUE | wye
50 | LV_3103-8_0_7_load_57 | 69 | 0.0027519 | 0.0006897 | 0 | 0 |  | 1 | TRUE | wye
51 | LV_3103-8_0_7_load_102 | 70 | 0.00011221 | 2.8124e-05 | 0 | 0 |  | 1 | TRUE | wye
52 | LV_3103-8_0_7_load_120 | 72 | 0.0018315 | 0.00045901 | 0 | 0 |  | 1 | TRUE | wye
53 | LV_3103-8_0_7_load_63 | 77 | 0.0001942 | 4.867e-05 | 0 | 0 |  | 1 | TRUE | wye
54 | LV_3103-8_0_7_load_66 | 78 | 0.00061062 | 0.00015304 | 0 | 0 |  | 1 | TRUE | wye
55 | LV_3103-8_0_7_load_67 | 79 | 0.00039128 | 9.8063e-05 | 0 | 0 |  | 1 | TRUE | wye
56 | LV_3103-8_0_7_load_64 | 80 | 0.00043125 | 0.00010808 | 0 | 0 |  | 1 | TRUE | wye
57 | LV_3103-8_0_7_load_68 | 82 | 0.00054543 | 0.0001367 | 0 | 0 |  | 1 | TRUE | wye
58 | LV_3103-8_0_7_load_130 | 85 | 0.00053209 | 0.00013335 | 0 | 0 |  | 1 | TRUE | wye
59 | LV_3103-8_0_7_load_132 | 87 | 0.0011446 | 0.00028688 | 0 | 0 |  | 1 | TRUE | wye
60 | LV_3103-8_0_7_load_126 | 88 | 0.00032662 | 8.1857e-05 | 0 | 0 |  | 1 | TRUE | wye
61 | LV_3103-8_0_7_load_73 | 90 | 0.0017454 | 0.00043743 | 0 | 0 |  | 1 | TRUE | wye
62 | LV_3103-8_0_7_load_75 | 91 | 0.0012266 | 0.00030742 | 0 | 0 |  | 1 | TRUE | wye
63 | LV_3103-8_0_7_load_76 | 92 | 0.0026598 | 0.0006666 | 0 | 0 |  | 1 | TRUE | wye
64 | LV_3103-8_0_7_load_78 | 94 | 0.00048257 | 0.00012094 | 0 | 0 |  | 1 | TRUE | wye
65 | LV_3103-8_0_7_load_79 | 95 | 0.00086277 | 0.00021623 | 0 | 0 |  | 1 | TRUE | wye
66 | LV_3103-8_0_7_load_80 | 96 | 0.0013551 | 0.00033962 | 0 | 0 |  | 1 | TRUE | wye
67 | LV_3103-8_0_7_load_82 | 97 | 0.0012072 | 0.00030255 | 0 | 0 |  | 1 | TRUE | wye
68 | LV_3103-8_0_7_load_84 | 99 | 0.0010018 | 0.00025107 | 0 | 0 |  | 1 | TRUE | wye
69 | LV_3103-8_0_7_load_85 | 100 | 0.0025819 | 0.00064707 | 0 | 0 |  | 1 | TRUE | wye
70 | LV_3103-8_0_7_load_86 | 101 | 0.00079041 | 0.00019809 | 0 | 0 |  | 1 | TRUE | wye
71 | LV_3103-8_0_7_load_89 | 104 | 0.00034421 | 8.6268e-05 | 0 | 0 |  | 1 | TRUE | wye
72 | LV_3103-8_0_7_load_142 | 106 | 0.00035425 | 8.8784e-05 | 0 | 0 |  | 1 | TRUE | wye
73 | LV_3103-8_0_7_load_93 | 108 | 0.000732 | 0.00018346 | 0 | 0 |  | 1 | TRUE | wye
74 | LV_3103-8_0_7_load_108 | 109 | 0.00017377 | 4.3551e-05 | 0 | 0 |  | 1 | TRUE | wye
75 | LV_3103-8_0_7_load_91 | 110 | 0.007631 | 0.0019125 | 0 | 0 |  | 1 | TRUE | wye
76 | LV_3103-8_0_7_load_97 | 111 | 0.0048461 | 0.0012145 | 0 | 0 |  | 1 | TRUE | wye
77 | LV_3103-8_0_7_load_99 | 112 | 0.00033587 | 8.4177e-05 | 0 | 0 |  | 1 | TRUE | wye
78 | LV_3103-8_0_7_load_100 | 113 | 0.00047456 | 0.00011894 | 0 | 0 |  | 1 | TRUE | wye
79 | LV_3103-8_0_7_load_103 | 115 | 0.0016797 | 0.00042098 | 0 | 0 |  | 1 | TRUE | wye
80 | LV_3103-8_0_7_load_109 | 116 | 0.00043154 | 0.00010816 | 0 | 0 |  | 1 | TRUE | wye
81 | LV_3103-8_0_7_load_110 | 118 | 0.00042746 | 0.00010713 | 0 | 0 |  | 1 | TRUE | wye
82 | LV_3103-8_0_7_load_143 | 121 | 0.00017664 | 4.4269e-05 | 0 | 0 |  | 1 | TRUE | wye
83 | LV_3103-8_0_7_load_146 | 123 | 0.0021746 | 0.00054501 | 0 | 0 |  | 1 | TRUE | wye
84 | LV_3103-8_0_7_load_147 | 127 | 0.00018163 | 4.5521e-05 | 0 | 0 |  | 1 | TRUE | wye
85 | LV_3103-8_0_7_load_115 | 128 | 0.0020691 | 0.00051857 | 0 | 0 |  | 1 | TRUE | wye
86 | LV_3103-8_0_7_load_116 | 129 | 0.00041257 | 0.0001034 | 0 | 0 |  | 1 | TRUE | wye
87 | LV_3103-8_0_7_load_117 | 130 | 0.00021523 | 5.3943e-05 | 0 | 0 |  | 1 | TRUE | wye
88 | LV_3103-8_0_7_load_153 | 131 | 0.00036881 | 9.2432e-05 | 0 | 0 |  | 1 | TRUE | wye
89 | LV_3103-8_0_7_load_123 | 134 | 0.0012801 | 0.00032084 | 0 | 0 |  | 1 | TRUE | wye
90 | LV_3103-8_0_7_load_139 | 136 | 0.0011136 | 0.0002791 | 0 | 0 |  | 1 | TRUE | wye
91 | LV_3103-8_0_7_load_135 | 137 | 0.0002772 | 6.9473e-05 | 0 | 0 |  | 1 | TRUE | wye
92 | LV_3103-8_0_7_load_125 | 138 | 0.00052898 | 0.00013257 | 0 | 0 |  | 1 | TRUE | wye
93 | LV_3103-8_0_7_load_140 | 139 | 0.00041992 | 0.00010524 | 0 | 0 |  | 1 | TRUE | wye
94 | LV_3103-8_0_7_load_133 | 142 | 0.0050421 | 0.0012637 | 0 | 0 |  | 1 | TRUE | wye
95 | LV_3103-8_0_7_load_157 | 143 | 0.0003629 | 9.0951e-05 | 0 | 0 |  | 1 | TRUE | wye
96 | LV_3103-8_0_7_load_154 | 144 | 0.013856 | 0.0034727 | 0 | 0 |  | 1 | TRUE | wye
97 | LV_3103-8_0_7_load_134 | 145 | 0.0053723 | 0.0013464 | 0 | 0 |  | 1 | TRUE | wye
98 | LV_3103-8_0_7_load_137 | 146 | 0.00034942 | 8.7574e-05 | 0 | 0 |  | 1 | TRUE | wye
99 | LV_3103-8_0_7_load_148 | 147 | 0.00016863 | 4.2263e-05 | 0 | 0 |  | 1 | TRUE | wye
100 | LV_3103-8_0_7_load_149 | 148 | 0.00045455 | 0.00011392 | 0 | 0 |  | 1 | TRUE | wye
101 | LV_3103-8_0_7_load_151 | 150 | 0.00043872 | 0.00010995 | 0 | 0 |  | 1 | TRUE | wye
102 | LV_3103-8_0_7_load_152 | 151 | 0.00037609 | 9.4258e-05 | 0 | 0 |  | 1 | TRUE | wye

## ext_grid
| name | bus | vm_pu | va_degree | slack_weight | in_service
0 |  | 10 | 1 | 0 | 1 | TRUE

## line
| name | std_type | from_bus | to_bus | length_km | r_ohm_per_km | x_ohm_per_km | c_nf_per_km | g_us_per_km | max_i_ka | df | parallel | type | in_service
0 | LV_3103-8_0_7_line_0 | NAYY 4x150 SE | 0 | 1 | 0.070278 | 0.208 | 0.08 | 261 | 0 | 0.27 | 1 | 1 | cs | TRUE
1 | LV_3103-8_0_7_line_1 | NAYY 4x150 SE | 0 | 2 | 0.10039 | 0.208 | 0.08 | 261 | 0 | 0.27 | 1 | 1 | cs | TRUE
2 | LV_3103-8_0_7_line_2 | NAYY 4x150 SE | 1 | 3 | 0.28413 | 0.208 | 0.08 | 261 | 0 | 0.27 | 1 | 1 | cs | TRUE
3 | LV_3103-8_0_7_line_3 | NAYY 4x150 SE | 2 | 4 | 0.27926 | 0.208 | 0.08 | 261 | 0 | 0.27 | 1 | 1 | cs | TRUE
4 | LV_3103-8_0_7_line_4 | NAYY 4x150 SE | 4 | 5 | 0.13394 | 0.208 | 0.08 | 261 | 0 | 0.27 | 1 | 1 | cs | TRUE
5 | LV_3103-8_0_7_line_5 | NAYY 4x150 SE | 4 | 6 | 0.057651 | 0.208 | 0.08 | 261 | 0 | 0.27 | 1 | 1 | cs | TRUE
6 | LV_3103-8_0_7_line_6 | NAYY 4x150 SE | 5 | 7 | 0.035741 | 0.208 | 0.08 | 261 | 0 | 0.27 | 1 | 3 | cs | TRUE
7 | LV_3103-8_0_7_line_7 | NAYY 4x150 SE | 5 | 8 | 0.11 | 0.208 | 0.08 | 261 | 0 | 0.27 | 1 | 3 | cs | TRUE
8 | LV_3103-8_0_7_line_8 | NAYY 4x150 SE | 6 | 9 | 0.03031 | 0.208 | 0.08 | 261 | 0 | 0.27 | 1 | 1 | cs | TRUE
9 | LV_3103-8_0_7_line_9 | NAYY 4x150 SE | 7 | 10 | 0.028338 | 0.208 | 0.08 | 261 | 0 | 0.27 | 1 | 3 | cs | TRUE
10 | LV_3103-8_0_7_line_10 | NAYY 4x150 SE | 8 | 11 | 0.035564 | 0.208 | 0.08 | 261 | 0 | 0.27 | 1 | 3 | cs | TRUE
11 | LV_3103-8_0_7_line_11 | NAYY 4x150 SE | 8 | 12 | 0.02116 | 0.208 | 0.08 | 261 | 0 | 0.27 | 1 | 1 | cs | TRUE
12 | LV_3103-8_0_7_line_12 | NAYY 4x150 SE | 9 | 13 | 0.001384 | 0.208 | 0.08 | 261 | 0 | 0.27 | 1 | 1 | cs | TRUE
13 | LV_3103-8_0_7_line_13 | NAYY 4x150 SE | 10 | 43 | 0.024291 | 0.208 | 0.08 | 261 | 0 | 0.27 | 1 | 1 | cs | TRUE
14 | LV_3103-8_0_7_line_14 | NAYY 4x150 SE | 10 | 44 | 0.052343 | 0.208 | 0.08 | 261 | 0 | 0.27 | 1 | 3 | cs | TRUE
15 | LV_3103-8_0_7_line_15 | NAYY 4x150 SE | 11 | 75 | 0.040206 | 0.208 | 0.08 | 261 | 0 | 0.27 | 1 | 3 | cs | TRUE
16 | LV_3103-8_0_7_line_16 | NAYY 4x150 SE | 13 | 89 | 0.097277 | 0.208 | 0.08 | 261 | 0 | 0.27 | 1 | 1 | cs | TRUE
17 | LV_3103-8_0_7_line_17 | NAYY 4x150 SE | 14 | 15 | 0.018968 | 0.208 | 0.08 | 261 | 0 | 0.27 | 1 | 1 | cs | TRUE
18 | LV_3103-8_0_7_line_18 | NAYY 4x150 SE | 15 | 16 | 0.019345 | 0.208 | 0.08 | 261 | 0 | 0.27 | 1 | 1 | cs | TRUE
19 | LV_3103-8_0_7_line_19 | NAYY 4x150 SE | 16 | 19 | 0.02145 | 0.208 | 0.08 | 261 | 0 | 0.27 | 1 | 1 | cs | TRUE
20 | LV_3103-8_0_7_line_20 | NAYY 4x150 SE | 16 | 17 | 0.062416 | 0.208 | 0.08 | 261 | 0 | 0.27 | 1 | 1 | cs | TRUE
21 | LV_3103-8_0_7_line_21 | NAYY 4x150 SE | 17 | 18 | 0.026526 | 0.208 | 0.08 | 261 | 0 | 0.27 | 1 | 1 | cs | TRUE
22 | LV_3103-8_0_7_line_22 | NAYY 4x150 SE | 19 | 23 | 0.011052 | 0.208 | 0.08 | 261 | 0 | 0.27 | 1 | 1 | cs | TRUE
23 | LV_3103-8_0_7_line_23 | NAYY 4x150 SE | 20 | 21 | 0.030373 | 0.208 | 0.08 | 261 | 0 | 0.27 | 1 | 3 | cs | TRUE
24 | LV_3103-8_0_7_line_24 | NAYY 4x150 SE | 20 | 22 | 0.015425 | 0.208 | 0.08 | 261 | 0 | 0.27 | 1 | 3 | cs | TRUE
25 | LV_3103-8_0_7_line_25 | NAYY 4x150 SE | 21 | 24 | 0.0063494 | 0.208 | 0.08 | 261 | 0 | 0.27 | 1 | 3 | cs | TRUE
26 | LV_3103-8_0_7_line_26 | NAYY 4x150 SE | 22 | 25 | 0.010506 | 0.208 | 0.08 | 261 | 0 | 0.27 | 1 | 3 | cs | TRUE
27 | LV_3103-8_0_7_line_27 | NAYY 4x150 SE | 23 | 26 | 0.017892 | 0.208 | 0.08 | 261 | 0 | 0.27 | 1 | 1 | cs | TRUE
28 | LV_3103-8_0_7_line_28 | NAYY 4x150 SE | 23 | 27 | 0.016241 | 0.208 | 0.08 | 261 | 0 | 0.27 | 1 | 1 | cs | TRUE
29 | LV_3103-8_0_7_line_29 | NAYY 4x150 SE | 24 | 49 | 0.029241 | 0.208 | 0.08 | 261 | 0 | 0.27 | 1 | 3 | cs | TRUE
30 | LV_3103-8_0_7_line_30 | NAYY 4x150 SE | 25 | 48 | 0.020296 | 0.208 | 0.08 | 261 | 0 | 0.27 | 1 | 3 | cs | TRUE
31 | LV_3103-8_0_7_line_31 | NAYY 4x150 SE | 26 | 28 | 0.0030429 | 0.208 | 0.08 | 261 | 0 | 0.27 | 1 | 1 | cs | TRUE
32 | LV_3103-8_0_7_line_32 | NAYY 4x150 SE | 27 | 29 | 0.025097 | 0.208 | 0.08 | 261 | 0 | 0.27 | 1 | 1 | cs | TRUE
33 | LV_3103-8_0_7_line_33 | NAYY 4x150 SE | 28 | 30 | 0.024829 | 0.208 | 0.08 | 261 | 0 | 0.27 | 1 | 1 | cs | TRUE
34 | LV_3103-8_0_7_line_34 | NAYY 4x150 SE | 29 | 31 | 0.014107 | 0.208 | 0.08 | 261 | 0 | 0.27 | 1 | 1 | cs | TRUE
35 | LV_3103-8_0_7_line_35 | NAYY 4x150 SE | 30 | 32 | 0.019609 | 0.208 | 0.08 | 261 | 0 | 0.27 | 1 | 1 | cs | TRUE
36 | LV_3103-8_0_7_line_36 | NAYY 4x150 SE | 31 | 33 | 0.0010909 | 0.208 | 0.08 | 261 | 0 | 0.27 | 1 | 1 | cs | TRUE
37 | LV_3103-8_0_7_line_37 | NAYY 4x150 SE | 32 | 34 | 0.018801 | 0.208 | 0.08 | 261 | 0 | 0.27 | 1 | 1 | cs | TRUE
38 | LV_3103-8_0_7_line_38 | NAYY 4x150 SE | 33 | 45 | 0.0086726 | 0.208 | 0.08 | 261 | 0 | 0.27 | 1 | 1 | cs | TRUE
39 | LV_3103-8_0_7_line_39 | NAYY 4x150 SE | 34 | 35 | 0.022344 | 0.208 | 0.08 | 261 | 0 | 0.27 | 1 | 1 | cs | TRUE
40 | LV_3103-8_0_7_line_40 | NAYY 4x150 SE | 35 | 36 | 0.0069715 | 0.208 | 0.08 | 261 | 0 | 0.27 | 1 | 1 | cs | TRUE
41 | LV_3103-8_0_7_line_41 | NAYY 4x150 SE | 36 | 37 | 0.020392 | 0.208 | 0.08 | 261 | 0 | 0.27 | 1 | 1 | cs | TRUE
42 | LV_3103-8_0_7_line_42 | NAYY 4x150 SE | 37 | 38 | 0.018146 | 0.208 | 0.08 | 261 | 0 | 0.27 | 1 | 1 | cs | TRUE
43 | LV_3103-8_0_7_line_43 | NAYY 4x150 SE | 39 | 40 | 0.10548 | 0.208 | 0.08 | 261 | 0 | 0.27 | 1 | 1 | cs | TRUE
44 | LV_3103-8_0_7_line_44 | NAYY 4x150 SE | 39 | 41 | 0.13935 | 0.208 | 0.08 | 261 | 0 | 0.27 | 1 | 1 | cs | TRUE
45 | LV_3103-8_0_7_line_45 | NAYY 4x150 SE | 39 | 42 | 0.070063 | 0.208 | 0.08 | 261 | 0 | 0.27 | 1 | 1 | cs | TRUE
46 | LV_3103-8_0_7_line_46 | NAYY 4x150 SE | 40 | 72 | 0.019056 | 0.208 | 0.08 | 261 | 0 | 0.27 | 1 | 1 | cs | TRUE
47 | LV_3103-8_0_7_line_47 | NAYY 4x150 SE | 41 | 73 | 0.13521 | 0.208 | 0.08 | 261 | 0 | 0.27 | 1 | 1 | cs | TRUE
48 | LV_3103-8_0_7_line_48 | NAYY 4x150 SE | 42 | 74 | 0.13193 | 0.208 | 0.08 | 261 | 0 | 0.27 | 1 | 1 | cs | TRUE
49 | LV_3103-8_0_7_line_49 | NAYY 4x150 SE | 43 | 69 | 0.01952 | 0.208 | 0.08 | 261 | 0 | 0.27 | 1 | 1 | cs | TRUE
50 | LV_3103-8_0_7_line_50 | NAYY 4x150 SE | 44 | 57 | 0.014492 | 0.208 | 0.08 | 261 | 0 | 0.27 | 1 | 3 | cs | TRUE
51 | LV_3103-8_0_7_line_51 | NAYY 4x150 SE | 45 | 46 | 0.019912 | 0.208 | 0.08 | 261 | 0 | 0.27 | 1 | 1 | cs | TRUE
52 | LV_3103-8_0_7_line_52 | NAYY 4x150 SE | 46 | 47 | 0.031777 | 0.208 | 0.08 | 261 | 0 | 0.27 | 1 | 2 | cs | TRUE
53 | LV_3103-8_0_7_line_53 | NAYY 4x150 SE | 47 | 48 | 0.00029567 | 0.208 | 0.08 | 261 | 0 | 0.27 | 1 | 3 | cs | TRUE
54 | LV_3103-8_0_7_line_54 | NAYY 4x150 SE | 49 | 50 | 0.0084864 | 0.208 | 0.08 | 261 | 0 | 0.27 | 1 | 3 | cs | TRUE
55 | LV_3103-8_0_7_line_55 | NAYY 4x150 SE | 50 | 51 | 0.010962 | 0.208 | 0.08 | 261 | 0 | 0.27 | 1 | 3 | cs | TRUE
56 | LV_3103-8_0_7_line_56 | NAYY 4x150 SE | 51 | 52 | 0.0045894 | 0.208 | 0.08 | 261 | 0 | 0.27 | 1 | 3 | cs | TRUE
57 | LV_3103-8_0_7_line_57 | NAYY 4x150 SE | 52 | 53 | 0.0088452 | 0.208 | 0.08 | 261 | 0 | 0.27 | 1 | 3 | cs | TRUE
58 | LV_3103-8_0_7_line_58 | NAYY 4x150 SE | 53 | 56 | 0.013626 | 0.208 | 0.08 | 261 | 0 | 0.27 | 1 | 3 | cs | TRUE
59 | LV_3103-8_0_7_line_59 | NAYY 4x150 SE | 53 | 54 | 0.036433 | 0.208 | 0.08 | 261 | 0 | 0.27 | 1 | 3 | cs | TRUE
60 | LV_3103-8_0_7_line_60 | NAYY 4x150 SE | 54 | 55 | 0.022378 | 0.208 | 0.08 | 261 | 0 | 0.27 | 1 | 3 | cs | TRUE
61 | LV_3103-8_0_7_line_61 | NAYY 4x150 SE | 55 | 57 | 0.025297 | 0.208 | 0.08 | 261 | 0 | 0.27 | 1 | 3 | cs | TRUE
62 | LV_3103-8_0_7_line_62 | NAYY 4x150 SE | 56 | 61 | 0.0014504 | 0.208 | 0.08 | 261 | 0 | 0.27 | 1 | 3 | cs | TRUE
63 | LV_3103-8_0_7_line_63 | NAYY 4x150 SE | 58 | 59 | 0.006102 | 0.208 | 0.08 | 261 | 0 | 0.27 | 1 | 1 | cs | TRUE
64 | LV_3103-8_0_7_line_64 | NAYY 4x150 SE | 58 | 60 | 0.21755 | 0.208 | 0.08 | 261 | 0 | 0.27 | 1 | 1 | cs | TRUE
65 | LV_3103-8_0_7_line_65 | NAYY 4x150 SE | 59 | 66 | 0.014751 | 0.208 | 0.08 | 261 | 0 | 0.27 | 1 | 3 | cs | TRUE
66 | LV_3103-8_0_7_line_66 | NAYY 4x150 SE | 59 | 61 | 0.080868 | 0.208 | 0.08 | 261 | 0 | 0.27 | 1 | 3 | cs | TRUE
67 | LV_3103-8_0_7_line_67 | NAYY 4x150 SE | 60 | 67 | 0.024125 | 0.208 | 0.08 | 261 | 0 | 0.27 | 1 | 1 | cs | TRUE
68 | LV_3103-8_0_7_line_68 | NAYY 4x150 SE | 62 | 63 | 0.004815 | 0.208 | 0.08 | 261 | 0 | 0.27 | 1 | 3 | cs | TRUE
69 | LV_3103-8_0_7_line_69 | NAYY 4x150 SE | 62 | 64 | 0.07959 | 0.208 | 0.08 | 261 | 0 | 0.27 | 1 | 1 | cs | TRUE
70 | LV_3103-8_0_7_line_70 | NAYY 4x150 SE | 62 | 65 | 0.036956 | 0.208 | 0.08 | 261 | 0 | 0.27 | 1 | 3 | cs | TRUE
71 | LV_3103-8_0_7_line_71 | NAYY 4x150 SE | 63 | 66 | 0.076566 | 0.208 | 0.08 | 261 | 0 | 0.27 | 1 | 3 | cs | TRUE
72 | LV_3103-8_0_7_line_72 | NAYY 4x150 SE | 65 | 68 | 0.01417 | 0.208 | 0.08 | 261 | 0 | 0.27 | 1 | 3 | cs | TRUE
73 | LV_3103-8_0_7_line_73 | NAYY 4x150 SE | 68 | 111 | 0.027196 | 0.208 | 0.08 | 261 | 0 | 0.27 | 1 | 3 | cs | TRUE
74 | LV_3103-8_0_7_line_74 | NAYY 4x150 SE | 70 | 71 | 0.12668 | 0.208 | 0.08 | 261 | 0 | 0.27 | 1 | 1 | cs | TRUE
75 | LV_3103-8_0_7_line_75 | NAYY 4x150 SE | 71 | 120 | 0.011037 | 0.208 | 0.08 | 261 | 0 | 0.27 | 1 | 3 | cs | TRUE
76 | LV_3103-8_0_7_line_76 | NAYY 4x150 SE | 71 | 114 | 0.004063 | 0.208 | 0.08 | 261 | 0 | 0.27 | 1 | 3 | cs | TRUE
77 | LV_3103-8_0_7_line_77 | NAYY 4x150 SE | 72 | 132 | 0.035168 | 0.208 | 0.08 | 261 | 0 | 0.27 | 1 | 1 | cs | TRUE
78 | LV_3103-8_0_7_line_78 | NAYY 4x150 SE | 73 | 133 | 0.1716 | 0.208 | 0.08 | 261 | 0 | 0.27 | 1 | 1 | cs | TRUE
79 | LV_3103-8_0_7_line_79 | NAYY 4x150 SE | 74 | 125 | 0.09667 | 0.208 | 0.08 | 261 | 0 | 0.27 | 1 | 1 | cs | TRUE
80 | LV_3103-8_0_7_line_80 | NAYY 4x150 SE | 74 | 116 | 0.18957 | 0.208 | 0.08 | 261 | 0 | 0.27 | 1 | 1 | cs | TRUE
81 | LV_3103-8_0_7_line_81 | NAYY 4x150 SE | 75 | 76 | 0.029918 | 0.208 | 0.08 | 261 | 0 | 0.27 | 1 | 3 | cs | TRUE
82 | LV_3103-8_0_7_line_82 | NAYY 4x150 SE | 75 | 77 | 0.014629 | 0.208 | 0.08 | 261 | 0 | 0.27 | 1 | 1 | cs | TRUE
83 | LV_3103-8_0_7_line_83 | NAYY 4x150 SE | 76 | 78 | 0.14179 | 0.208 | 0.08 | 261 | 0 | 0.27 | 1 | 3 | cs | TRUE
84 | LV_3103-8_0_7_line_84 | NAYY 4x150 SE | 76 | 79 | 0.042474 | 0.208 | 0.08 | 261 | 0 | 0.27 | 1 | 1 | cs | TRUE
85 | LV_3103-8_0_7_line_85 | NAYY 4x150 SE | 77 | 80 | 0.02441 | 0.208 | 0.08 | 261 | 0 | 0.27 | 1 | 1 | cs | TRUE
86 | LV_3103-8_0_7_line_86 | NAYY 4x150 SE | 78 | 81 | 0.066511 | 0.208 | 0.08 | 261 | 0 | 0.27 | 1 | 2 | cs | TRUE
87 | LV_3103-8_0_7_line_87 | NAYY 4x150 SE | 79 | 82 | 0.0017861 | 0.208 | 0.08 | 261 | 0 | 0.27 | 1 | 1 | cs | TRUE
88 | LV_3103-8_0_7_line_88 | NAYY 4x150 SE | 81 | 83 | 0.091305 | 0.208 | 0.08 | 261 | 0 | 0.27 | 1 | 1 | cs | TRUE
89 | LV_3103-8_0_7_line_89 | NAYY 4x150 SE | 81 | 84 | 0.089889 | 0.208 | 0.08 | 261 | 0 | 0.27 | 1 | 1 | cs | TRUE
90 | LV_3103-8_0_7_line_90 | NAYY 4x150 SE | 83 | 85 | 0.067679 | 0.208 | 0.08 | 261 | 0 | 0.27 | 1 | 1 | cs | TRUE
91 | LV_3103-8_0_7_line_91 | NAYY 4x150 SE | 83 | 86 | 0.20308 | 0.208 | 0.08 | 261 | 0 | 0.27 | 1 | 1 | cs | TRUE
92 | LV_3103-8_0_7_line_92 | NAYY 4x150 SE | 84 | 87 | 0.036435 | 0.208 | 0.08 | 261 | 0 | 0.27 | 1 | 1 | cs | TRUE
93 | LV_3103-8_0_7_line_93 | NAYY 4x150 SE | 84 | 88 | 0.022242 | 0.208 | 0.08 | 261 | 0 | 0.27 | 1 | 1 | cs | TRUE
94 | LV_3103-8_0_7_line_94 | NAYY 4x150 SE | 85 | 141 | 0.33458 | 0.208 | 0.08 | 261 | 0 | 0.27 | 1 | 1 | cs | TRUE
95 | LV_3103-8_0_7_line_95 | NAYY 4x150 SE | 86 | 142 | 0.025635 | 0.208 | 0.08 | 261 | 0 | 0.27 | 1 | 1 | cs | TRUE
96 | LV_3103-8_0_7_line_96 | NAYY 4x150 SE | 87 | 143 | 0.0002142 | 0.208 | 0.08 | 261 | 0 | 0.27 | 1 | 1 | cs | TRUE
97 | LV_3103-8_0_7_line_97 | NAYY 4x150 SE | 88 | 135 | 0.036504 | 0.208 | 0.08 | 261 | 0 | 0.27 | 1 | 1 | cs | TRUE
98 | LV_3103-8_0_7_line_98 | NAYY 4x150 SE | 89 | 90 | 0.035823 | 0.208 | 0.08 | 261 | 0 | 0.27 | 1 | 1 | cs | TRUE
99 | LV_3103-8_0_7_line_99 | NAYY 4x150 SE | 91 | 92 | 0.03092 | 0.208 | 0.08 | 261 | 0 | 0.27 | 1 | 1 | cs | TRUE
100 | LV_3103-8_0_7_line_100 | NAYY 4x150 SE | 91 | 93 | 0.083952 | 0.208 | 0.08 | 261 | 0 | 0.27 | 1 | 1 | cs | TRUE
101 | LV_3103-8_0_7_line_101 | NAYY 4x150 SE | 92 | 94 | 0.030433 | 0.208 | 0.08 | 261 | 0 | 0.27 | 1 | 1 | cs | TRUE
102 | LV_3103-8_0_7_line_102 | NAYY 4x150 SE | 93 | 95 | 0.018974 | 0.208 | 0.08 | 261 | 0 | 0.27 | 1 | 1 | cs | TRUE
103 | LV_3103-8_0_7_line_103 | NAYY 4x150 SE | 93 | 96 | 0.025232 | 0.208 | 0.08 | 261 | 0 | 0.27 | 1 | 1 | cs | TRUE
104 | LV_3103-8_0_7_line_104 | NAYY 4x150 SE | 95 | 97 | 0.042764 | 0.208 | 0.08 | 261 | 0 | 0.27 | 1 | 1 | cs | TRUE
105 | LV_3103-8_0_7_line_105 | NAYY 4x150 SE | 96 | 98 | 0.093693 | 0.208 | 0.08 | 261 | 0 | 0.27 | 1 | 3 | cs | TRUE
106 | LV_3103-8_0_7_line_106 | NAYY 4x150 SE | 98 | 99 | 0.080482 | 0.208 | 0.08 | 261 | 0 | 0.27 | 1 | 3 | cs | TRUE
107 | LV_3103-8_0_7_line_107 | NAYY 4x150 SE | 99 | 100 | 0.024563 | 0.208 | 0.08 | 261 | 0 | 0.27 | 1 | 3 | cs | TRUE
108 | LV_3103-8_0_7_line_108 | NAYY 4x150 SE | 100 | 101 | 0.018464 | 0.208 | 0.08 | 261 | 0 | 0.27 | 1 | 3 | cs | TRUE
109 | LV_3103-8_0_7_line_109 | NAYY 4x150 SE | 101 | 102 | 0.13299 | 0.208 | 0.08 | 261 | 0 | 0.27 | 1 | 3 | cs | TRUE
110 | LV_3103-8_0_7_line_110 | NAYY 4x150 SE | 102 | 103 | 0.1269 | 0.208 | 0.08 | 261 | 0 | 0.27 | 1 | 3 | cs | TRUE
111 | LV_3103-8_0_7_line_111 | NAYY 4x150 SE | 103 | 104 | 0.037597 | 0.208 | 0.08 | 261 | 0 | 0.27 | 1 | 1 | cs | TRUE
112 | LV_3103-8_0_7_line_112 | NAYY 4x150 SE | 103 | 105 | 0.2973 | 0.208 | 0.08 | 261 | 0 | 0.27 | 1 | 3 | cs | TRUE
113 | LV_3103-8_0_7_line_113 | NAYY 4x150 SE | 105 | 106 | 0.074284 | 0.208 | 0.08 | 261 | 0 | 0.27 | 1 | 1 | cs | TRUE
114 | LV_3103-8_0_7_line_114 | NAYY 4x150 SE | 105 | 107 | 0.20636 | 0.208 | 0.08 | 261 | 0 | 0.27 | 1 | 3 | cs | TRUE
115 | LV_3103-8_0_7_line_115 | NAYY 4x150 SE | 107 | 108 | 0.20769 | 0.208 | 0.08 | 261 | 0 | 0.27 | 1 | 1 | cs | TRUE
116 | LV_3103-8_0_7_line_116 | NAYY 4x150 SE | 107 | 109 | 0.11137 | 0.208 | 0.08 | 261 | 0 | 0.27 | 1 | 3 | cs | TRUE
117 | LV_3103-8_0_7_line_117 | NAYY 4x150 SE | 108 | 110 | 0.014535 | 0.208 | 0.08 | 261 | 0 | 0.27 | 1 | 1 | cs | TRUE
118 | LV_3103-8_0_7_line_118 | NAYY 4x150 SE | 109 | 120 | 0.015437 | 0.208 | 0.08 | 261 | 0 | 0.27 | 1 | 3 | cs | TRUE
119 | LV_3103-8_0_7_line_119 | NAYY 4x150 SE | 111 | 112 | 0.12903 | 0.208 | 0.08 | 261 | 0 | 0.27 | 1 | 3 | cs | TRUE
120 | LV_3103-8_0_7_line_120 | NAYY 4x150 SE | 112 | 113 | 0.053562 | 0.208 | 0.08 | 261 | 0 | 0.27 | 1 | 3 | cs | TRUE
121 | LV_3103-8_0_7_line_121 | NAYY 4x150 SE | 113 | 114 | 0.068491 | 0.208 | 0.08 | 261 | 0 | 0.27 | 1 | 3 | cs | TRUE
122 | LV_3103-8_0_7_line_122 | NAYY 4x150 SE | 115 | 116 | 0.049987 | 0.208 | 0.08 | 261 | 0 | 0.27 | 1 | 1 | cs | TRUE
123 | LV_3103-8_0_7_line_123 | NAYY 4x150 SE | 117 | 118 | 0.064963 | 0.208 | 0.08 | 261 | 0 | 0.27 | 1 | 1 | cs | TRUE
124 | LV_3103-8_0_7_line_124 | NAYY 4x150 SE | 117 | 119 | 0.003739 | 0.208 | 0.08 | 261 | 0 | 0.27 | 1 | 1 | cs | TRUE
125 | LV_3103-8_0_7_line_125 | NAYY 4x150 SE | 119 | 121 | 0.024434 | 0.208 | 0.08 | 261 | 0 | 0.27 | 1 | 1 | cs | TRUE
126 | LV_3103-8_0_7_line_126 | NAYY 4x150 SE | 119 | 120 | 0.017663 | 0.208 | 0.08 | 261 | 0 | 0.27 | 1 | 1 | cs | TRUE
127 | LV_3103-8_0_7_line_127 | NAYY 4x150 SE | 121 | 124 | 0.096872 | 0.208 | 0.08 | 261 | 0 | 0.27 | 1 | 1 | cs | TRUE
128 | LV_3103-8_0_7_line_128 | NAYY 4x150 SE | 122 | 123 | 0.029241 | 0.208 | 0.08 | 261 | 0 | 0.27 | 1 | 1 | cs | TRUE
129 | LV_3103-8_0_7_line_129 | NAYY 4x150 SE | 122 | 124 | 0.004846 | 0.208 | 0.08 | 261 | 0 | 0.27 | 1 | 1 | cs | TRUE
130 | LV_3103-8_0_7_line_130 | NAYY 4x150 SE | 124 | 126 | 0.090045 | 0.208 | 0.08 | 261 | 0 | 0.27 | 1 | 1 | cs | TRUE
131 | LV_3103-8_0_7_line_131 | NAYY 4x150 SE | 125 | 128 | 0.10014 | 0.208 | 0.08 | 261 | 0 | 0.27 | 1 | 1 | cs | TRUE
132 | LV_3103-8_0_7_line_132 | NAYY 4x150 SE | 125 | 129 | 0.18352 | 0.208 | 0.08 | 261 | 0 | 0.27 | 1 | 1 | cs | TRUE
133 | LV_3103-8_0_7_line_133 | NAYY 4x150 SE | 126 | 127 | 0.019766 | 0.208 | 0.08 | 261 | 0 | 0.27 | 1 | 1 | cs | TRUE
134 | LV_3103-8_0_7_line_134 | NAYY 4x150 SE | 127 | 147 | 0.092193 | 0.208 | 0.08 | 261 | 0 | 0.27 | 1 | 1 | cs | TRUE
135 | LV_3103-8_0_7_line_135 | NAYY 4x150 SE | 129 | 130 | 0.27121 | 0.208 | 0.08 | 261 | 0 | 0.27 | 1 | 1 | cs | TRUE
136 | LV_3103-8_0_7_line_136 | NAYY 4x150 SE | 130 | 131 | 0.31182 | 0.208 | 0.08 | 261 | 0 | 0.27 | 1 | 1 | cs | TRUE
137 | LV_3103-8_0_7_line_137 | NAYY 4x150 SE | 132 | 134 | 0.024001 | 0.208 | 0.08 | 261 | 0 | 0.27 | 1 | 1 | cs | TRUE
138 | LV_3103-8_0_7_line_138 | NAYY 4x150 SE | 132 | 135 | 0.006737 | 0.208 | 0.08 | 261 | 0 | 0.27 | 1 | 1 | cs | TRUE
139 | LV_3103-8_0_7_line_139 | NAYY 4x150 SE | 133 | 136 | 0.019689 | 0.208 | 0.08 | 261 | 0 | 0.27 | 1 | 1 | cs | TRUE
140 | LV_3103-8_0_7_line_140 | NAYY 4x150 SE | 133 | 137 | 0.012148 | 0.208 | 0.08 | 261 | 0 | 0.27 | 1 | 1 | cs | TRUE
141 | LV_3103-8_0_7_line_141 | NAYY 4x150 SE | 135 | 138 | 0.079402 | 0.208 | 0.08 | 261 | 0 | 0.27 | 1 | 1 | cs | TRUE
142 | LV_3103-8_0_7_line_142 | NAYY 4x150 SE | 136 | 139 | 0.0058528 | 0.208 | 0.08 | 261 | 0 | 0.27 | 1 | 1 | cs | TRUE
143 | LV_3103-8_0_7_line_143 | NAYY 4x150 SE | 137 | 140 | 0.012875 | 0.208 | 0.08 | 261 | 0 | 0.27 | 1 | 1 | cs | TRUE
144 | LV_3103-8_0_7_line_144 | NAYY 4x150 SE | 140 | 146 | 0.03274 | 0.208 | 0.08 | 261 | 0 | 0.27 | 1 | 1 | cs | TRUE
145 | LV_3103-8_0_7_line_145 | NAYY 4x150 SE | 141 | 144 | 0.33279 | 0.208 | 0.08 | 261 | 0 | 0.27 | 1 | 1 | cs | TRUE
146 | LV_3103-8_0_7_line_146 | NAYY 4x150 SE | 142 | 145 | 0.029407 | 0.208 | 0.08 | 261 | 0 | 0.27 | 1 | 1 | cs | TRUE
147 | LV_3103-8_0_7_line_147 | NAYY 4x150 SE | 147 | 148 | 0.051682 | 0.208 | 0.08 | 261 | 0 | 0.27 | 1 | 1 | cs | TRUE
148 | LV_3103-8_0_7_line_148 | NAYY 4x150 SE | 148 | 149 | 0.1091 | 0.208 | 0.08 | 261 | 0 | 0.27 | 1 | 1 | cs | TRUE
149 | LV_3103-8_0_7_line_149 | NAYY 4x150 SE | 149 | 150 | 0.084245 | 0.208 | 0.08 | 261 | 0 | 0.27 | 1 | 1 | cs | TRUE
150 | LV_3103-8_0_7_line_150 | NAYY 4x150 SE | 150 | 151 | 0.19972 | 0.208 | 0.08 | 261 | 0 | 0.27 | 1 | 1 | cs | TRUE

## trafo
| name | std_type | hv_bus | lv_bus | sn_mva | vn_hv_kv | vn_lv_kv | vk_percent | vkr_percent | pfe_kw | i0_percent | shift_degree | tap_side | tap_neutral | tap_min | tap_max | tap_step_percent | tap_step_degree | tap_pos | tap_phase_shifter | parallel | df | in_service
0 | LV_3103-8_0_7_trafo_53 | 0.25 MVA 20/0.4 kV | 152 | 10 | 0.25 | 20 | 0.4 | 6 | 1.44 | 0.8 | 0.32 | 150 | hv | 0 | -2 | 2 | 2.5 | 0 | 0 | FALSE | 1 | 1 | TRUE

## line_geodata
| x0 | y0 | x1 | y1 | x2 | y2 | x3 | y3 | x4 | y4 | x5 | y5 | x6 | y6 | x7 | y7 | x8 | y8 | x9 | y9 | x10 | y10 | x11 | y11 | x12 | y12 | x13 | y13 | x14 | y14 | x15 | y15 | x16 | y16 | x17 | y17 | x18 | y18 | x19 | y19 | x20 | y20 | x21 | y21 | x22 | y22 | x23 | y23 | x24 | y24 | x25 | y25 | x26 | y26 | x27 | y27 | x28 | y28 | x29 | y29 | x30 | y30 | x31 | y31 | x32 | y32 | x33 | y33 | x34 | y34 | x35 | y35 | x36 | y36 | x37 | y37 | x38 | y38 | x39 | y39 | x40 | y40 | x41 | y41
0 | 2753519.5007 | 1244699.435 | 2753519.1021 | 1244699.9194 | 2753502.6522 | 1244716.4764 | 2753492.8472 | 1244726.9439 | 2753488.8759 | 1244731.6902 | 2753487.1522 | 1244735.4825 | 2753487.037 | 1244739.9283 | 2753488.4102 | 1244749.6732 | 2753489.96 | 1244756.8339
1 | 2753501.579 | 1244650.4851 | 2753512.3023 | 1244653.61 | 2753530.623 | 1244653.8621 | 2753542.1576 | 1244655.4399 | 2753546.5475 | 1244658.1784 | 2753549.3074 | 1244661.0859 | 2753549.6264 | 1244664.5308 | 2753548.5095 | 1244668.5391 | 2753545.1581 | 1244672.7008 | 2753527.8921 | 1244689.2366 | 2753519.5007 | 1244699.435
2 | 2753624.3015 | 1244842.5466 | 2753618.7424 | 1244845.8392 | 2753615.6109 | 1244849.3949 | 2753610.3318 | 1244857.3436 | 2753608.0033 | 1244861.1314 | 2753605.4973 | 1244863.8914 | 2753602.0048 | 1244865.6249 | 2753598.3242 | 1244866.7418 | 2753594.7087 | 1244865.636 | 2753590.5209 | 1244862.6914 | 2753586.0134 | 1244856.9136 | 2753581.0797 | 1244851.5362 | 2753575.6985 | 1244847.9602 | 2753569.8728 | 1244845.785 | 2753564.0157 | 1244844.8214 | 2753557.3237 | 1244844.8593 | 2753552.0262 | 1244845.9343 | 2753545.0415 | 1244849.3902 | 2753537.8529 | 1244852.8408 | 2753532.32 | 1244855.1221 | 2753526.0129 | 1244855.7706 | 2753519.9645 | 1244854.6018 | 2753513.7412 | 1244852.0161 | 2753469.9729 | 1244827.2265 | 2753464.9869 | 1244823.8609 | 2753463.642 | 1244821.2013 | 2753462.8994 | 1244818.346 | 2753463.2026 | 1244814.5169 | 2753466.3206 | 1244811.7727 | 2753470.1925 | 1244810.8608 | 2753476.6909 | 1244810.4174 | 2753483.0084 | 1244809.3687 | 2753487.3249 | 1244807.0559 | 2753493.3023 | 1244803.3737 | 2753498.6888 | 1244798.8643 | 2753501.6555 | 1244794.0809 | 2753502.9974 | 1244789.2665 | 2753502.4954 | 1244785.005 | 2753499.7772 | 1244780.4859 | 2753495.6593 | 1244775.1297 | 2753491.4894 | 1244763.8999 | 2753489.96 | 1244756.8339
3 | 2753222.122 | 1244669.1124 | 2753501.579 | 1244650.4851
4 | 2753095.9546 | 1244629.6841 | 2753165.5448 | 1244661.8223 | 2753189.6728 | 1244669.0633 | 2753222.122 | 1244669.1124
5 | 2753222.122 | 1244669.1124 | 2753226.6854 | 1244651.6913 | 2753233.0084 | 1244638.4419 | 2753242.8281 | 1244628.5638 | 2753251.8972 | 1244622.2806
6 | 2753095.9546 | 1244629.6841 | 2753063.3188 | 1244614.8945
7 | 2753095.9546 | 1244629.6841 | 2753084.2868 | 1244692.0985 | 2753083.8648 | 1244738.5879
8 | 2753275.7737 | 1244609.8204 | 2753273.3137 | 1244617.4295 | 2753268.5002 | 1244618.495 | 2753261.632 | 1244618.3174 | 2753251.9587 | 1244622.238 | 2753251.8972 | 1244622.2806
9 | 2753063.3188 | 1244614.8945 | 2753037.4866 | 1244603.0723
10 | 2753083.8648 | 1244738.5879 | 2753079.6854 | 1244755.7966 | 2753078.8013 | 1244770.9995 | 2753079.4021 | 1244773.5561
11 | 2753083.8648 | 1244738.5879 | 2753103.7173 | 1244745.9103
12 | 2753275.7737 | 1244609.8204 | 2753276.1994 | 1244608.5035
13 | 2753037.4866 | 1244603.0723 | 2753029.0261 | 1244625.8422
14 | 2753037.4866 | 1244603.0723 | 2752989.7749 | 1244581.2319
15 | 2753096.0031 | 1244809.8696 | 2753081.8122 | 1244783.8117 | 2753079.4021 | 1244773.5561
16 | 2753322.5104 | 1244532.7081 | 2753316.843 | 1244541.0585 | 2753309.499 | 1244545.8289 | 2753301.6353 | 1244550.2299 | 2753291.6367 | 1244556.1995 | 2753281.8165 | 1244566.0887 | 2753277.9427 | 1244577.0102 | 2753277.9598 | 1244588.0435 | 2753279.8142 | 1244597.3225 | 2753276.1994 | 1244608.5035
17 | 2753083.1165 | 1244412.7555 | 2753078.8655 | 1244405.7947 | 2753075.1406 | 1244395.6452
18 | 2753083.1165 | 1244412.7555 | 2753098.6073 | 1244401.1107
19 | 2753098.6073 | 1244401.1107 | 2753110.618 | 1244418.8824
20 | 2753148.4862 | 1244363.4063 | 2753098.6073 | 1244401.1107
21 | 2753148.4862 | 1244363.4063 | 2753162.5461 | 1244385.8997
22 | 2753116.8067 | 1244428.0396 | 2753110.618 | 1244418.8824
23 | 2752990.375 | 1244481.5294 | 2752966.2782 | 1244500.0189
24 | 2752990.375 | 1244481.5294 | 2752999.6796 | 1244493.8314
25 | 2752961.2408 | 1244503.884 | 2752966.2782 | 1244500.0189
26 | 2752999.6796 | 1244493.8314 | 2753004.7199 | 1244500.4953 | 2753006.3873 | 1244501.8533
27 | 2753116.8067 | 1244428.0396 | 2753126.1484 | 1244443.2996
28 | 2753116.8067 | 1244428.0396 | 2753103.0706 | 1244436.7045
29 | 2752961.2408 | 1244503.884 | 2752956.7898 | 1244507.2993 | 2752940.7729 | 1244519.7205 | 2752938.1168 | 1244521.7819
30 | 2753024.943 | 1244499.8422 | 2753016.8429 | 1244504.1893 | 2753008.5558 | 1244503.6195 | 2753006.3873 | 1244501.8533
31 | 2753126.1484 | 1244443.2996 | 2753127.7371 | 1244445.8948
32 | 2753081.8444 | 1244450.0944 | 2753103.0706 | 1244436.7045
33 | 2753127.7371 | 1244445.8948 | 2753140.7003 | 1244467.0707
34 | 2753081.8444 | 1244450.0944 | 2753080.0359 | 1244451.2352 | 2753071.5587 | 1244459.6839
35 | 2753133.1147 | 1244479.8803 | 2753144.063 | 1244472.5636 | 2753140.7003 | 1244467.0707
36 | 2753070.786 | 1244460.454 | 2753071.5587 | 1244459.6839
37 | 2753133.1147 | 1244479.8803 | 2753117.4826 | 1244490.327
38 | 2753070.786 | 1244460.454 | 2753064.6432 | 1244466.5761
39 | 2753117.4826 | 1244490.327 | 2753101.9551 | 1244500.7039 | 2753100.2998 | 1244503.9777
40 | 2753098.7578 | 1244510.6198 | 2753098.9353 | 1244506.6762 | 2753100.2998 | 1244503.9777
41 | 2753098.7578 | 1244510.6198 | 2753101.8303 | 1244513.146 | 2753106.9977 | 1244514.4806 | 2753118.0131 | 1244515.6505
42 | 2753118.0131 | 1244515.6505 | 2753136.0576 | 1244517.5669
43 | 2752924.1713 | 1244872.1644 | 2752937.5188 | 1244879.649 | 2752948.9211 | 1244893.9567 | 2752952.0178 | 1244905.5032 | 2752951.8496 | 1244933.9929 | 2752960.2938 | 1244953.3515 | 2752967.4907 | 1244960.7482
44 | 2752924.1713 | 1244872.1644 | 2752921.7161 | 1244879.7084 | 2752914.3881 | 1244907.9133 | 2752902.1613 | 1244950.4724 | 2752887.7457 | 1244997.2903 | 2752885.4633 | 1245006.0004
45 | 2752924.1713 | 1244872.1644 | 2752907.3891 | 1244867.6942 | 2752873.3932 | 1244854.0828 | 2752858.9624 | 1244846.9982
46 | 2752967.4907 | 1244960.7482 | 2752969.6179 | 1244962.9344 | 2752984.505 | 1244968.8113
47 | 2752825.3861 | 1245126.1073 | 2752829.6483 | 1245118.8434 | 2752832.1038 | 1245110.3986 | 2752842.9229 | 1245095.7188 | 2752851.0997 | 1245080.0143 | 2752865.8801 | 1245055.3826 | 2752880.8443 | 1245023.6266 | 2752885.4633 | 1245006.0004
48 | 2752740.9821 | 1244799.4309 | 2752748.1051 | 1244799.392 | 2752763.9393 | 1244798.9994 | 2752775.3213 | 1244800.6274 | 2752801.9306 | 1244808.0976 | 2752819.515 | 1244815.4798 | 2752828.7929 | 1244821.5914 | 2752846.2527 | 1244838.4907 | 2752855.1018 | 1244845.1029 | 2752858.9624 | 1244846.9982
49 | 2753022.2272 | 1244644.1404 | 2753029.0261 | 1244625.8422
50 | 2752989.7749 | 1244581.2319 | 2752990.0757 | 1244571.041 | 2752986.0999 | 1244569.4124
51 | 2753064.6432 | 1244466.5761 | 2753050.5397 | 1244480.632
52 | 2753050.5397 | 1244480.632 | 2753047.9145 | 1244483.2484 | 2753027.5002 | 1244498.4698 | 2753025.2035 | 1244499.7024
53 | 2753025.2035 | 1244499.7024 | 2753024.943 | 1244499.8422
54 | 2752938.1168 | 1244521.7819 | 2752931.4127 | 1244526.9851
55 | 2752931.4127 | 1244526.9851 | 2752925.836 | 1244531.3133 | 2752922.6018 | 1244533.4982
56 | 2752918.7989 | 1244536.0674 | 2752922.6018 | 1244533.4982
57 | 2752911.4695 | 1244541.019 | 2752918.7989 | 1244536.0674
58 | 2752911.4695 | 1244541.019 | 2752899.2321 | 1244547.0119
59 | 2752911.4695 | 1244541.019 | 2752913.2157 | 1244543.3774 | 2752922.5407 | 1244550.3133 | 2752942.3964 | 1244559.4986
60 | 2752962.7242 | 1244568.8558 | 2752951.949 | 1244563.9177 | 2752942.3964 | 1244559.4986
61 | 2752962.7242 | 1244568.8558 | 2752973.616 | 1244564.299 | 2752986.0999 | 1244569.4124
62 | 2752897.9295 | 1244547.6498 | 2752899.2321 | 1244547.0119
63 | 2752821.8422 | 1244574.4973 | 2752826.9813 | 1244577.8107
64 | 2752826.9813 | 1244577.8107 | 2752828.2975 | 1244578.9568 | 2752840.4422 | 1244582.3952 | 2752846.5095 | 1244586.6556 | 2752849.7721 | 1244593.246 | 2752848.3651 | 1244607.9349 | 2752840.8694 | 1244632.3875 | 2752835.5224 | 1244639.7791 | 2752816.6428 | 1244652.9943 | 2752800.7276 | 1244684.0809 | 2752792.6811 | 1244698.8211 | 2752783.8643 | 1244712.0623 | 2752776.481 | 1244718.6786 | 2752767.8633 | 1244720.0913 | 2752756.3993 | 1244718.7059 | 2752740.1895 | 1244717.8211 | 2752738.3686 | 1244717.4505
65 | 2752821.8422 | 1244574.4973 | 2752807.3422 | 1244577.2064
66 | 2752821.8422 | 1244574.4973 | 2752841.9832 | 1244569.2556 | 2752861.5465 | 1244563.2539 | 2752883.1139 | 1244554.0118 | 2752895.289 | 1244548.9429 | 2752897.9295 | 1244547.6498
67 | 2752715.5724 | 1244709.8908 | 2752729.2387 | 1244715.5926 | 2752738.3686 | 1244717.4505
68 | 2752731.1511 | 1244582.4029 | 2752731.0875 | 1244587.217
69 | 2752787.6526 | 1244634.9081 | 2752746.8307 | 1244616.784 | 2752742.679 | 1244613.8854 | 2752736.9142 | 1244608.1537 | 2752734.7743 | 1244603.7611 | 2752731.8386 | 1244592.9863 | 2752731.0875 | 1244587.217
70 | 2752731.0875 | 1244587.217 | 2752694.1388 | 1244586.4811
71 | 2752731.1511 | 1244582.4029 | 2752758.2058 | 1244582.8999 | 2752786.2685 | 1244580.6648 | 2752807.2476 | 1244577.2241 | 2752807.3422 | 1244577.2064
72 | 2752679.9716 | 1244586.199 | 2752694.1388 | 1244586.4811
73 | 2752652.7805 | 1244585.6575 | 2752679.9716 | 1244586.199
74 | 2752403.9233 | 1244610.8597 | 2752468.6934 | 1244593.029 | 2752505.2541 | 1244585.506 | 2752522.1705 | 1244583.0385 | 2752527.2358 | 1244582.6313
75 | 2752393.1862 | 1244613.542 | 2752403.9233 | 1244610.8597
76 | 2752403.9233 | 1244610.8597 | 2752404.9945 | 1244614.7799
77 | 2753017.2162 | 1244981.7245 | 2752984.505 | 1244968.8113
78 | 2752693.6103 | 1245204.8897 | 2752700.7503 | 1245207.9876 | 2752706.0958 | 1245210.016 | 2752712.7809 | 1245211.99 | 2752717.6577 | 1245213.1389 | 2752723.074 | 1245213.8901 | 2752728.1245 | 1245214.1649 | 2752733.6418 | 1245213.9289 | 2752739.77 | 1245212.5743 | 2752743.8114 | 1245211.2326 | 2752747.8816 | 1245209.3578 | 2752751.4478 | 1245207.0919 | 2752754.2058 | 1245205.0944 | 2752756.9156 | 1245202.6173 | 2752759.8228 | 1245199.5225 | 2752762.2352 | 1245196.5596 | 2752765.8476 | 1245191.0362 | 2752770.3355 | 1245182.3434 | 2752777.9717 | 1245170.006 | 2752781.8884 | 1245164.7018 | 2752813.8462 | 1245135.0297 | 2752825.3861 | 1245126.1073
79 | 2752740.9821 | 1244799.4309 | 2752741.509 | 1244812.7239 | 2752740.2555 | 1244817.6519 | 2752699.9192 | 1244865.8265 | 2752697.8448 | 1244875.3266 | 2752698.1797 | 1244881.1075
80 | 2752740.9821 | 1244799.4309 | 2752728.3063 | 1244799.0153 | 2752715.8458 | 1244800.8074 | 2752676.7662 | 1244811.6452 | 2752664.6999 | 1244817.2179 | 2752653.3222 | 1244824.2318 | 2752639.0995 | 1244829.571 | 2752628.4835 | 1244829.0307 | 2752620.1305 | 1244823.9887 | 2752613.7183 | 1244817.2729 | 2752601.4356 | 1244799.2396 | 2752595.1076 | 1244791.0134 | 2752585.8855 | 1244782.7238 | 2752579.4594 | 1244778.6085
81 | 2753096.0031 | 1244809.8696 | 2753116.4207 | 1244824.9222 | 2753120.8979 | 1244826.0388
82 | 2753096.0031 | 1244809.8696 | 2753092.7992 | 1244822.3879 | 2753092.7452 | 1244824.0943
83 | 2753120.8979 | 1244826.0388 | 2753129.2023 | 1244835.8737 | 2753133.7101 | 1244843.9979 | 2753140.8571 | 1244859.7086 | 2753148.8936 | 1244877.5665 | 2753153.4092 | 1244885.6798 | 2753166.5463 | 1244897.7862 | 2753175.6549 | 1244910.7227 | 2753185.5023 | 1244922.2769 | 2753200.3338 | 1244941.9455
84 | 2753120.8979 | 1244826.0388 | 2753163.1403 | 1244830.4709
85 | 2753091.9737 | 1244848.4917 | 2753092.7452 | 1244824.0943
86 | 2753166.2788 | 1244997.3639 | 2753165.7668 | 1244995.5267 | 2753167.1314 | 1244991.8696 | 2753170.5769 | 1244985.2188 | 2753193.4368 | 1244958.6946 | 2753198.9374 | 1244947.4147 | 2753200.3338 | 1244941.9455
87 | 2753164.9167 | 1244830.6573 | 2753163.1403 | 1244830.4709
88 | 2753166.2788 | 1244997.3639 | 2753179.0692 | 1244991.8667 | 2753187.7457 | 1244989.0436 | 2753202.4102 | 1244987.6765 | 2753235.5817 | 1244989.2569 | 2753255.9025 | 1244992.5183
89 | 2753077.0514 | 1245002.6771 | 2753115.7611 | 1245002.6316 | 2753137.5432 | 1245003.7616 | 2753152.0984 | 1245002.2359 | 2753166.2788 | 1244997.3639
90 | 2753255.9025 | 1244992.5183 | 2753255.4499 | 1244994.82 | 2753250.4574 | 1245001.0637 | 2753240.77 | 1245004.0941 | 2753230.6741 | 1245004.5004 | 2753224.4625 | 1245007.3093 | 2753221.8436 | 1245010.6449 | 2753222.9825 | 1245015.1342 | 2753242.6145 | 1245023.9831
91 | 2753255.9025 | 1244992.5183 | 2753283.6782 | 1244996.6399 | 2753302.3728 | 1244995.255 | 2753352.0986 | 1244986.7097 | 2753383.992 | 1244983.6313 | 2753437.543 | 1244982.9932 | 2753440.3988 | 1244983.9458 | 2753448.569 | 1244986.6708 | 2753456.7636 | 1244990.7868
92 | 2753077.0514 | 1245002.6771 | 2753077.3646 | 1244999.6267 | 2753088.8211 | 1244989.5682 | 2753104.7005 | 1244980.8332
93 | 2753077.0514 | 1245002.6771 | 2753054.8091 | 1245002.681
94 | 2753242.6145 | 1245023.9831 | 2753275.3952 | 1245356.9507
95 | 2753456.7636 | 1244990.7868 | 2753455.0217 | 1244994.701 | 2753449.6441 | 1244999.1662 | 2753436.7081 | 1245005.4024
96 | 2753104.8882 | 1244980.7299 | 2753104.7005 | 1244980.8332
97 | 2753022.9849 | 1244985.2322 | 2753039.8888 | 1244996.3901 | 2753047.2142 | 1245000.2161 | 2753054.8091 | 1245002.681
98 | 2753322.5104 | 1244532.7081 | 2753316.721 | 1244528.8214 | 2753311.5262 | 1244522.7035 | 2753304.3539 | 1244510.0171 | 2753302.9926 | 1244503.9167
99 | 2752745.6953 | 1243997.7281 | 2752774.3291 | 1244009.397
100 | 2752665.8579 | 1243972.0042 | 2752727.3994 | 1243990.2721 | 2752745.6953 | 1243997.7281
101 | 2752774.3291 | 1244009.397 | 2752802.5115 | 1244020.8819
102 | 2752665.8579 | 1243972.0042 | 2752672.7331 | 1243954.3198
103 | 2752665.8579 | 1243972.0042 | 2752641.7422 | 1243964.5829
104 | 2752711.5621 | 1243936.4018 | 2752672.7331 | 1243954.3198
105 | 2752552.1933 | 1243937.0251 | 2752641.7422 | 1243964.5829
106 | 2752552.1933 | 1243937.0251 | 2752500.5257 | 1243921.1262 | 2752475.3826 | 1243912.9998
107 | 2752475.3826 | 1243912.9998 | 2752452.0098 | 1243905.4456
108 | 2752434.4405 | 1243899.7671 | 2752452.0098 | 1243905.4456
109 | 2752306.6213 | 1243863.5462 | 2752330.6937 | 1243868.113 | 2752376.855 | 1243881.1552 | 2752434.4405 | 1243899.7671
110 | 2752312.5141 | 1243990.2964 | 2752306.6213 | 1243863.5462
111 | 2752312.5141 | 1243990.2964 | 2752274.9135 | 1243993.134
112 | 2752312.5141 | 1243990.2964 | 2752318.3221 | 1244080.8988 | 2752323.1604 | 1244206.2873 | 2752326.6375 | 1244287.2429
113 | 2752326.6375 | 1244287.2429 | 2752322.926 | 1244287.2032 | 2752308.6247 | 1244281.4416 | 2752258.7714 | 1244257.4168
114 | 2752326.6375 | 1244287.2429 | 2752329.0051 | 1244310.4481 | 2752336.5009 | 1244348.5882 | 2752366.9409 | 1244489.5047
115 | 2752366.9409 | 1244489.5047 | 2752527.0955 | 1244357.271
116 | 2752366.9409 | 1244489.5047 | 2752386.222 | 1244585.6364 | 2752389.4483 | 1244598.5643
117 | 2752527.0955 | 1244357.271 | 2752538.7615 | 1244348.6009
118 | 2752393.1862 | 1244613.542 | 2752389.4483 | 1244598.5643
119 | 2752652.7805 | 1244585.6575 | 2752595.895 | 1244584.5245 | 2752567.2982 | 1244584.6003 | 2752533.6853 | 1244586.5712 | 2752523.9331 | 1244588.0298
120 | 2752523.9331 | 1244588.0298 | 2752504.8815 | 1244590.8793 | 2752472.1825 | 1244596.7111 | 2752471.1358 | 1244596.9929
121 | 2752404.9945 | 1244614.7799 | 2752434.8081 | 1244606.7715 | 2752471.1358 | 1244596.9929
122 | 2752536.2388 | 1244753.5249 | 2752569.6189 | 1244772.3066 | 2752579.4594 | 1244778.6085
123 | 2752381.0549 | 1244681.629 | 2752385.513 | 1244677.028 | 2752388.0725 | 1244669.5199 | 2752388.8061 | 1244660.3966 | 2752387.7214 | 1244648.7687 | 2752377.4095 | 1244620.7993
124 | 2752375.8945 | 1244617.3794 | 2752377.4095 | 1244620.7993
125 | 2752375.8945 | 1244617.3794 | 2752372.2675 | 1244617.8867 | 2752354.6323 | 1244620.3806 | 2752351.6718 | 1244620.4538
126 | 2752393.1862 | 1244613.542 | 2752375.8945 | 1244617.3794
127 | 2752255.124 | 1244614.5761 | 2752304.5532 | 1244619.9722 | 2752328.3876 | 1244621.0296 | 2752351.6718 | 1244620.4538
128 | 2752240.1636 | 1244644.2206 | 2752244.7113 | 1244638.187 | 2752254.3377 | 1244623.698 | 2752254.6976 | 1244619.4031
129 | 2752255.124 | 1244614.5761 | 2752254.6976 | 1244619.4031
130 | 2752255.124 | 1244614.5761 | 2752165.3809 | 1244604.4751
131 | 2752698.1797 | 1244881.1075 | 2752700.3633 | 1244882.921 | 2752703.2537 | 1244883.4181 | 2752706.2949 | 1244882.4621 | 2752708.011 | 1244880.7046 | 2752714.6288 | 1244866.528 | 2752721.2285 | 1244862.4384 | 2752726.7189 | 1244861.5011 | 2752731.8174 | 1244862.5667 | 2752784.8491 | 1244876.2342
132 | 2752698.1797 | 1244881.1075 | 2752697.7016 | 1244885.2881 | 2752672.8826 | 1244942.1595 | 2752660.195 | 1244958.6488 | 2752644.5544 | 1244975.3179 | 2752635.3614 | 1244980.8867 | 2752596.6188 | 1244986.6177 | 2752587.9764 | 1244986.3619 | 2752583.1114 | 1244985.3358 | 2752574.1492 | 1244980.7471
133 | 2752165.3809 | 1244604.4751 | 2752164.5178 | 1244609.5245 | 2752162.122 | 1244612.4325 | 2752155.823 | 1244615.4182 | 2752151.9521 | 1244615.9345
134 | 2752151.9521 | 1244615.9345 | 2752141.6966 | 1244617.3022 | 2752060.6417 | 1244628.6589
135 | 2752324.4447 | 1245047.4369 | 2752359.0378 | 1245026.6386 | 2752410.4858 | 1244995.7305 | 2752429.8854 | 1244986.9094 | 2752456.3634 | 1244980.3613 | 2752488.0744 | 1244971.123 | 2752508.918 | 1244968.4785 | 2752536.2177 | 1244968.2023 | 2752550.1074 | 1244968.4374 | 2752574.1492 | 1244980.7471
136 | 2752324.4447 | 1245047.4369 | 2752115.4571 | 1245278.8612
137 | 2753017.2162 | 1244981.7245 | 2753026.1068 | 1245000.1826 | 2753027.013 | 1245003.5769
138 | 2753022.9849 | 1244985.2322 | 2753017.2162 | 1244981.7245
139 | 2752693.6103 | 1245204.8897 | 2752685.4768 | 1245201.6217 | 2752679.1862 | 1245199.8914 | 2752676.9725 | 1245199.8344 | 2752674.823 | 1245200.2239
140 | 2752693.6103 | 1245204.8897 | 2752687.5289 | 1245215.406
141 | 2753022.9849 | 1244985.2322 | 2753036.0181 | 1244967.1065 | 2753039.2531 | 1244955.134 | 2753038.2646 | 1244936.6129 | 2753040.6182 | 1244926.2748 | 2753050.5222 | 1244914.2743
142 | 2752674.823 | 1245200.2239 | 2752672.67 | 1245201.3362 | 2752670.3078 | 1245203.8223
143 | 2752678.4556 | 1245224.1404 | 2752685.2073 | 1245219.4207 | 2752687.5289 | 1245215.406
144 | 2752678.4556 | 1245224.1404 | 2752645.7154 | 1245224.2434
145 | 2753275.3952 | 1245356.9507 | 2753283.7048 | 1245348.7131 | 2753292.0511 | 1245346.9493 | 2753304.4978 | 1245354.1334 | 2753317.4989 | 1245361.799 | 2753326.572 | 1245364.6696 | 2753349.5625 | 1245378.9443 | 2753365.511 | 1245386.6418 | 2753388.0446 | 1245401.3275 | 2753409.1023 | 1245418.4107 | 2753424.7746 | 1245439.6921 | 2753442.1724 | 1245467.0241 | 2753444.9224 | 1245491.9081 | 2753452.1615 | 1245510.7135 | 2753462.2929 | 1245519.9957 | 2753477.3835 | 1245527.8158 | 2753491.3625 | 1245533.8945 | 2753498.1242 | 1245535.8047 | 2753499.2019 | 1245536.8113 | 2753497.4114 | 1245548.4429 | 2753496.2848 | 1245552.8291
146 | 2753408.5245 | 1245011.4035 | 2753425.735 | 1245010.6923 | 2753436.7081 | 1245005.4024
147 | 2752060.6417 | 1244628.6589 | 2752059.9136 | 1244628.7609 | 2752009.5622 | 1244636.5253
148 | 2751902.8812 | 1244638.403 | 2751913.0057 | 1244642.4995 | 2751917.4916 | 1244644.4718 | 2751922.1634 | 1244645.9706 | 2751926.9609 | 1244646.9944 | 2751932.67 | 1244647.5523 | 2751938.4115 | 1244647.4326 | 2751944.0877 | 1244646.6216 | 2752009.5622 | 1244636.5253
149 | 2751902.8812 | 1244638.403 | 2751900.8745 | 1244643.8346 | 2751901.4058 | 1244649.6537 | 2751905.0335 | 1244655.0184 | 2751915.9986 | 1244664.3748 | 2751925.7006 | 1244674.3328 | 2751930.8167 | 1244682.3937 | 2751933.8902 | 1244690.7916 | 2751937.1823 | 1244696.8594 | 2751946.033 | 1244703.1588 | 2751947.2815 | 1244704.0949
150 | 2751947.2815 | 1244704.0949 | 2751873.8341 | 1244889.8245

## bus_geodata
| x | y | coords
0 | 2753519.5007 | 1244699.435
1 | 2753489.96 | 1244756.8339
2 | 2753501.579 | 1244650.4851
3 | 2753624.3015 | 1244842.5466
4 | 2753222.122 | 1244669.1124
5 | 2753095.9546 | 1244629.6841
6 | 2753251.8972 | 1244622.2806
7 | 2753063.3188 | 1244614.8945
8 | 2753083.8648 | 1244738.5879
9 | 2753275.7737 | 1244609.8204
10 | 2753037.4866 | 1244603.0723
11 | 2753079.4021 | 1244773.5561
12 | 2753103.7173 | 1244745.9103
13 | 2753276.1994 | 1244608.5035
14 | 2753075.1406 | 1244395.6452
15 | 2753083.1165 | 1244412.7555
16 | 2753098.6073 | 1244401.1107
17 | 2753148.4862 | 1244363.4063
18 | 2753162.5461 | 1244385.8997
19 | 2753110.618 | 1244418.8824
20 | 2752990.375 | 1244481.5294
21 | 2752966.2782 | 1244500.0189
22 | 2752999.6796 | 1244493.8314
23 | 2753116.8067 | 1244428.0396
24 | 2752961.2408 | 1244503.884
25 | 2753006.3873 | 1244501.8533
26 | 2753126.1484 | 1244443.2996
27 | 2753103.0706 | 1244436.7045
28 | 2753127.7371 | 1244445.8948
29 | 2753081.8444 | 1244450.0944
30 | 2753140.7003 | 1244467.0707
31 | 2753071.5586 | 1244459.6839
32 | 2753133.1147 | 1244479.8803
33 | 2753070.786 | 1244460.454
34 | 2753117.4826 | 1244490.327
35 | 2753100.2998 | 1244503.9777
36 | 2753098.7578 | 1244510.6198
37 | 2753118.0131 | 1244515.6505
38 | 2753136.0576 | 1244517.5669
39 | 2752924.1713 | 1244872.1644
40 | 2752967.4907 | 1244960.7482
41 | 2752885.4633 | 1245006.0004
42 | 2752858.9624 | 1244846.9982
43 | 2753029.0261 | 1244625.8422
44 | 2752989.7749 | 1244581.2319
45 | 2753064.6432 | 1244466.5761
46 | 2753050.5397 | 1244480.632
47 | 2753025.2035 | 1244499.7024
48 | 2753024.943 | 1244499.8422
49 | 2752938.1168 | 1244521.7819
50 | 2752931.4127 | 1244526.9851
51 | 2752922.6018 | 1244533.4982
52 | 2752918.7989 | 1244536.0674
53 | 2752911.4695 | 1244541.019
54 | 2752942.3964 | 1244559.4986
55 | 2752962.7242 | 1244568.8558
56 | 2752899.2321 | 1244547.0119
57 | 2752986.0999 | 1244569.4124
58 | 2752826.9813 | 1244577.8107
59 | 2752821.8422 | 1244574.4973
60 | 2752738.3686 | 1244717.4505
61 | 2752897.9295 | 1244547.6498
62 | 2752731.0875 | 1244587.217
63 | 2752731.1511 | 1244582.4029
64 | 2752787.6526 | 1244634.9081
65 | 2752694.1388 | 1244586.4811
66 | 2752807.3422 | 1244577.2064
67 | 2752715.5724 | 1244709.8908
68 | 2752679.9716 | 1244586.199
69 | 2753022.2272 | 1244644.1404
70 | 2752527.2358 | 1244582.6313
71 | 2752403.9233 | 1244610.8597
72 | 2752984.505 | 1244968.8113
73 | 2752825.3861 | 1245126.1073
74 | 2752740.9821 | 1244799.4309
75 | 2753096.0031 | 1244809.8696
76 | 2753120.8979 | 1244826.0388
77 | 2753092.7452 | 1244824.0943
78 | 2753200.3338 | 1244941.9455
79 | 2753163.1403 | 1244830.4709
80 | 2753091.9737 | 1244848.4917
81 | 2753166.2788 | 1244997.3639
82 | 2753164.9167 | 1244830.6573
83 | 2753255.9025 | 1244992.5183
84 | 2753077.0514 | 1245002.6771
85 | 2753242.6145 | 1245023.9831
86 | 2753456.7636 | 1244990.7868
87 | 2753104.7005 | 1244980.8332
88 | 2753054.8091 | 1245002.681
89 | 2753322.5104 | 1244532.7081
90 | 2753302.9926 | 1244503.9167
91 | 2752745.6953 | 1243997.7281
92 | 2752774.3291 | 1244009.397
93 | 2752665.8579 | 1243972.0042
94 | 2752802.5115 | 1244020.8819
95 | 2752672.7331 | 1243954.3198
96 | 2752641.7422 | 1243964.5829
97 | 2752711.5621 | 1243936.4018
98 | 2752552.1933 | 1243937.0251
99 | 2752475.3826 | 1243912.9998
100 | 2752452.0098 | 1243905.4456
101 | 2752434.4405 | 1243899.7671
102 | 2752306.6213 | 1243863.5462
103 | 2752312.5141 | 1243990.2964
104 | 2752274.9135 | 1243993.134
105 | 2752326.6375 | 1244287.2429
106 | 2752258.7714 | 1244257.4168
107 | 2752366.9409 | 1244489.5047
108 | 2752527.0955 | 1244357.271
109 | 2752389.4483 | 1244598.5643
110 | 2752538.7615 | 1244348.6009
111 | 2752652.7805 | 1244585.6575
112 | 2752523.9331 | 1244588.0298
113 | 2752471.1358 | 1244596.9929
114 | 2752404.9944 | 1244614.7799
115 | 2752536.2388 | 1244753.5249
116 | 2752579.4594 | 1244778.6085
117 | 2752377.4095 | 1244620.7993
118 | 2752381.0549 | 1244681.629
119 | 2752375.8945 | 1244617.3794
120 | 2752393.1862 | 1244613.542
121 | 2752351.6718 | 1244620.4538
122 | 2752254.6976 | 1244619.4031
123 | 2752240.1636 | 1244644.2206
124 | 2752255.124 | 1244614.5761
125 | 2752698.1797 | 1244881.1075
126 | 2752165.3809 | 1244604.4751
127 | 2752151.9521 | 1244615.9345
128 | 2752784.8491 | 1244876.2342
129 | 2752574.1492 | 1244980.7471
130 | 2752324.4447 | 1245047.4369
131 | 2752115.4571 | 1245278.8612
132 | 2753017.2162 | 1244981.7245
133 | 2752693.6103 | 1245204.8897
134 | 2753027.013 | 1245003.5769
135 | 2753022.9849 | 1244985.2322
136 | 2752674.823 | 1245200.2239
137 | 2752687.5289 | 1245215.406
138 | 2753050.5222 | 1244914.2743
139 | 2752670.3078 | 1245203.8223
140 | 2752678.4556 | 1245224.1404
141 | 2753275.3952 | 1245356.9507
142 | 2753436.7081 | 1245005.4024
143 | 2753104.8882 | 1244980.7299
144 | 2753496.2848 | 1245552.8291
145 | 2753408.5245 | 1245011.4035
146 | 2752645.7154 | 1245224.2434
147 | 2752060.6417 | 1244628.6589
148 | 2752009.5622 | 1244636.5253
149 | 2751902.8812 | 1244638.403
150 | 2751947.2815 | 1244704.0949
151 | 2751873.8341 | 1244889.8245
152 | 2753063.3188 | 1244614.8945

## line_std_types
| c_nf_per_km | r_ohm_per_km | x_ohm_per_km | max_i_ka | type | q_mm2 | alpha | voltage_rating
NAYY 4x50 SE | 210 | 0.642 | 0.083 | 0.142 | cs | 50 | 0.00403 | LV
NAYY 4x120 SE | 264 | 0.225 | 0.08 | 0.242 | cs | 120 | 0.00403 | LV
NAYY 4x150 SE | 261 | 0.208 | 0.08 | 0.27 | cs | 150 | 0.00403 | LV
NA2XS2Y 1x95 RM/25 12/20 kV | 216 | 0.313 | 0.132 | 0.252 | cs | 95 | 0.00403 | MV
NA2XS2Y 1x185 RM/25 12/20 kV | 273 | 0.161 | 0.117 | 0.362 | cs | 185 | 0.00403 | MV
NA2XS2Y 1x240 RM/25 12/20 kV | 304 | 0.122 | 0.112 | 0.421 | cs | 240 | 0.00403 | MV
NA2XS2Y 1x95 RM/25 6/10 kV | 315 | 0.313 | 0.123 | 0.249 | cs | 95 | 0.00403 | MV
NA2XS2Y 1x185 RM/25 6/10 kV | 406 | 0.161 | 0.11 | 0.358 | cs | 185 | 0.00403 | MV
NA2XS2Y 1x240 RM/25 6/10 kV | 456 | 0.122 | 0.105 | 0.416 | cs | 240 | 0.00403 | MV
NA2XS2Y 1x150 RM/25 12/20 kV | 250 | 0.206 | 0.116 | 0.319 | cs | 150 | 0.00403 | MV
NA2XS2Y 1x120 RM/25 12/20 kV | 230 | 0.253 | 0.119 | 0.283 | cs | 120 | 0.00403 | MV
NA2XS2Y 1x70 RM/25 12/20 kV | 190 | 0.443 | 0.132 | 0.22 | cs | 70 | 0.00403 | MV
NA2XS2Y 1x150 RM/25 6/10 kV | 360 | 0.206 | 0.11 | 0.315 | cs | 150 | 0.00403 | MV
NA2XS2Y 1x120 RM/25 6/10 kV | 340 | 0.253 | 0.113 | 0.28 | cs | 120 | 0.00403 | MV
NA2XS2Y 1x70 RM/25 6/10 kV | 280 | 0.443 | 0.123 | 0.217 | cs | 70 | 0.00403 | MV
N2XS(FL)2Y 1x120 RM/35 64/110 kV | 112 | 0.153 | 0.166 | 0.366 | cs | 120 | 0.00393 | HV
N2XS(FL)2Y 1x185 RM/35 64/110 kV | 125 | 0.099 | 0.156 | 0.457 | cs | 185 | 0.00393 | HV
N2XS(FL)2Y 1x240 RM/35 64/110 kV | 135 | 0.075 | 0.149 | 0.526 | cs | 240 | 0.00393 | HV
N2XS(FL)2Y 1x300 RM/35 64/110 kV | 144 | 0.06 | 0.144 | 0.588 | cs | 300 | 0.00393 | HV
15-AL1/3-ST1A 0.4 | 11 | 1.8769 | 0.35 | 0.105 | ol | 16 | 0.00403 | LV
24-AL1/4-ST1A 0.4 | 11.25 | 1.2012 | 0.335 | 0.14 | ol | 24 | 0.00403 | LV
48-AL1/8-ST1A 0.4 | 12.2 | 0.5939 | 0.3 | 0.21 | ol | 48 | 0.00403 | LV
94-AL1/15-ST1A 0.4 | 13.2 | 0.306 | 0.29 | 0.35 | ol | 94 | 0.00403 | LV
34-AL1/6-ST1A 10.0 | 9.7 | 0.8342 | 0.36 | 0.17 | ol | 34 | 0.00403 | MV
48-AL1/8-ST1A 10.0 | 10.1 | 0.5939 | 0.35 | 0.21 | ol | 48 | 0.00403 | MV
70-AL1/11-ST1A 10.0 | 10.4 | 0.4132 | 0.339 | 0.29 | ol | 70 | 0.00403 | MV
94-AL1/15-ST1A 10.0 | 10.75 | 0.306 | 0.33 | 0.35 | ol | 94 | 0.00403 | MV
122-AL1/20-ST1A 10.0 | 11.1 | 0.2376 | 0.323 | 0.41 | ol | 122 | 0.00403 | MV
149-AL1/24-ST1A 10.0 | 11.25 | 0.194 | 0.315 | 0.47 | ol | 149 | 0.00403 | MV
34-AL1/6-ST1A 20.0 | 9.15 | 0.8342 | 0.382 | 0.17 | ol | 34 | 0.00403 | MV
48-AL1/8-ST1A 20.0 | 9.5 | 0.5939 | 0.372 | 0.21 | ol | 48 | 0.00403 | MV
70-AL1/11-ST1A 20.0 | 9.7 | 0.4132 | 0.36 | 0.29 | ol | 70 | 0.00403 | MV
94-AL1/15-ST1A 20.0 | 10 | 0.306 | 0.35 | 0.35 | ol | 94 | 0.00403 | MV
122-AL1/20-ST1A 20.0 | 10.3 | 0.2376 | 0.344 | 0.41 | ol | 122 | 0.00403 | MV
149-AL1/24-ST1A 20.0 | 10.5 | 0.194 | 0.337 | 0.47 | ol | 149 | 0.00403 | MV
184-AL1/30-ST1A 20.0 | 10.75 | 0.1571 | 0.33 | 0.535 | ol | 184 | 0.00403 | MV
243-AL1/39-ST1A 20.0 | 11 | 0.1188 | 0.32 | 0.645 | ol | 243 | 0.00403 | MV
48-AL1/8-ST1A 110.0 | 8 | 0.5939 | 0.46 | 0.21 | ol | 48 | 0.00403 | HV
70-AL1/11-ST1A 110.0 | 8.4 | 0.4132 | 0.45 | 0.29 | ol | 70 | 0.00403 | HV
94-AL1/15-ST1A 110.0 | 8.65 | 0.306 | 0.44 | 0.35 | ol | 94 | 0.00403 | HV
122-AL1/20-ST1A 110.0 | 8.5 | 0.2376 | 0.43 | 0.41 | ol | 122 | 0.00403 | HV
149-AL1/24-ST1A 110.0 | 8.75 | 0.194 | 0.41 | 0.47 | ol | 149 | 0.00403 | HV
184-AL1/30-ST1A 110.0 | 8.8 | 0.1571 | 0.4 | 0.535 | ol | 184 | 0.00403 | HV
243-AL1/39-ST1A 110.0 | 9 | 0.1188 | 0.39 | 0.645 | ol | 243 | 0.00403 | HV
305-AL1/39-ST1A 110.0 | 9.2 | 0.0949 | 0.38 | 0.74 | ol | 305 | 0.00403 | HV
490-AL1/64-ST1A 110.0 | 9.75 | 0.059 | 0.37 | 0.96 | ol | 490 | 0.00403 | HV
679-AL1/86-ST1A 110.0 | 9.95 | 0.042 | 0.36 | 1.15 | ol | 679 | 0.00403 | HV
490-AL1/64-ST1A 220.0 | 10 | 0.059 | 0.285 | 0.96 | ol | 490 | 0.00403 | HV
679-AL1/86-ST1A 220.0 | 11.7 | 0.042 | 0.275 | 1.15 | ol | 679 | 0.00403 | HV
490-AL1/64-ST1A 380.0 | 11 | 0.059 | 0.253 | 0.96 | ol | 490 | 0.00403 | HV
679-AL1/86-ST1A 380.0 | 14.6 | 0.042 | 0.25 | 1.15 | ol | 679 | 0.00403 | HV

## trafo_std_types
| i0_percent | pfe_kw | vkr_percent | sn_mva | vn_lv_kv | vn_hv_kv | vk_percent | shift_degree | vector_group | tap_side | tap_neutral | tap_min | tap_max | tap_step_degree | tap_step_percent | tap_phase_shifter
160 MVA 380/110 kV | 0.06 | 60 | 0.25 | 160 | 110 | 380 | 12.2 | 0 | Yy0 | hv | 0 | -9 | 9 | 0 | 1.5 | FALSE
100 MVA 220/110 kV | 0.06 | 55 | 0.26 | 100 | 110 | 220 | 12 | 0 | Yy0 | hv | 0 | -9 | 9 | 0 | 1.5 | FALSE
63 MVA 110/20 kV | 0.04 | 22 | 0.32 | 63 | 20 | 110 | 18 | 150 | YNd5 | hv | 0 | -9 | 9 | 0 | 1.5 | FALSE
40 MVA 110/20 kV | 0.05 | 18 | 0.34 | 40 | 20 | 110 | 16.2 | 150 | YNd5 | hv | 0 | -9 | 9 | 0 | 1.5 | FALSE
25 MVA 110/20 kV | 0.07 | 14 | 0.41 | 25 | 20 | 110 | 12 | 150 | YNd5 | hv | 0 | -9 | 9 | 0 | 1.5 | FALSE
63 MVA 110/10 kV | 0.04 | 22 | 0.32 | 63 | 10 | 110 | 18 | 150 | YNd5 | hv | 0 | -9 | 9 | 0 | 1.5 | FALSE
40 MVA 110/10 kV | 0.05 | 18 | 0.34 | 40 | 10 | 110 | 16.2 | 150 | YNd5 | hv | 0 | -9 | 9 | 0 | 1.5 | FALSE
25 MVA 110/10 kV | 0.07 | 14 | 0.41 | 25 | 10 | 110 | 12 | 150 | YNd5 | hv | 0 | -9 | 9 | 0 | 1.5 | FALSE
0.25 MVA 20/0.4 kV | 0.32 | 0.8 | 1.44 | 0.25 | 0.4 | 20 | 6 | 150 | Yzn5 | hv | 0 | -2 | 2 | 0 | 2.5 | FALSE
0.4 MVA 20/0.4 kV | 0.3375 | 1.35 | 1.425 | 0.4 | 0.4 | 20 | 6 | 150 | Dyn5 | hv | 0 | -2 | 2 | 0 | 2.5 | FALSE
0.63 MVA 20/0.4 kV | 0.2619 | 1.65 | 1.206 | 0.63 | 0.4 | 20 | 6 | 150 | Dyn5 | hv | 0 | -2 | 2 | 0 | 2.5 | FALSE
0.25 MVA 10/0.4 kV | 0.24 | 0.6 | 1.2 | 0.25 | 0.4 | 10 | 4 | 150 | Dyn5 | hv | 0 | -2 | 2 | 0 | 2.5 | FALSE
0.4 MVA 10/0.4 kV | 0.2375 | 0.95 | 1.325 | 0.4 | 0.4 | 10 | 4 | 150 | Dyn5 | hv | 0 | -2 | 2 | 0 | 2.5 | FALSE
0.63 MVA 10/0.4 kV | 0.1873 | 1.18 | 1.0794 | 0.63 | 0.4 | 10 | 4 | 150 | Dyn5 | hv | 0 | -2 | 2 | 0 | 2.5 | FALSE

## trafo3w_std_types
| sn_hv_mva | sn_mv_mva | sn_lv_mva | vn_hv_kv | vn_mv_kv | vn_lv_kv | vk_hv_percent | vk_mv_percent | vk_lv_percent | vkr_hv_percent | vkr_mv_percent | vkr_lv_percent | pfe_kw | i0_percent | shift_mv_degree | shift_lv_degree | vector_group | tap_side | tap_neutral | tap_min | tap_max | tap_step_percent
63/25/38 MVA 110/20/10 kV | 63 | 25 | 38 | 110 | 20 | 10 | 10.4 | 10.4 | 10.4 | 0.28 | 0.32 | 0.35 | 35 | 0.89 | 0 | 0 | YN0yn0yn0 | hv | 0 | -10 | 10 | 1.2
63/25/38 MVA 110/10/10 kV | 63 | 25 | 38 | 110 | 10 | 10 | 10.4 | 10.4 | 10.4 | 0.28 | 0.32 | 0.35 | 35 | 0.89 | 0 | 0 | YN0yn0yn0 | hv | 0 | -10 | 10 | 1.2

## fuse_std_types
| fuse_type | i_rated_a | t_avg | t_min | t_total | x_avg | x_min | x_total
HV 100A | HV 100A | 100 | 0 | [10.0, 3.64, 0.854, 0.281, 0.1, 0.0531, 0.022, 0.01] | [10.0, 4.267, 1.21, 0.403, 0.1, 0.058, 0.022, 0.01] | 0 | [300.0, 350.0, 450.0, 550.0, 700.0, 850.0, 1200.0, 1752.0] | [600.0, 700.0, 900.0, 1150.0, 1665.0, 2000.0, 3000.0, 4313.0]
HV 10A | HV 10A | 10 | 0 | [10.0, 1675.0, 0.344, 0.156, 0.1, 0.0417, 0.0171, 0.01] | [10.0, 1.3, 0.3, 0.155, 0.1, 0.0555, 0.023, 0.01] | 0 | [30.0, 32.0, 35.0, 37.0, 39.0, 50.0, 70.0, 88.0] | [60.0, 70.0, 80.0, 87.0, 94.0, 110.0, 150.0, 216.0]
HV 125A | HV 125A | 125 | 0 | [10.0, 1.82, 0.344, 0.1, 0.0467, 0.0269, 0.01] | [10.0, 2.478, 0.426, 0.1, 0.0427, 0.0211, 0.01] | 0 | [375.0, 500.0, 700.0, 925.0, 1200.0, 1500.0, 2341.0] | [750.0, 1000.0, 1500.0, 2200.0, 3000.0, 4000.0, 5765.0]
HV 160A | HV 160A | 160 | 0 | [10.0, 4.15, 1.03, 0.198, 0.1, 0.051, 0.0172, 0.01] | [10.0, 2.3, 0.734, 0.274, 0.1, 0.046, 0.0177, 0.01] | 0 | [480.0, 550.0, 700.0, 1000.0, 1260.0, 1600.0, 2500.0, 3227.0] | [960.0, 1300.0, 1700.0, 2200.0, 2996.0, 4000.0, 6000.0, 7946.0]
HV 16A | HV 16A | 16 | 0 | [10.0, 0.352, 0.164, 0.1, 0.0649, 0.0342, 0.01] | [10.0, 2.34, 0.722, 0.181, 0.1, 0.055, 0.0296, 0.01] | 0 | [48.0, 60.0, 65.0, 71.0, 80.0, 100.0, 162.0] | [96.0, 110.0, 125.0, 150.0, 168.0, 200.0, 250.0, 398.0]
HV 200A | HV 200A | 200 | 0 | [10.0, 4.267, 1.21, 0.403, 0.1, 0.058, 0.022, 0.01] | [10.0, 3.73, 1.654, 0.328, 0.1, 0.0531, 0.019, 0.01] | 0 | [600.0, 700.0, 900.0, 1150.0, 1665.0, 2000.0, 3000.0, 4313.0] | [1200.0, 1500.0, 1800.0, 2700.0, 3960.0, 5000.0, 7500.0, 10620.0]
HV 20A | HV 20A | 20 | 0 | [10.0, 1.3, 0.3, 0.155, 0.1, 0.0555, 0.023, 0.01] | [10.0, 1.3, 0.161, 0.1, 0.0611, 0.0399, 0.0141, 0.01] | 0 | [60.0, 70.0, 80.0, 87.0, 94.0, 110.0, 150.0, 216.0] | [120.0, 150.0, 200.0, 223.0, 260.0, 300.0, 450.0, 532.0]
HV 25A | HV 25A | 25 | 0 | [10.0, 2.512, 0.833, 0.299, 0.1, 0.0372, 0.0223, 0.01] | [10.0, 3.125, 0.597, 0.198, 0.1, 0.0378, 0.022, 0.01] | 0 | [75.0, 82.0, 90.0, 100.0, 124.0, 170.0, 200.0, 289.0] | [150.0, 170.0, 210.0, 250.0, 294.0, 400.0, 500.0, 711.0]
HV 31.5A | HV 31.5A | 31.5 | 0 | [10.0, 2.34, 0.722, 0.181, 0.1, 0.055, 0.0296, 0.01] | [10.0, 2.84, 0.368, 0.164, 0.1, 0.0621, 0.0378, 0.0195, 0.01] | 0 | [95.0, 110.0, 125.0, 150.0, 165.0, 200.0, 250.0, 390.0] | [189.0, 220.0, 300.0, 350.0, 393.0, 450.0, 530.0, 700.0, 960.0]
HV 40A | HV 40A | 40 | 0 | [10.0, 1.3, 0.161, 0.1, 0.0611, 0.0399, 0.0141, 0.01] | [10.0, 2.05, 0.369, 0.198, 0.1, 0.051, 0.0298, 0.01] | 0 | [120.0, 150.0, 200.0, 223.0, 260.0, 300.0, 450.0, 532.0] | [240.0, 300.0, 400.0, 450.0, 530.0, 650.0, 800.0, 1311.0]
HV 50A | HV 50A | 50 | 0 | [10.0, 3.215, 0.597, 0.198, 0.1, 0.0378, 0.022, 0.01] | [10.0, 3.64, 0.854, 0.281, 0.1, 0.0531, 0.022, 0.01] | 0 | [150.0, 170.0, 210.0, 250.0, 294.0, 400.0, 500.0, 711.0] | [300.0, 350.0, 450.0, 550.0, 700.0, 850.0, 1200.0, 1752.0]
HV 6.3A | HV 6.3A | 6.3 | 0 | [10.0, 1.39, 0.344, 0.168, 0.1, 0.056, 0.0263, 0.01] | [10.0, 1.711, 0.516, 0.198, 0.1, 0.0634, 0.0303, 0.01] | 0 | [19.0, 19.5, 20.4, 20.8, 22.0, 25.0, 32.0, 48.0] | [38.0, 40.0, 43.0, 48.0, 53.0, 60.0, 75.0, 118.0]
HV 63A | HV 63A | 63 | 0 | [10.0, 2.84, 0.368, 0.164, 0.1, 0.0621, 0.0378, 0.0195, 0.01] | [10.0, 1.82, 0.344, 0.1, 0.0467, 0.0269, 0.01] | 0 | [189.0, 220.0, 300.0, 350.0, 393.0, 450.0, 530.0, 700.0, 961.0] | [378.0, 500.0, 700.0, 934.0, 1200.0, 1500.0, 2366.0]
HV 80A | HV 80A | 80 | 0 | [10.0, 2.05, 0.369, 0.198, 0.1, 0.051, 0.0298, 0.01] | [10.0, 4.15, 1.03, 0.198, 0.1, 0.051, 0.0172, 0.01] | 0 | [240.0, 300.0, 400.0, 450.0, 530.0, 650.0, 800.0, 1311.0] | [480.0, 550.0, 700.0, 1000.0, 1260.0, 1600.0, 2500.0, 3227.0]
Siemens NH-1-100 | Siemens NH-1-100 | 100 | [5400.0, 2000.0, 400.0, 20.0, 1.0, 0.2, 0.012, 0.004] | 0 | 0 | [150.0, 190.0, 250.0, 430.0, 900.0, 1250.0, 2700.0, 3600.0] | 0 | 0
Siemens NH-1-125 | Siemens NH-1-125 | 125 | [4800.0, 120.0, 7.0, 0.1, 0.004] | 0 | 0 | [180.0, 400.0, 740.0, 2000.0, 4250.0] | 0 | 0
Siemens NH-1-16 | Siemens NH-1-16 | 16 | [4000.0, 400.0, 2.0, 0.1, 0.04, 0.01] | 0 | 0 | [26.0, 35.0, 75.0, 150.0, 200.0, 300.0] | 0 | 0
Siemens NH-1-160 | Siemens NH-1-160 | 160 | [4800.0, 120.0, 7.0, 0.1, 0.004] | 0 | 0 | [210.0, 500.0, 900.0, 2300.0, 5000.0] | 0 | 0
Siemens NH-1-25 | Siemens NH-1-25 | 25 | [4000.0, 1000.0, 10.0, 0.2, 0.02, 0.01] | 0 | 0 | [40.0, 50.0, 100.0, 210.0, 400.0, 500.0] | 0 | 0
Siemens NH-1-50 | Siemens NH-1-50 | 50 | [4000.0, 40.0, 4.0, 1.0, 0.02, 0.01] | 0 | 0 | [86.0, 200.0, 300.0, 400.0, 1000.0, 1280.0] | 0 | 0
Siemens NH-1-63 | Siemens NH-1-63 | 63 | [4000.0, 100.0, 10.0, 2.0, 0.04, 0.01] | 0 | 0 | [100.0, 200.0, 300.0, 400.0, 1000.0, 1500.0] | 0 | 0
Siemens NH-1-80 | Siemens NH-1-80 | 80 | [4800.0, 120.0, 7.0, 0.1, 0.01] | 0 | 0 | [150.58, 250.0, 450.0, 1150.0, 2470.0] | 0 | 0
Siemens NH-2-1000 | Siemens NH-2-1000 | 1000 | [4800.0, 120.0, 7.0, 0.1, 0.004] | 0 | 0 | [1900.0, 3500.0, 8400.0, 24000.0, 52000.0] | 0 | 0
Siemens NH-2-200 | Siemens NH-2-200 | 200 | [4800.0, 120.0, 7.0, 0.1, 0.004] | 0 | 0 | [280.0, 650.0, 1200.0, 3000.0, 7000.0] | 0 | 0
Siemens NH-2-224 | Siemens NH-2-224 | 224 | [4800.0, 120.0, 7.0, 0.2, 0.04, 0.004] | 0 | 0 | [400.0, 750.0, 1453.0, 3025.0, 4315.0, 7600.0] | 0 | 0
Siemens NH-2-250 | Siemens NH-2-250 | 250 | [4800.0, 120.0, 7.0, 0.1, 0.004] | 0 | 0 | [450.0, 800.0, 1650.0, 4000.0, 8500.0] | 0 | 0
Siemens NH-2-315 | Siemens NH-2-315 | 315 | [4800.0, 120.0, 7.0, 0.1, 0.004] | 0 | 0 | [550.0, 920.0, 1900.0, 5000.0, 11000.0] | 0 | 0
Siemens NH-2-355 | Siemens NH-2-355 | 355 | [4800.0, 120.0, 6.0, 0.1, 0.004] | 0 | 0 | [650.0, 1116.27, 2350.0, 5840.0, 12790.0] | 0 | 0
Siemens NH-2-400 | Siemens NH-2-400 | 400 | [4800.0, 120.0, 7.0, 0.1, 0.004] | 0 | 0 | [720.0, 1350.0, 2800.0, 6500.0, 15000.0] | 0 | 0
Siemens NH-2-425 | Siemens NH-2-425 | 425 | [4800.0, 120.0, 7.0, 0.1, 0.004] | 0 | 0 | [850.0, 1500.0, 3050.0, 7500.0, 16500.0] | 0 | 0
Siemens NH-2-630 | Siemens NH-2-630 | 630 | [4800.0, 120.0, 7.0, 0.1, 0.004] | 0 | 0 | [1200.0, 2000.0, 4800.0, 12000.0, 26000.0] | 0 | 0

## dtypes
| element | column | dtype
0 | bus | name | object
1 | bus | vn_kv | float64
2 | bus | type | object
3 | bus | zone | object
4 | bus | in_service | bool
5 | load | name | object
6 | load | bus | uint32
7 | load | p_mw | float64
8 | load | q_mvar | float64
9 | load | const_z_percent | float64
10 | load | const_i_percent | float64
11 | load | sn_mva | float64
12 | load | scaling | float64
13 | load | in_service | bool
14 | load | type | object
15 | ext_grid | name | object
16 | ext_grid | bus | uint32
17 | ext_grid | vm_pu | float64
18 | ext_grid | va_degree | float64
19 | ext_grid | slack_weight | float64
20 | ext_grid | in_service | bool
21 | line | name | object
22 | line | std_type | object
23 | line | from_bus | uint32
24 | line | to_bus | uint32
25 | line | length_km | float64
26 | line | r_ohm_per_km | float64
27 | line | x_ohm_per_km | float64
28 | line | c_nf_per_km | float64
29 | line | g_us_per_km | float64
30 | line | max_i_ka | float64
31 | line | df | float64
32 | line | parallel | uint32
33 | line | type | object
34 | line | in_service | bool
35 | trafo | name | object
36 | trafo | std_type | object
37 | trafo | hv_bus | uint32
38 | trafo | lv_bus | uint32
39 | trafo | sn_mva | float64
40 | trafo | vn_hv_kv | float64
41 | trafo | vn_lv_kv | float64
42 | trafo | vk_percent | float64
43 | trafo | vkr_percent | float64
44 | trafo | pfe_kw | float64
45 | trafo | i0_percent | float64
46 | trafo | shift_degree | float64
47 | trafo | tap_side | object
48 | trafo | tap_neutral | int32
49 | trafo | tap_min | int32
50 | trafo | tap_max | int32
51 | trafo | tap_step_percent | float64
52 | trafo | tap_step_degree | float64
53 | trafo | tap_pos | int32
54 | trafo | tap_phase_shifter | bool
55 | trafo | parallel | uint32
56 | trafo | df | float64
57 | trafo | in_service | bool
58 | line_geodata | coords | object
59 | bus_geodata | x | float64
60 | bus_geodata | y | float64
61 | bus_geodata | coords | object

## parameters
| version | format_version | converged | OPF_converged | name | f_hz | sn_mva
0 | 2.14.6 | 2.14.0 | FALSE | FALSE |  | 50 | 1