## bus
| name | vn_kv | type | zone | in_service
0 | bus_LV_3292-31_0_2_node_0 | 0.4 | n |  | TRUE
1 | bus_LV_3292-31_0_2_node_1 | 0.4 | n |  | TRUE
2 | bus_LV_3292-31_0_2_node_2 | 0.4 | n |  | TRUE
3 | bus_LV_3292-31_0_2_node_3 | 0.4 | n |  | TRUE
4 | bus_LV_3292-31_0_2_node_4 | 0.4 | n |  | TRUE
5 | bus_LV_3292-31_0_2_node_22 | 0.4 | n |  | TRUE
6 | bus_LV_3292-31_0_2_node_15 | 0.4 | n |  | TRUE
7 | bus_LV_3292-31_0_2_node_8 | 0.4 | n |  | TRUE
8 | bus_LV_3292-31_0_2_node_34 | 0.4 | n |  | TRUE
9 | bus_LV_3292-31_0_2_node_13 | 0.4 | n |  | TRUE
10 | bus_LV_3292-31_0_2_node_5 | 0.4 | n |  | TRUE
11 | bus_LV_3292-31_0_2_node_6 | 0.4 | n |  | TRUE
12 | bus_LV_3292-31_0_2_node_7 | 0.4 | n |  | TRUE
13 | bus_LV_3292-31_0_2_node_9 | 0.4 | n |  | TRUE
14 | bus_LV_3292-31_0_2_node_138 | 0.4 | n |  | TRUE
15 | bus_LV_3292-31_0_2_node_166 | 0.4 | n |  | TRUE
16 | bus_LV_3292-31_0_2_node_12 | 0.4 | n |  | TRUE
17 | bus_LV_3292-31_0_2_node_14 | 0.4 | n |  | TRUE
18 | bus_LV_3292-31_0_2_node_16 | 0.4 | n |  | TRUE
19 | bus_LV_3292-31_0_2_node_17 | 0.4 | n |  | TRUE
20 | bus_LV_3292-31_0_2_node_19 | 0.4 | n |  | TRUE
21 | bus_LV_3292-31_0_2_node_31 | 0.4 | n |  | TRUE
22 | bus_LV_3292-31_0_2_node_18 | 0.4 | n |  | TRUE
23 | bus_LV_3292-31_0_2_node_167 | 0.4 | n |  | TRUE
24 | bus_LV_3292-31_0_2_node_163 | 0.4 | n |  | TRUE
25 | bus_LV_3292-31_0_2_node_161 | 0.4 | n |  | TRUE
26 | bus_LV_3292-31_0_2_node_30 | 0.4 | n |  | TRUE
27 | bus_LV_3292-31_0_2_node_32 | 0.4 | n |  | TRUE
28 | bus_LV_3292-31_0_2_node_165 | 0.4 | n |  | TRUE
29 | bus_LV_3292-31_0_2_node_178 | 0.4 | n |  | TRUE
30 | bus_LV_3292-31_0_2_node_182 | 0.4 | n |  | TRUE
31 | bus_LV_3292-31_0_2_node_162 | 0.4 | n |  | TRUE
32 | bus_LV_3292-31_0_2_node_23 | 0.4 | n |  | TRUE
33 | bus_LV_3292-31_0_2_node_24 | 0.4 | n |  | TRUE
34 | bus_LV_3292-31_0_2_node_26 | 0.4 | n |  | TRUE
35 | bus_LV_3292-31_0_2_node_33 | 0.4 | n |  | TRUE
36 | bus_LV_3292-31_0_2_node_27 | 0.4 | n |  | TRUE
37 | bus_LV_3292-31_0_2_node_28 | 0.4 | n |  | TRUE
38 | bus_LV_3292-31_0_2_node_29 | 0.4 | n |  | TRUE
39 | bus_LV_3292-31_0_2_node_35 | 0.4 | n |  | TRUE
40 | bus_LV_3292-31_0_2_node_281 | 0.4 | n |  | TRUE
41 | bus_LV_3292-31_0_2_node_170 | 0.4 | n |  | TRUE
42 | bus_LV_3292-31_0_2_node_155 | 0.4 | n |  | TRUE
43 | bus_LV_3292-31_0_2_node_156 | 0.4 | n |  | TRUE
44 | bus_LV_3292-31_0_2_node_157 | 0.4 | n |  | TRUE
45 | bus_LV_3292-31_0_2_node_169 | 0.4 | n |  | TRUE
46 | bus_LV_3292-31_0_2_node_238 | 0.4 | n |  | TRUE
47 | bus_LV_3292-31_0_2_node_171 | 0.4 | n |  | TRUE
48 | bus_LV_3292-31_0_2_node_159 | 0.4 | n |  | TRUE
49 | bus_LV_3292-31_0_2_node_237 | 0.4 | n |  | TRUE
50 | bus_LV_3292-31_0_2_node_181 | 0.4 | n |  | TRUE
51 | bus_LV_3292-31_0_2_node_208 | 0.4 | n |  | TRUE
52 | bus_LV_3292-31_0_2_node_207 | 0.4 | n |  | TRUE
53 | bus_LV_3292-31_0_2_node_180 | 0.4 | n |  | TRUE
54 | bus_LV_3292-31_0_2_node_176 | 0.4 | n |  | TRUE
55 | bus_LV_3292-31_0_2_node_183 | 0.4 | n |  | TRUE
56 | bus_LV_3292-31_0_2_node_164 | 0.4 | n |  | TRUE
57 | bus_LV_3292-31_0_2_node_282 | 0.4 | n |  | TRUE
58 | bus_LV_3292-31_0_2_node_177 | 0.4 | n |  | TRUE
59 | bus_LV_3292-31_0_2_node_179 | 0.4 | n |  | TRUE
60 | bus_LV_3292-31_0_2_node_184 | 0.4 | n |  | TRUE
61 | bus_LV_3292-31_0_2_node_186 | 0.4 | n |  | TRUE
62 | bus_LV_3292-31_0_2_node_185 | 0.4 | n |  | TRUE
63 | bus_LV_3292-31_0_2_node_187 | 0.4 | n |  | TRUE
64 | bus_LV_3292-31_0_2_node_209 | 0.4 | n |  | TRUE
65 | bus_LV_3292-31_0_2_node_206 | 0.4 | n |  | TRUE
66 | bus_LV_3292-31_0_2_node_190 | 0.4 | n |  | TRUE
67 | bus_LV_3292-31_0_2_node_195 | 0.4 | n |  | TRUE
68 | bus_LV_3292-31_0_2_node_188 | 0.4 | n |  | TRUE
69 | bus_LV_3292-31_0_2_node_189 | 0.4 | n |  | TRUE
70 | bus_LV_3292-31_0_2_node_191 | 0.4 | n |  | TRUE
71 | bus_LV_3292-31_0_2_node_192 | 0.4 | n |  | TRUE
72 | bus_LV_3292-31_0_2_node_196 | 0.4 | n |  | TRUE
73 | bus_LV_3292-31_0_2_node_193 | 0.4 | n |  | TRUE
74 | bus_LV_3292-31_0_2_node_194 | 0.4 | n |  | TRUE
75 | bus_LV_3292-31_0_2_node_197 | 0.4 | n |  | TRUE
76 | bus_LV_3292-31_0_2_node_198 | 0.4 | n |  | TRUE
77 | bus_LV_3292-31_0_2_node_199 | 0.4 | n |  | TRUE
78 | bus_LV_3292-31_0_2_node_200 | 0.4 | n |  | TRUE
79 | bus_LV_3292-31_0_2_node_201 | 0.4 | n |  | TRUE
80 | bus_LV_3292-31_0_2_node_217 | 0.4 | n |  | TRUE
81 | bus_LV_3292-31_0_2_node_202 | 0.4 | n |  | TRUE
82 | bus_LV_3292-31_0_2_node_218 | 0.4 | n |  | TRUE
83 | bus_LV_3292-31_0_2_node_223 | 0.4 | n |  | TRUE
84 | bus_LV_3292-31_0_2_node_222 | 0.4 | n |  | TRUE
85 | bus_LV_3292-31_0_2_node_203 | 0.4 | n |  | TRUE
86 | bus_LV_3292-31_0_2_node_204 | 0.4 | n |  | TRUE
87 | bus_LV_3292-31_0_2_node_205 | 0.4 | n |  | TRUE
88 | bus_LV_3292-31_0_2_node_210 | 0.4 | n |  | TRUE
89 | bus_LV_3292-31_0_2_node_211 | 0.4 | n |  | TRUE
90 | bus_LV_3292-31_0_2_node_235 | 0.4 | n |  | TRUE
91 | bus_LV_3292-31_0_2_node_234 | 0.4 | n |  | TRUE
92 | bus_LV_3292-31_0_2_node_214 | 0.4 | n |  | TRUE
93 | bus_LV_3292-31_0_2_node_233 | 0.4 | n |  | TRUE
94 | bus_LV_3292-31_0_2_node_212 | 0.4 | n |  | TRUE
95 | bus_LV_3292-31_0_2_node_213 | 0.4 | n |  | TRUE
96 | bus_LV_3292-31_0_2_node_215 | 0.4 | n |  | TRUE
97 | bus_LV_3292-31_0_2_node_216 | 0.4 | n |  | TRUE
98 | bus_LV_3292-31_0_2_node_221 | 0.4 | n |  | TRUE
99 | bus_LV_3292-31_0_2_node_219 | 0.4 | n |  | TRUE
100 | bus_LV_3292-31_0_2_node_220 | 0.4 | n |  | TRUE
101 | bus_LV_3292-31_0_2_node_226 | 0.4 | n |  | TRUE
102 | bus_LV_3292-31_0_2_node_227 | 0.4 | n |  | TRUE
103 | bus_LV_3292-31_0_2_node_228 | 0.4 | n |  | TRUE
104 | bus_LV_3292-31_0_2_node_224 | 0.4 | n |  | TRUE
105 | bus_LV_3292-31_0_2_node_225 | 0.4 | n |  | TRUE
106 | bus_LV_3292-31_0_2_node_271 | 0.4 | n |  | TRUE
107 | bus_LV_3292-31_0_2_node_277 | 0.4 | n |  | TRUE
108 | bus_LV_3292-31_0_2_node_279 | 0.4 | n |  | TRUE
109 | bus_LV_3292-31_0_2_node_249 | 0.4 | n |  | TRUE
110 | bus_LV_3292-31_0_2_node_255 | 0.4 | n |  | TRUE
111 | bus_LV_3292-31_0_2_node_250 | 0.4 | n |  | TRUE
112 | bus_LV_3292-31_0_2_node_253 | 0.4 | n |  | TRUE
113 | bus_LV_3292-31_0_2_node_229 | 0.4 | n |  | TRUE
114 | bus_LV_3292-31_0_2_node_230 | 0.4 | n |  | TRUE
115 | bus_LV_3292-31_0_2_node_231 | 0.4 | n |  | TRUE
116 | bus_LV_3292-31_0_2_node_232 | 0.4 | n |  | TRUE
117 | bus_LV_3292-31_0_2_node_236 | 0.4 | n |  | TRUE
118 | bus_LV_3292-31_0_2_node_246 | 0.4 | n |  | TRUE
119 | bus_LV_3292-31_0_2_node_239 | 0.4 | n |  | TRUE
120 | bus_LV_3292-31_0_2_node_247 | 0.4 | n |  | TRUE
121 | bus_LV_3292-31_0_2_node_242 | 0.4 | n |  | TRUE
122 | bus_LV_3292-31_0_2_node_240 | 0.4 | n |  | TRUE
123 | bus_LV_3292-31_0_2_node_241 | 0.4 | n |  | TRUE
124 | bus_LV_3292-31_0_2_node_243 | 0.4 | n |  | TRUE
125 | bus_LV_3292-31_0_2_node_245 | 0.4 | n |  | TRUE
126 | bus_LV_3292-31_0_2_node_244 | 0.4 | n |  | TRUE
127 | bus_LV_3292-31_0_2_node_308 | 0.4 | n |  | TRUE
128 | bus_LV_3292-31_0_2_node_248 | 0.4 | n |  | TRUE
129 | bus_LV_3292-31_0_2_node_260 | 0.4 | n |  | TRUE
130 | bus_LV_3292-31_0_2_node_251 | 0.4 | n |  | TRUE
131 | bus_LV_3292-31_0_2_node_252 | 0.4 | n |  | TRUE
132 | bus_LV_3292-31_0_2_node_254 | 0.4 | n |  | TRUE
133 | bus_LV_3292-31_0_2_node_256 | 0.4 | n |  | TRUE
134 | bus_LV_3292-31_0_2_node_257 | 0.4 | n |  | TRUE
135 | bus_LV_3292-31_0_2_node_258 | 0.4 | n |  | TRUE
136 | bus_LV_3292-31_0_2_node_259 | 0.4 | n |  | TRUE
137 | bus_LV_3292-31_0_2_node_302 | 0.4 | n |  | TRUE
138 | bus_LV_3292-31_0_2_node_266 | 0.4 | n |  | TRUE
139 | bus_LV_3292-31_0_2_node_262 | 0.4 | n |  | TRUE
140 | bus_LV_3292-31_0_2_node_263 | 0.4 | n |  | TRUE
141 | bus_LV_3292-31_0_2_node_261 | 0.4 | n |  | TRUE
142 | bus_LV_3292-31_0_2_node_264 | 0.4 | n |  | TRUE
143 | bus_LV_3292-31_0_2_node_265 | 0.4 | n |  | TRUE
144 | bus_LV_3292-31_0_2_node_280 | 0.4 | n |  | TRUE
145 | bus_LV_3292-31_0_2_node_275 | 0.4 | n |  | TRUE
146 | bus_LV_3292-31_0_2_node_300 | 0.4 | n |  | TRUE
147 | bus_LV_3292-31_0_2_node_267 | 0.4 | n |  | TRUE
148 | bus_LV_3292-31_0_2_node_270 | 0.4 | n |  | TRUE
149 | bus_LV_3292-31_0_2_node_268 | 0.4 | n |  | TRUE
150 | bus_LV_3292-31_0_2_node_269 | 0.4 | n |  | TRUE
151 | bus_LV_3292-31_0_2_node_272 | 0.4 | n |  | TRUE
152 | bus_LV_3292-31_0_2_node_299 | 0.4 | n |  | TRUE
153 | bus_LV_3292-31_0_2_node_273 | 0.4 | n |  | TRUE
154 | bus_LV_3292-31_0_2_node_274 | 0.4 | n |  | TRUE
155 | bus_LV_3292-31_0_2_node_276 | 0.4 | n |  | TRUE
156 | bus_LV_3292-31_0_2_node_301 | 0.4 | n |  | TRUE
157 | bus_MV_150_0_node_63 | 20 | n |  | TRUE

## load
| name | bus | p_mw | q_mvar | const_z_percent | const_i_percent | sn_mva | scaling | in_service | type
0 | LV_3292-31_0_2_load_0 | 0 | 0.0003632 | 9.1027e-05 | 0 | 0 |  | 1 | TRUE | wye
1 | LV_3292-31_0_2_load_1 | 1 | 0.00013469 | 3.3756e-05 | 0 | 0 |  | 1 | TRUE | wye
2 | LV_3292-31_0_2_load_3 | 3 | 0.00012468 | 3.1247e-05 | 0 | 0 |  | 1 | TRUE | wye
3 | LV_3292-31_0_2_load_4 | 4 | 0.00061341 | 0.00015373 | 0 | 0 |  | 1 | TRUE | wye
4 | LV_3292-31_0_2_load_22 | 5 | 0.00036537 | 9.157e-05 | 0 | 0 |  | 1 | TRUE | wye
5 | LV_3292-31_0_2_load_8 | 7 | 0.0017793 | 0.00044593 | 0 | 0 |  | 1 | TRUE | wye
6 | LV_3292-31_0_2_load_34 | 8 | 0.00026862 | 6.7323e-05 | 0 | 0 |  | 1 | TRUE | wye
7 | LV_3292-31_0_2_load_5 | 10 | 0.00021207 | 5.3149e-05 | 0 | 0 |  | 1 | TRUE | wye
8 | LV_3292-31_0_2_load_6 | 11 | 0.0011919 | 0.00029872 | 0 | 0 |  | 1 | TRUE | wye
9 | LV_3292-31_0_2_load_7 | 12 | 0.00043474 | 0.00010896 | 0 | 0 |  | 1 | TRUE | wye
10 | LV_3292-31_0_2_load_9 | 13 | 0.00066586 | 0.00016688 | 0 | 0 |  | 1 | TRUE | wye
11 | LV_3292-31_0_2_load_138 | 14 | 0.0017426 | 0.00043675 | 0 | 0 |  | 1 | TRUE | wye
12 | LV_3292-31_0_2_load_166 | 15 | 0.0009481 | 0.00023762 | 0 | 0 |  | 1 | TRUE | wye
13 | LV_3292-31_0_2_load_12 | 16 | 0.00066229 | 0.00016599 | 0 | 0 |  | 1 | TRUE | wye
14 | LV_3292-31_0_2_load_16 | 18 | 0.00034843 | 8.7324e-05 | 0 | 0 |  | 1 | TRUE | wye
15 | LV_3292-31_0_2_load_17 | 19 | 0.00062816 | 0.00015743 | 0 | 0 |  | 1 | TRUE | wye
16 | LV_3292-31_0_2_load_31 | 21 | 0.001066 | 0.00026716 | 0 | 0 |  | 1 | TRUE | wye
17 | LV_3292-31_0_2_load_167 | 23 | 0.00033914 | 8.4997e-05 | 0 | 0 |  | 1 | TRUE | wye
18 | LV_3292-31_0_2_load_161 | 25 | 0.00024426 | 6.1218e-05 | 0 | 0 |  | 1 | TRUE | wye
19 | LV_3292-31_0_2_load_30 | 26 | 0.0012512 | 0.00031359 | 0 | 0 |  | 1 | TRUE | wye
20 | LV_3292-31_0_2_load_165 | 28 | 0.00021311 | 5.341e-05 | 0 | 0 |  | 1 | TRUE | wye
21 | LV_3292-31_0_2_load_182 | 30 | 0.00045279 | 0.00011348 | 0 | 0 |  | 1 | TRUE | wye
22 | LV_3292-31_0_2_load_162 | 31 | 0.001486 | 0.00037242 | 0 | 0 |  | 1 | TRUE | wye
23 | LV_3292-31_0_2_load_23 | 32 | 0.00084277 | 0.00021122 | 0 | 0 |  | 1 | TRUE | wye
24 | LV_3292-31_0_2_load_24 | 33 | 0.000159 | 3.9848e-05 | 0 | 0 |  | 1 | TRUE | wye
25 | LV_3292-31_0_2_load_26 | 34 | 0.00015545 | 3.896e-05 | 0 | 0 |  | 1 | TRUE | wye
26 | LV_3292-31_0_2_load_33 | 35 | 0.0009578 | 0.00024005 | 0 | 0 |  | 1 | TRUE | wye
27 | LV_3292-31_0_2_load_27 | 36 | 0.00035165 | 8.8131e-05 | 0 | 0 |  | 1 | TRUE | wye
28 | LV_3292-31_0_2_load_28 | 37 | 0.00050975 | 0.00012775 | 0 | 0 |  | 1 | TRUE | wye
29 | LV_3292-31_0_2_load_35 | 39 | 0.0010115 | 0.0002535 | 0 | 0 |  | 1 | TRUE | wye
30 | LV_3292-31_0_2_load_281 | 40 | 0.00032504 | 8.1464e-05 | 0 | 0 |  | 1 | TRUE | wye
31 | LV_3292-31_0_2_load_170 | 41 | 0.00066745 | 0.00016728 | 0 | 0 |  | 1 | TRUE | wye
32 | LV_3292-31_0_2_load_155 | 42 | 0.0014296 | 0.00035829 | 0 | 0 |  | 1 | TRUE | wye
33 | LV_3292-31_0_2_load_156 | 43 | 0.0011725 | 0.00029385 | 0 | 0 |  | 1 | TRUE | wye
34 | LV_3292-31_0_2_load_157 | 44 | 0.00099889 | 0.00025034 | 0 | 0 |  | 1 | TRUE | wye
35 | LV_3292-31_0_2_load_238 | 46 | 0.0010136 | 0.00025403 | 0 | 0 |  | 1 | TRUE | wye
36 | LV_3292-31_0_2_load_171 | 47 | 0.00035085 | 8.793e-05 | 0 | 0 |  | 1 | TRUE | wye
37 | LV_3292-31_0_2_load_159 | 48 | 0.00075559 | 0.00018937 | 0 | 0 |  | 1 | TRUE | wye
38 | LV_3292-31_0_2_load_208 | 51 | 0.0019662 | 0.00049278 | 0 | 0 |  | 1 | TRUE | wye
39 | LV_3292-31_0_2_load_207 | 52 | 0.00046891 | 0.00011752 | 0 | 0 |  | 1 | TRUE | wye
40 | LV_3292-31_0_2_load_180 | 53 | 0.0003764 | 9.4334e-05 | 0 | 0 |  | 1 | TRUE | wye
41 | LV_3292-31_0_2_load_176 | 54 | 0.00020152 | 5.0507e-05 | 0 | 0 |  | 1 | TRUE | wye
42 | LV_3292-31_0_2_load_183 | 55 | 0.0013505 | 0.00033846 | 0 | 0 |  | 1 | TRUE | wye
43 | LV_3292-31_0_2_load_164 | 56 | 0.00092519 | 0.00023187 | 0 | 0 |  | 1 | TRUE | wye
44 | LV_3292-31_0_2_load_282 | 57 | 0.00094771 | 0.00023752 | 0 | 0 |  | 1 | TRUE | wye
45 | LV_3292-31_0_2_load_177 | 58 | 0.00040525 | 0.00010157 | 0 | 0 |  | 1 | TRUE | wye
46 | LV_3292-31_0_2_load_179 | 59 | 0.00032305 | 8.0964e-05 | 0 | 0 |  | 1 | TRUE | wye
47 | LV_3292-31_0_2_load_184 | 60 | 0.0017168 | 0.00043027 | 0 | 0 |  | 1 | TRUE | wye
48 | LV_3292-31_0_2_load_186 | 61 | 0.00040278 | 0.00010095 | 0 | 0 |  | 1 | TRUE | wye
49 | LV_3292-31_0_2_load_185 | 62 | 0.0026905 | 0.00067431 | 0 | 0 |  | 1 | TRUE | wye
50 | LV_3292-31_0_2_load_187 | 63 | 0.00043375 | 0.00010871 | 0 | 0 |  | 1 | TRUE | wye
51 | LV_3292-31_0_2_load_206 | 65 | 0.00036161 | 9.0629e-05 | 0 | 0 |  | 1 | TRUE | wye
52 | LV_3292-31_0_2_load_190 | 66 | 0.0015946 | 0.00039965 | 0 | 0 |  | 1 | TRUE | wye
53 | LV_3292-31_0_2_load_195 | 67 | 0.0021237 | 0.00053226 | 0 | 0 |  | 1 | TRUE | wye
54 | LV_3292-31_0_2_load_188 | 68 | 0.00030869 | 7.7365e-05 | 0 | 0 |  | 1 | TRUE | wye
55 | LV_3292-31_0_2_load_189 | 69 | 0.00029833 | 7.4768e-05 | 0 | 0 |  | 1 | TRUE | wye
56 | LV_3292-31_0_2_load_191 | 70 | 0.000328 | 8.2205e-05 | 0 | 0 |  | 1 | TRUE | wye
57 | LV_3292-31_0_2_load_192 | 71 | 0.0011347 | 0.00028438 | 0 | 0 |  | 1 | TRUE | wye
58 | LV_3292-31_0_2_load_196 | 72 | 0.0014099 | 0.00035337 | 0 | 0 |  | 1 | TRUE | wye
59 | LV_3292-31_0_2_load_193 | 73 | 0.00060446 | 0.00015149 | 0 | 0 |  | 1 | TRUE | wye
60 | LV_3292-31_0_2_load_194 | 74 | 0.001589 | 0.00039825 | 0 | 0 |  | 1 | TRUE | wye
61 | LV_3292-31_0_2_load_197 | 75 | 0.0014398 | 0.00036085 | 0 | 0 |  | 1 | TRUE | wye
62 | LV_3292-31_0_2_load_199 | 77 | 0.0020816 | 0.00052171 | 0 | 0 |  | 1 | TRUE | wye
63 | LV_3292-31_0_2_load_200 | 78 | 0.0017793 | 0.00044594 | 0 | 0 |  | 1 | TRUE | wye
64 | LV_3292-31_0_2_load_201 | 79 | 0.0013223 | 0.0003314 | 0 | 0 |  | 1 | TRUE | wye
65 | LV_3292-31_0_2_load_217 | 80 | 0.0030493 | 0.00076422 | 0 | 0 |  | 1 | TRUE | wye
66 | LV_3292-31_0_2_load_202 | 81 | 0.00082796 | 0.00020751 | 0 | 0 |  | 1 | TRUE | wye
67 | LV_3292-31_0_2_load_218 | 82 | 0.0018534 | 0.00046451 | 0 | 0 |  | 1 | TRUE | wye
68 | LV_3292-31_0_2_load_223 | 83 | 0.00092863 | 0.00023274 | 0 | 0 |  | 1 | TRUE | wye
69 | LV_3292-31_0_2_load_222 | 84 | 0.00090334 | 0.0002264 | 0 | 0 |  | 1 | TRUE | wye
70 | LV_3292-31_0_2_load_203 | 85 | 0.0022059 | 0.00055284 | 0 | 0 |  | 1 | TRUE | wye
71 | LV_3292-31_0_2_load_204 | 86 | 0.00034897 | 8.746e-05 | 0 | 0 |  | 1 | TRUE | wye
72 | LV_3292-31_0_2_load_205 | 87 | 0.00018703 | 4.6873e-05 | 0 | 0 |  | 1 | TRUE | wye
73 | LV_3292-31_0_2_load_211 | 89 | 0.0016161 | 0.00040503 | 0 | 0 |  | 1 | TRUE | wye
74 | LV_3292-31_0_2_load_235 | 90 | 0.00054423 | 0.0001364 | 0 | 0 |  | 1 | TRUE | wye
75 | LV_3292-31_0_2_load_234 | 91 | 0.00058833 | 0.00014745 | 0 | 0 |  | 1 | TRUE | wye
76 | LV_3292-31_0_2_load_214 | 92 | 0.0017223 | 0.00043166 | 0 | 0 |  | 1 | TRUE | wye
77 | LV_3292-31_0_2_load_212 | 94 | 0.0031585 | 0.0007916 | 0 | 0 |  | 1 | TRUE | wye
78 | LV_3292-31_0_2_load_213 | 95 | 0.0022973 | 0.00057576 | 0 | 0 |  | 1 | TRUE | wye
79 | LV_3292-31_0_2_load_215 | 96 | 0.0021196 | 0.00053123 | 0 | 0 |  | 1 | TRUE | wye
80 | LV_3292-31_0_2_load_216 | 97 | 0.002072 | 0.00051929 | 0 | 0 |  | 1 | TRUE | wye
81 | LV_3292-31_0_2_load_221 | 98 | 0.0035037 | 0.00087812 | 0 | 0 |  | 1 | TRUE | wye
82 | LV_3292-31_0_2_load_219 | 99 | 0.0012295 | 0.00030813 | 0 | 0 |  | 1 | TRUE | wye
83 | LV_3292-31_0_2_load_220 | 100 | 0.00087768 | 0.00021997 | 0 | 0 |  | 1 | TRUE | wye
84 | LV_3292-31_0_2_load_227 | 102 | 0.001059 | 0.00026542 | 0 | 0 |  | 1 | TRUE | wye
85 | LV_3292-31_0_2_load_228 | 103 | 0.00089238 | 0.00022365 | 0 | 0 |  | 1 | TRUE | wye
86 | LV_3292-31_0_2_load_224 | 104 | 0.00043338 | 0.00010862 | 0 | 0 |  | 1 | TRUE | wye
87 | LV_3292-31_0_2_load_225 | 105 | 0.0014417 | 0.00036132 | 0 | 0 |  | 1 | TRUE | wye
88 | LV_3292-31_0_2_load_271 | 106 | 0.0016407 | 0.0004112 | 0 | 0 |  | 1 | TRUE | wye
89 | LV_3292-31_0_2_load_277 | 107 | 0.0007111 | 0.00017822 | 0 | 0 |  | 1 | TRUE | wye
90 | LV_3292-31_0_2_load_249 | 109 | 0.001322 | 0.00033133 | 0 | 0 |  | 1 | TRUE | wye
91 | LV_3292-31_0_2_load_255 | 110 | 0.00080549 | 0.00020187 | 0 | 0 |  | 1 | TRUE | wye
92 | LV_3292-31_0_2_load_250 | 111 | 0.0012856 | 0.00032221 | 0 | 0 |  | 1 | TRUE | wye
93 | LV_3292-31_0_2_load_253 | 112 | 0.00077307 | 0.00019375 | 0 | 0 |  | 1 | TRUE | wye
94 | LV_3292-31_0_2_load_229 | 113 | 0.0020746 | 0.00051993 | 0 | 0 |  | 1 | TRUE | wye
95 | LV_3292-31_0_2_load_230 | 114 | 0.00084259 | 0.00021117 | 0 | 0 |  | 1 | TRUE | wye
96 | LV_3292-31_0_2_load_231 | 115 | 0.00061737 | 0.00015473 | 0 | 0 |  | 1 | TRUE | wye
97 | LV_3292-31_0_2_load_232 | 116 | 0.00061155 | 0.00015327 | 0 | 0 |  | 1 | TRUE | wye
98 | LV_3292-31_0_2_load_236 | 117 | 0.00048651 | 0.00012193 | 0 | 0 |  | 1 | TRUE | wye
99 | LV_3292-31_0_2_load_246 | 118 | 0.0020313 | 0.00050908 | 0 | 0 |  | 1 | TRUE | wye
100 | LV_3292-31_0_2_load_239 | 119 | 0.00051134 | 0.00012815 | 0 | 0 |  | 1 | TRUE | wye
101 | LV_3292-31_0_2_load_247 | 120 | 0.00074749 | 0.00018734 | 0 | 0 |  | 1 | TRUE | wye
102 | LV_3292-31_0_2_load_242 | 121 | 0.00058278 | 0.00014606 | 0 | 0 |  | 1 | TRUE | wye
103 | LV_3292-31_0_2_load_240 | 122 | 0.0006884 | 0.00017253 | 0 | 0 |  | 1 | TRUE | wye
104 | LV_3292-31_0_2_load_241 | 123 | 0.0012671 | 0.00031756 | 0 | 0 |  | 1 | TRUE | wye
105 | LV_3292-31_0_2_load_245 | 125 | 0.0013996 | 0.00035076 | 0 | 0 |  | 1 | TRUE | wye
106 | LV_3292-31_0_2_load_244 | 126 | 0.0017434 | 0.00043693 | 0 | 0 |  | 1 | TRUE | wye
107 | LV_3292-31_0_2_load_308 | 127 | 0.000702 | 0.00017594 | 0 | 0 |  | 1 | TRUE | wye
108 | LV_3292-31_0_2_load_248 | 128 | 0.0016767 | 0.00042022 | 0 | 0 |  | 1 | TRUE | wye
109 | LV_3292-31_0_2_load_260 | 129 | 0.00074608 | 0.00018698 | 0 | 0 |  | 1 | TRUE | wye
110 | LV_3292-31_0_2_load_251 | 130 | 0.0010585 | 0.00026529 | 0 | 0 |  | 1 | TRUE | wye
111 | LV_3292-31_0_2_load_252 | 131 | 0.00096427 | 0.00024167 | 0 | 0 |  | 1 | TRUE | wye
112 | LV_3292-31_0_2_load_254 | 132 | 0.0015772 | 0.00039529 | 0 | 0 |  | 1 | TRUE | wye
113 | LV_3292-31_0_2_load_256 | 133 | 0.0010873 | 0.00027249 | 0 | 0 |  | 1 | TRUE | wye
114 | LV_3292-31_0_2_load_258 | 135 | 0.0011902 | 0.00029829 | 0 | 0 |  | 1 | TRUE | wye
115 | LV_3292-31_0_2_load_259 | 136 | 0.0014299 | 0.00035835 | 0 | 0 |  | 1 | TRUE | wye
116 | LV_3292-31_0_2_load_302 | 137 | 0.00085331 | 0.00021386 | 0 | 0 |  | 1 | TRUE | wye
117 | LV_3292-31_0_2_load_266 | 138 | 0.00051269 | 0.00012849 | 0 | 0 |  | 1 | TRUE | wye
118 | LV_3292-31_0_2_load_262 | 139 | 0.00067594 | 0.00016941 | 0 | 0 |  | 1 | TRUE | wye
119 | LV_3292-31_0_2_load_263 | 140 | 0.00051598 | 0.00012932 | 0 | 0 |  | 1 | TRUE | wye
120 | LV_3292-31_0_2_load_261 | 141 | 0.00057996 | 0.00014535 | 0 | 0 |  | 1 | TRUE | wye
121 | LV_3292-31_0_2_load_264 | 142 | 0.00062661 | 0.00015704 | 0 | 0 |  | 1 | TRUE | wye
122 | LV_3292-31_0_2_load_265 | 143 | 0.00077056 | 0.00019312 | 0 | 0 |  | 1 | TRUE | wye
123 | LV_3292-31_0_2_load_280 | 144 | 0.00087431 | 0.00021912 | 0 | 0 |  | 1 | TRUE | wye
124 | LV_3292-31_0_2_load_300 | 146 | 0.0010782 | 0.00027023 | 0 | 0 |  | 1 | TRUE | wye
125 | LV_3292-31_0_2_load_267 | 147 | 0.000712 | 0.00017844 | 0 | 0 |  | 1 | TRUE | wye
126 | LV_3292-31_0_2_load_268 | 149 | 0.00063168 | 0.00015831 | 0 | 0 |  | 1 | TRUE | wye
127 | LV_3292-31_0_2_load_272 | 151 | 0.00079551 | 0.00019937 | 0 | 0 |  | 1 | TRUE | wye
128 | LV_3292-31_0_2_load_299 | 152 | 0.00080806 | 0.00020252 | 0 | 0 |  | 1 | TRUE | wye
129 | LV_3292-31_0_2_load_273 | 153 | 0.00059212 | 0.0001484 | 0 | 0 |  | 1 | TRUE | wye
130 | LV_3292-31_0_2_load_274 | 154 | 0.00023101 | 5.7897e-05 | 0 | 0 |  | 1 | TRUE | wye
131 | LV_3292-31_0_2_load_276 | 155 | 0.00037353 | 9.3616e-05 | 0 | 0 |  | 1 | TRUE | wye
132 | LV_3292-31_0_2_load_301 | 156 | 0.0026864 | 0.00067329 | 0 | 0 |  | 1 | TRUE | wye

## ext_grid
| name | bus | vm_pu | va_degree | slack_weight | in_service
0 |  | 74 | 1 | 0 | 1 | TRUE

## line
| name | std_type | from_bus | to_bus | length_km | r_ohm_per_km | x_ohm_per_km | c_nf_per_km | g_us_per_km | max_i_ka | df | parallel | type | in_service
0 | LV_3292-31_0_2_line_0 | NAYY 4x150 SE | 0 | 1 | 0.0055222 | 0.208 | 0.08 | 261 | 0 | 0.27 | 1 | 1 | cs | TRUE
1 | LV_3292-31_0_2_line_1 | NAYY 4x150 SE | 0 | 2 | 0.079435 | 0.208 | 0.08 | 261 | 0 | 0.27 | 1 | 1 | cs | TRUE
2 | LV_3292-31_0_2_line_2 | NAYY 4x150 SE | 2 | 3 | 0.012717 | 0.208 | 0.08 | 261 | 0 | 0.27 | 1 | 1 | cs | TRUE
3 | LV_3292-31_0_2_line_3 | NAYY 4x150 SE | 2 | 4 | 0.0081607 | 0.208 | 0.08 | 261 | 0 | 0.27 | 1 | 1 | cs | TRUE
4 | LV_3292-31_0_2_line_4 | NAYY 4x150 SE | 3 | 5 | 0.050829 | 0.208 | 0.08 | 261 | 0 | 0.27 | 1 | 1 | cs | TRUE
5 | LV_3292-31_0_2_line_5 | NAYY 4x150 SE | 4 | 6 | 0.0011612 | 0.208 | 0.08 | 261 | 0 | 0.27 | 1 | 1 | cs | TRUE
6 | LV_3292-31_0_2_line_6 | NAYY 4x150 SE | 5 | 7 | 0.024796 | 0.208 | 0.08 | 261 | 0 | 0.27 | 1 | 1 | cs | TRUE
7 | LV_3292-31_0_2_line_7 | NAYY 4x150 SE | 6 | 8 | 0.013104 | 0.208 | 0.08 | 261 | 0 | 0.27 | 1 | 1 | cs | TRUE
8 | LV_3292-31_0_2_line_8 | NAYY 4x150 SE | 6 | 9 | 0.021402 | 0.208 | 0.08 | 261 | 0 | 0.27 | 1 | 1 | cs | TRUE
9 | LV_3292-31_0_2_line_9 | NAYY 4x150 SE | 7 | 11 | 0.032588 | 0.208 | 0.08 | 261 | 0 | 0.27 | 1 | 1 | cs | TRUE
10 | LV_3292-31_0_2_line_10 | NAYY 4x150 SE | 8 | 26 | 0.079068 | 0.208 | 0.08 | 261 | 0 | 0.27 | 1 | 1 | cs | TRUE
11 | LV_3292-31_0_2_line_11 | NAYY 4x150 SE | 9 | 18 | 0.060673 | 0.208 | 0.08 | 261 | 0 | 0.27 | 1 | 1 | cs | TRUE
12 | LV_3292-31_0_2_line_12 | NAYY 4x150 SE | 9 | 16 | 0.019892 | 0.208 | 0.08 | 261 | 0 | 0.27 | 1 | 1 | cs | TRUE
13 | LV_3292-31_0_2_line_13 | NAYY 4x150 SE | 10 | 11 | 0.13105 | 0.208 | 0.08 | 261 | 0 | 0.27 | 1 | 1 | cs | TRUE
14 | LV_3292-31_0_2_line_14 | NAYY 4x150 SE | 10 | 12 | 0.028416 | 0.208 | 0.08 | 261 | 0 | 0.27 | 1 | 1 | cs | TRUE
15 | LV_3292-31_0_2_line_15 | NAYY 4x150 SE | 12 | 13 | 0.0073284 | 0.208 | 0.08 | 261 | 0 | 0.27 | 1 | 1 | cs | TRUE
16 | LV_3292-31_0_2_line_16 | NAYY 4x150 SE | 14 | 15 | 0.21804 | 0.208 | 0.08 | 261 | 0 | 0.27 | 1 | 1 | cs | TRUE
17 | LV_3292-31_0_2_line_17 | NAYY 4x150 SE | 15 | 56 | 0.042445 | 0.208 | 0.08 | 261 | 0 | 0.27 | 1 | 1 | cs | TRUE
18 | LV_3292-31_0_2_line_18 | NAYY 4x150 SE | 16 | 17 | 0.19797 | 0.208 | 0.08 | 261 | 0 | 0.27 | 1 | 1 | cs | TRUE
19 | LV_3292-31_0_2_line_19 | NAYY 4x150 SE | 17 | 19 | 0.12445 | 0.208 | 0.08 | 261 | 0 | 0.27 | 1 | 1 | cs | TRUE
20 | LV_3292-31_0_2_line_20 | NAYY 4x150 SE | 17 | 20 | 0.028156 | 0.208 | 0.08 | 261 | 0 | 0.27 | 1 | 1 | cs | TRUE
21 | LV_3292-31_0_2_line_21 | NAYY 4x150 SE | 18 | 21 | 0.016685 | 0.208 | 0.08 | 261 | 0 | 0.27 | 1 | 1 | cs | TRUE
22 | LV_3292-31_0_2_line_22 | NAYY 4x150 SE | 20 | 24 | 0.077099 | 0.208 | 0.08 | 261 | 0 | 0.27 | 1 | 1 | cs | TRUE
23 | LV_3292-31_0_2_line_23 | NAYY 4x150 SE | 20 | 25 | 0.10351 | 0.208 | 0.08 | 261 | 0 | 0.27 | 1 | 1 | cs | TRUE
24 | LV_3292-31_0_2_line_24 | NAYY 4x150 SE | 20 | 22 | 0.04323 | 0.208 | 0.08 | 261 | 0 | 0.27 | 1 | 1 | cs | TRUE
25 | LV_3292-31_0_2_line_25 | NAYY 4x150 SE | 21 | 27 | 0.0017061 | 0.208 | 0.08 | 261 | 0 | 0.27 | 1 | 1 | cs | TRUE
26 | LV_3292-31_0_2_line_26 | NAYY 4x150 SE | 22 | 23 | 0.13843 | 0.208 | 0.08 | 261 | 0 | 0.27 | 1 | 1 | cs | TRUE
27 | LV_3292-31_0_2_line_27 | NAYY 4x150 SE | 23 | 28 | 0.033865 | 0.208 | 0.08 | 261 | 0 | 0.27 | 1 | 1 | cs | TRUE
28 | LV_3292-31_0_2_line_28 | NAYY 4x150 SE | 24 | 29 | 0.15141 | 0.208 | 0.08 | 261 | 0 | 0.27 | 1 | 1 | cs | TRUE
29 | LV_3292-31_0_2_line_29 | NAYY 4x150 SE | 24 | 30 | 0.1712 | 0.208 | 0.08 | 261 | 0 | 0.27 | 1 | 1 | cs | TRUE
30 | LV_3292-31_0_2_line_30 | NAYY 4x150 SE | 25 | 31 | 0.15767 | 0.208 | 0.08 | 261 | 0 | 0.27 | 1 | 1 | cs | TRUE
31 | LV_3292-31_0_2_line_31 | NAYY 4x150 SE | 26 | 38 | 0.016697 | 0.208 | 0.08 | 261 | 0 | 0.27 | 1 | 1 | cs | TRUE
32 | LV_3292-31_0_2_line_32 | NAYY 4x150 SE | 27 | 35 | 0.029112 | 0.208 | 0.08 | 261 | 0 | 0.27 | 1 | 1 | cs | TRUE
33 | LV_3292-31_0_2_line_33 | NAYY 4x150 SE | 27 | 34 | 0.0091439 | 0.208 | 0.08 | 261 | 0 | 0.27 | 1 | 1 | cs | TRUE
34 | LV_3292-31_0_2_line_34 | NAYY 4x150 SE | 28 | 56 | 0.010285 | 0.208 | 0.08 | 261 | 0 | 0.27 | 1 | 1 | cs | TRUE
35 | LV_3292-31_0_2_line_35 | NAYY 4x150 SE | 29 | 53 | 0.016209 | 0.208 | 0.08 | 261 | 0 | 0.27 | 1 | 2 | cs | TRUE
36 | LV_3292-31_0_2_line_36 | NAYY 4x150 SE | 29 | 54 | 0.013421 | 0.208 | 0.08 | 261 | 0 | 0.27 | 1 | 2 | cs | TRUE
37 | LV_3292-31_0_2_line_37 | NAYY 4x150 SE | 29 | 50 | 0.07492 | 0.208 | 0.08 | 261 | 0 | 0.27 | 1 | 1 | cs | TRUE
38 | LV_3292-31_0_2_line_38 | NAYY 4x150 SE | 30 | 55 | 0.00053568 | 0.208 | 0.08 | 261 | 0 | 0.27 | 1 | 1 | cs | TRUE
39 | LV_3292-31_0_2_line_39 | NAYY 4x150 SE | 32 | 33 | 0.04549 | 0.208 | 0.08 | 261 | 0 | 0.27 | 1 | 1 | cs | TRUE
40 | LV_3292-31_0_2_line_40 | NAYY 4x150 SE | 33 | 34 | 0.010157 | 0.208 | 0.08 | 261 | 0 | 0.27 | 1 | 1 | cs | TRUE
41 | LV_3292-31_0_2_line_41 | NAYY 4x150 SE | 35 | 39 | 0.0068587 | 0.208 | 0.08 | 261 | 0 | 0.27 | 1 | 1 | cs | TRUE
42 | LV_3292-31_0_2_line_42 | NAYY 4x150 SE | 36 | 37 | 0.038821 | 0.208 | 0.08 | 261 | 0 | 0.27 | 1 | 1 | cs | TRUE
43 | LV_3292-31_0_2_line_43 | NAYY 4x150 SE | 36 | 38 | 0.0037868 | 0.208 | 0.08 | 261 | 0 | 0.27 | 1 | 1 | cs | TRUE
44 | LV_3292-31_0_2_line_44 | NAYY 4x150 SE | 40 | 41 | 0.052691 | 0.208 | 0.08 | 261 | 0 | 0.27 | 1 | 1 | cs | TRUE
45 | LV_3292-31_0_2_line_45 | NAYY 4x150 SE | 41 | 45 | 0.039957 | 0.208 | 0.08 | 261 | 0 | 0.27 | 1 | 1 | cs | TRUE
46 | LV_3292-31_0_2_line_46 | NAYY 4x150 SE | 42 | 43 | 0.019559 | 0.208 | 0.08 | 261 | 0 | 0.27 | 1 | 1 | cs | TRUE
47 | LV_3292-31_0_2_line_47 | NAYY 4x150 SE | 42 | 44 | 0.09113 | 0.208 | 0.08 | 261 | 0 | 0.27 | 1 | 1 | cs | TRUE
48 | LV_3292-31_0_2_line_48 | NAYY 4x150 SE | 42 | 45 | 0.11204 | 0.208 | 0.08 | 261 | 0 | 0.27 | 1 | 1 | cs | TRUE
49 | LV_3292-31_0_2_line_49 | NAYY 4x150 SE | 44 | 46 | 0.077726 | 0.208 | 0.08 | 261 | 0 | 0.27 | 1 | 1 | cs | TRUE
50 | LV_3292-31_0_2_line_50 | NAYY 4x150 SE | 45 | 47 | 0.13371 | 0.208 | 0.08 | 261 | 0 | 0.27 | 1 | 1 | cs | TRUE
51 | LV_3292-31_0_2_line_51 | NAYY 4x150 SE | 46 | 48 | 0.072663 | 0.208 | 0.08 | 261 | 0 | 0.27 | 1 | 1 | cs | TRUE
52 | LV_3292-31_0_2_line_52 | NAYY 4x150 SE | 46 | 49 | 0.15969 | 0.208 | 0.08 | 261 | 0 | 0.27 | 1 | 1 | cs | TRUE
53 | LV_3292-31_0_2_line_53 | NAYY 4x150 SE | 47 | 57 | 0.033123 | 0.208 | 0.08 | 261 | 0 | 0.27 | 1 | 1 | cs | TRUE
54 | LV_3292-31_0_2_line_54 | NAYY 4x150 SE | 49 | 119 | 0.017085 | 0.208 | 0.08 | 261 | 0 | 0.27 | 1 | 1 | cs | TRUE
55 | LV_3292-31_0_2_line_55 | NAYY 4x150 SE | 49 | 90 | 0.011198 | 0.208 | 0.08 | 261 | 0 | 0.27 | 1 | 1 | cs | TRUE
56 | LV_3292-31_0_2_line_56 | NAYY 4x150 SE | 50 | 51 | 0.083323 | 0.208 | 0.08 | 261 | 0 | 0.27 | 1 | 1 | cs | TRUE
57 | LV_3292-31_0_2_line_57 | NAYY 4x150 SE | 50 | 52 | 0.01573 | 0.208 | 0.08 | 261 | 0 | 0.27 | 1 | 1 | cs | TRUE
58 | LV_3292-31_0_2_line_58 | NAYY 4x150 SE | 51 | 64 | 0.064289 | 0.208 | 0.08 | 261 | 0 | 0.27 | 1 | 1 | cs | TRUE
59 | LV_3292-31_0_2_line_59 | NAYY 4x150 SE | 52 | 65 | 0.013327 | 0.208 | 0.08 | 261 | 0 | 0.27 | 1 | 1 | cs | TRUE
60 | LV_3292-31_0_2_line_60 | NAYY 4x150 SE | 53 | 61 | 0.020635 | 0.208 | 0.08 | 261 | 0 | 0.27 | 1 | 2 | cs | TRUE
61 | LV_3292-31_0_2_line_61 | NAYY 4x150 SE | 54 | 58 | 0.0078539 | 0.208 | 0.08 | 261 | 0 | 0.27 | 1 | 2 | cs | TRUE
62 | LV_3292-31_0_2_line_62 | NAYY 4x150 SE | 58 | 59 | 0.033071 | 0.208 | 0.08 | 261 | 0 | 0.27 | 1 | 2 | cs | TRUE
63 | LV_3292-31_0_2_line_63 | NAYY 4x150 SE | 59 | 60 | 0.023282 | 0.208 | 0.08 | 261 | 0 | 0.27 | 1 | 1 | cs | TRUE
64 | LV_3292-31_0_2_line_64 | NAYY 4x150 SE | 60 | 62 | 0.00657 | 0.208 | 0.08 | 261 | 0 | 0.27 | 1 | 1 | cs | TRUE
65 | LV_3292-31_0_2_line_65 | NAYY 4x150 SE | 61 | 63 | 0.00156 | 0.208 | 0.08 | 261 | 0 | 0.27 | 1 | 2 | cs | TRUE
66 | LV_3292-31_0_2_line_66 | NAYY 4x150 SE | 62 | 66 | 0.011325 | 0.208 | 0.08 | 261 | 0 | 0.27 | 1 | 1 | cs | TRUE
67 | LV_3292-31_0_2_line_67 | NAYY 4x150 SE | 63 | 68 | 0.017645 | 0.208 | 0.08 | 261 | 0 | 0.27 | 1 | 2 | cs | TRUE
68 | LV_3292-31_0_2_line_68 | NAYY 4x150 SE | 64 | 88 | 0.050758 | 0.208 | 0.08 | 261 | 0 | 0.27 | 1 | 1 | cs | TRUE
69 | LV_3292-31_0_2_line_69 | NAYY 4x150 SE | 64 | 89 | 0.030638 | 0.208 | 0.08 | 261 | 0 | 0.27 | 1 | 1 | cs | TRUE
70 | LV_3292-31_0_2_line_70 | NAYY 4x150 SE | 65 | 87 | 0.0005978 | 0.208 | 0.08 | 261 | 0 | 0.27 | 1 | 1 | cs | TRUE
71 | LV_3292-31_0_2_line_71 | NAYY 4x150 SE | 66 | 67 | 0.0091896 | 0.208 | 0.08 | 261 | 0 | 0.27 | 1 | 1 | cs | TRUE
72 | LV_3292-31_0_2_line_72 | NAYY 4x150 SE | 67 | 72 | 0.0085656 | 0.208 | 0.08 | 261 | 0 | 0.27 | 1 | 1 | cs | TRUE
73 | LV_3292-31_0_2_line_73 | NAYY 4x150 SE | 68 | 69 | 0.0012675 | 0.208 | 0.08 | 261 | 0 | 0.27 | 1 | 2 | cs | TRUE
74 | LV_3292-31_0_2_line_74 | NAYY 4x150 SE | 69 | 70 | 0.010029 | 0.208 | 0.08 | 261 | 0 | 0.27 | 1 | 2 | cs | TRUE
75 | LV_3292-31_0_2_line_75 | NAYY 4x150 SE | 70 | 71 | 0.0081425 | 0.208 | 0.08 | 261 | 0 | 0.27 | 1 | 2 | cs | TRUE
76 | LV_3292-31_0_2_line_76 | NAYY 4x150 SE | 71 | 73 | 0.013023 | 0.208 | 0.08 | 261 | 0 | 0.27 | 1 | 2 | cs | TRUE
77 | LV_3292-31_0_2_line_77 | NAYY 4x150 SE | 72 | 75 | 0.010917 | 0.208 | 0.08 | 261 | 0 | 0.27 | 1 | 1 | cs | TRUE
78 | LV_3292-31_0_2_line_78 | NAYY 4x150 SE | 73 | 74 | 0.0044594 | 0.208 | 0.08 | 261 | 0 | 0.27 | 1 | 2 | cs | TRUE
79 | LV_3292-31_0_2_line_79 | NAYY 4x150 SE | 75 | 76 | 0.012748 | 0.208 | 0.08 | 261 | 0 | 0.27 | 1 | 1 | cs | TRUE
80 | LV_3292-31_0_2_line_80 | NAYY 4x150 SE | 76 | 77 | 0.014324 | 0.208 | 0.08 | 261 | 0 | 0.27 | 1 | 1 | cs | TRUE
81 | LV_3292-31_0_2_line_81 | NAYY 4x150 SE | 76 | 78 | 0.0061433 | 0.208 | 0.08 | 261 | 0 | 0.27 | 1 | 1 | cs | TRUE
82 | LV_3292-31_0_2_line_82 | NAYY 4x150 SE | 77 | 79 | 0.040379 | 0.208 | 0.08 | 261 | 0 | 0.27 | 1 | 1 | cs | TRUE
83 | LV_3292-31_0_2_line_83 | NAYY 4x150 SE | 78 | 80 | 0.01205 | 0.208 | 0.08 | 261 | 0 | 0.27 | 1 | 1 | cs | TRUE
84 | LV_3292-31_0_2_line_84 | NAYY 4x150 SE | 79 | 81 | 0.019974 | 0.208 | 0.08 | 261 | 0 | 0.27 | 1 | 1 | cs | TRUE
85 | LV_3292-31_0_2_line_85 | NAYY 4x150 SE | 80 | 82 | 0.011977 | 0.208 | 0.08 | 261 | 0 | 0.27 | 1 | 1 | cs | TRUE
86 | LV_3292-31_0_2_line_86 | NAYY 4x150 SE | 81 | 83 | 0.0094322 | 0.208 | 0.08 | 261 | 0 | 0.27 | 1 | 1 | cs | TRUE
87 | LV_3292-31_0_2_line_87 | NAYY 4x150 SE | 82 | 99 | 0.064571 | 0.208 | 0.08 | 261 | 0 | 0.27 | 1 | 1 | cs | TRUE
88 | LV_3292-31_0_2_line_88 | NAYY 4x150 SE | 83 | 84 | 0.011339 | 0.208 | 0.08 | 261 | 0 | 0.27 | 1 | 1 | cs | TRUE
89 | LV_3292-31_0_2_line_89 | NAYY 4x150 SE | 84 | 104 | 0.011783 | 0.208 | 0.08 | 261 | 0 | 0.27 | 1 | 1 | cs | TRUE
90 | LV_3292-31_0_2_line_90 | NAYY 4x150 SE | 85 | 86 | 0.029828 | 0.208 | 0.08 | 261 | 0 | 0.27 | 1 | 1 | cs | TRUE
91 | LV_3292-31_0_2_line_91 | NAYY 4x150 SE | 86 | 87 | 0.012041 | 0.208 | 0.08 | 261 | 0 | 0.27 | 1 | 1 | cs | TRUE
92 | LV_3292-31_0_2_line_92 | NAYY 4x150 SE | 88 | 90 | 0.020308 | 0.208 | 0.08 | 261 | 0 | 0.27 | 1 | 1 | cs | TRUE
93 | LV_3292-31_0_2_line_93 | NAYY 4x150 SE | 88 | 91 | 0.029099 | 0.208 | 0.08 | 261 | 0 | 0.27 | 1 | 1 | cs | TRUE
94 | LV_3292-31_0_2_line_94 | NAYY 4x150 SE | 89 | 92 | 0.0092692 | 0.208 | 0.08 | 261 | 0 | 0.27 | 1 | 1 | cs | TRUE
95 | LV_3292-31_0_2_line_95 | NAYY 4x150 SE | 91 | 93 | 0.031004 | 0.208 | 0.08 | 261 | 0 | 0.27 | 1 | 1 | cs | TRUE
96 | LV_3292-31_0_2_line_96 | NAYY 4x150 SE | 92 | 94 | 0.035224 | 0.208 | 0.08 | 261 | 0 | 0.27 | 1 | 1 | cs | TRUE
97 | LV_3292-31_0_2_line_97 | NAYY 4x150 SE | 93 | 117 | 0.057445 | 0.208 | 0.08 | 261 | 0 | 0.27 | 1 | 1 | cs | TRUE
98 | LV_3292-31_0_2_line_98 | NAYY 4x150 SE | 93 | 115 | 0.022341 | 0.208 | 0.08 | 261 | 0 | 0.27 | 1 | 1 | cs | TRUE
99 | LV_3292-31_0_2_line_99 | NAYY 4x150 SE | 94 | 95 | 0.018511 | 0.208 | 0.08 | 261 | 0 | 0.27 | 1 | 1 | cs | TRUE
100 | LV_3292-31_0_2_line_100 | NAYY 4x150 SE | 95 | 96 | 0.015602 | 0.208 | 0.08 | 261 | 0 | 0.27 | 1 | 1 | cs | TRUE
101 | LV_3292-31_0_2_line_101 | NAYY 4x150 SE | 96 | 97 | 0.00034107 | 0.208 | 0.08 | 261 | 0 | 0.27 | 1 | 1 | cs | TRUE
102 | LV_3292-31_0_2_line_102 | NAYY 4x150 SE | 97 | 98 | 0.0096733 | 0.208 | 0.08 | 261 | 0 | 0.27 | 1 | 1 | cs | TRUE
103 | LV_3292-31_0_2_line_103 | NAYY 4x150 SE | 99 | 100 | 0.0016071 | 0.208 | 0.08 | 261 | 0 | 0.27 | 1 | 1 | cs | TRUE
104 | LV_3292-31_0_2_line_104 | NAYY 4x150 SE | 100 | 101 | 0.0121 | 0.208 | 0.08 | 261 | 0 | 0.27 | 1 | 1 | cs | TRUE
105 | LV_3292-31_0_2_line_105 | NAYY 4x150 SE | 101 | 102 | 0.022783 | 0.208 | 0.08 | 261 | 0 | 0.27 | 1 | 1 | cs | TRUE
106 | LV_3292-31_0_2_line_106 | NAYY 4x150 SE | 101 | 103 | 0.023245 | 0.208 | 0.08 | 261 | 0 | 0.27 | 1 | 1 | cs | TRUE
107 | LV_3292-31_0_2_line_107 | NAYY 4x150 SE | 102 | 109 | 0.022745 | 0.208 | 0.08 | 261 | 0 | 0.27 | 1 | 1 | cs | TRUE
108 | LV_3292-31_0_2_line_108 | NAYY 4x150 SE | 103 | 110 | 0.015321 | 0.208 | 0.08 | 261 | 0 | 0.27 | 1 | 1 | cs | TRUE
109 | LV_3292-31_0_2_line_109 | NAYY 4x150 SE | 104 | 105 | 0.0096744 | 0.208 | 0.08 | 261 | 0 | 0.27 | 1 | 1 | cs | TRUE
110 | LV_3292-31_0_2_line_110 | NAYY 4x150 SE | 105 | 106 | 0.13939 | 0.208 | 0.08 | 261 | 0 | 0.27 | 1 | 1 | cs | TRUE
111 | LV_3292-31_0_2_line_111 | NAYY 4x150 SE | 107 | 108 | 0.11156 | 0.208 | 0.08 | 261 | 0 | 0.27 | 1 | 1 | cs | TRUE
112 | LV_3292-31_0_2_line_112 | NAYY 4x150 SE | 108 | 145 | 0.16407 | 0.208 | 0.08 | 261 | 0 | 0.27 | 1 | 1 | cs | TRUE
113 | LV_3292-31_0_2_line_113 | NAYY 4x150 SE | 109 | 111 | 0.018549 | 0.208 | 0.08 | 261 | 0 | 0.27 | 1 | 1 | cs | TRUE
114 | LV_3292-31_0_2_line_114 | NAYY 4x150 SE | 110 | 112 | 0.021741 | 0.208 | 0.08 | 261 | 0 | 0.27 | 1 | 1 | cs | TRUE
115 | LV_3292-31_0_2_line_115 | NAYY 4x150 SE | 112 | 130 | 0.0014118 | 0.208 | 0.08 | 261 | 0 | 0.27 | 1 | 1 | cs | TRUE
116 | LV_3292-31_0_2_line_116 | NAYY 4x150 SE | 113 | 114 | 0.0056598 | 0.208 | 0.08 | 261 | 0 | 0.27 | 1 | 1 | cs | TRUE
117 | LV_3292-31_0_2_line_117 | NAYY 4x150 SE | 113 | 115 | 0.037004 | 0.208 | 0.08 | 261 | 0 | 0.27 | 1 | 1 | cs | TRUE
118 | LV_3292-31_0_2_line_118 | NAYY 4x150 SE | 114 | 116 | 0.0081915 | 0.208 | 0.08 | 261 | 0 | 0.27 | 1 | 1 | cs | TRUE
119 | LV_3292-31_0_2_line_119 | NAYY 4x150 SE | 117 | 118 | 0.02631 | 0.208 | 0.08 | 261 | 0 | 0.27 | 1 | 1 | cs | TRUE
120 | LV_3292-31_0_2_line_120 | NAYY 4x150 SE | 118 | 120 | 0.072504 | 0.208 | 0.08 | 261 | 0 | 0.27 | 1 | 1 | cs | TRUE
121 | LV_3292-31_0_2_line_121 | NAYY 4x150 SE | 119 | 121 | 0.014982 | 0.208 | 0.08 | 261 | 0 | 0.27 | 1 | 1 | cs | TRUE
122 | LV_3292-31_0_2_line_122 | NAYY 4x150 SE | 120 | 128 | 0.020208 | 0.208 | 0.08 | 261 | 0 | 0.27 | 1 | 1 | cs | TRUE
123 | LV_3292-31_0_2_line_123 | NAYY 4x150 SE | 121 | 122 | 0.017571 | 0.208 | 0.08 | 261 | 0 | 0.27 | 1 | 1 | cs | TRUE
124 | LV_3292-31_0_2_line_124 | NAYY 4x150 SE | 122 | 123 | 0.029163 | 0.208 | 0.08 | 261 | 0 | 0.27 | 1 | 1 | cs | TRUE
125 | LV_3292-31_0_2_line_125 | NAYY 4x150 SE | 123 | 124 | 0.015824 | 0.208 | 0.08 | 261 | 0 | 0.27 | 1 | 1 | cs | TRUE
126 | LV_3292-31_0_2_line_126 | NAYY 4x150 SE | 124 | 125 | 0.13971 | 0.208 | 0.08 | 261 | 0 | 0.27 | 1 | 1 | cs | TRUE
127 | LV_3292-31_0_2_line_127 | NAYY 4x150 SE | 124 | 126 | 0.020293 | 0.208 | 0.08 | 261 | 0 | 0.27 | 1 | 1 | cs | TRUE
128 | LV_3292-31_0_2_line_128 | NAYY 4x150 SE | 125 | 127 | 0.13471 | 0.208 | 0.08 | 261 | 0 | 0.27 | 1 | 1 | cs | TRUE
129 | LV_3292-31_0_2_line_129 | NAYY 4x150 SE | 128 | 129 | 0.011154 | 0.208 | 0.08 | 261 | 0 | 0.27 | 1 | 1 | cs | TRUE
130 | LV_3292-31_0_2_line_130 | NAYY 4x150 SE | 130 | 131 | 0.021753 | 0.208 | 0.08 | 261 | 0 | 0.27 | 1 | 1 | cs | TRUE
131 | LV_3292-31_0_2_line_131 | NAYY 4x150 SE | 131 | 132 | 0.0036084 | 0.208 | 0.08 | 261 | 0 | 0.27 | 1 | 1 | cs | TRUE
132 | LV_3292-31_0_2_line_132 | NAYY 4x150 SE | 132 | 133 | 0.019826 | 0.208 | 0.08 | 261 | 0 | 0.27 | 1 | 1 | cs | TRUE
133 | LV_3292-31_0_2_line_133 | NAYY 4x150 SE | 133 | 134 | 0.012126 | 0.208 | 0.08 | 261 | 0 | 0.27 | 1 | 1 | cs | TRUE
134 | LV_3292-31_0_2_line_134 | NAYY 4x150 SE | 134 | 135 | 0.017872 | 0.208 | 0.08 | 261 | 0 | 0.27 | 1 | 1 | cs | TRUE
135 | LV_3292-31_0_2_line_135 | NAYY 4x150 SE | 134 | 136 | 0.028929 | 0.208 | 0.08 | 261 | 0 | 0.27 | 1 | 1 | cs | TRUE
136 | LV_3292-31_0_2_line_136 | NAYY 4x150 SE | 136 | 137 | 0.023877 | 0.208 | 0.08 | 261 | 0 | 0.27 | 1 | 1 | cs | TRUE
137 | LV_3292-31_0_2_line_137 | NAYY 4x150 SE | 136 | 138 | 0.12879 | 0.208 | 0.08 | 261 | 0 | 0.27 | 1 | 1 | cs | TRUE
138 | LV_3292-31_0_2_line_138 | NAYY 4x150 SE | 137 | 146 | 0.021079 | 0.208 | 0.08 | 261 | 0 | 0.27 | 1 | 1 | cs | TRUE
139 | LV_3292-31_0_2_line_139 | NAYY 4x150 SE | 138 | 147 | 0.034012 | 0.208 | 0.08 | 261 | 0 | 0.27 | 1 | 1 | cs | TRUE
140 | LV_3292-31_0_2_line_140 | NAYY 4x150 SE | 138 | 143 | 0.027369 | 0.208 | 0.08 | 261 | 0 | 0.27 | 1 | 1 | cs | TRUE
141 | LV_3292-31_0_2_line_141 | NAYY 4x150 SE | 139 | 140 | 0.0020821 | 0.208 | 0.08 | 261 | 0 | 0.27 | 1 | 1 | cs | TRUE
142 | LV_3292-31_0_2_line_142 | NAYY 4x150 SE | 139 | 141 | 0.050919 | 0.208 | 0.08 | 261 | 0 | 0.27 | 1 | 1 | cs | TRUE
143 | LV_3292-31_0_2_line_143 | NAYY 4x150 SE | 140 | 142 | 0.001856 | 0.208 | 0.08 | 261 | 0 | 0.27 | 1 | 1 | cs | TRUE
144 | LV_3292-31_0_2_line_144 | NAYY 4x150 SE | 142 | 143 | 0.10289 | 0.208 | 0.08 | 261 | 0 | 0.27 | 1 | 1 | cs | TRUE
145 | LV_3292-31_0_2_line_145 | NAYY 4x150 SE | 144 | 145 | 0.066552 | 0.208 | 0.08 | 261 | 0 | 0.27 | 1 | 1 | cs | TRUE
146 | LV_3292-31_0_2_line_146 | NAYY 4x150 SE | 145 | 148 | 0.11276 | 0.208 | 0.08 | 261 | 0 | 0.27 | 1 | 1 | cs | TRUE
147 | LV_3292-31_0_2_line_147 | NAYY 4x150 SE | 146 | 152 | 0.018297 | 0.208 | 0.08 | 261 | 0 | 0.27 | 1 | 1 | cs | TRUE
148 | LV_3292-31_0_2_line_148 | NAYY 4x150 SE | 147 | 149 | 0.017596 | 0.208 | 0.08 | 261 | 0 | 0.27 | 1 | 1 | cs | TRUE
149 | LV_3292-31_0_2_line_149 | NAYY 4x150 SE | 148 | 151 | 0.023616 | 0.208 | 0.08 | 261 | 0 | 0.27 | 1 | 1 | cs | TRUE
150 | LV_3292-31_0_2_line_150 | NAYY 4x150 SE | 148 | 150 | 0.10353 | 0.208 | 0.08 | 261 | 0 | 0.27 | 1 | 1 | cs | TRUE
151 | LV_3292-31_0_2_line_151 | NAYY 4x150 SE | 149 | 150 | 0.019809 | 0.208 | 0.08 | 261 | 0 | 0.27 | 1 | 1 | cs | TRUE
152 | LV_3292-31_0_2_line_152 | NAYY 4x150 SE | 151 | 153 | 0.023994 | 0.208 | 0.08 | 261 | 0 | 0.27 | 1 | 1 | cs | TRUE
153 | LV_3292-31_0_2_line_153 | NAYY 4x150 SE | 152 | 156 | 0.012196 | 0.208 | 0.08 | 261 | 0 | 0.27 | 1 | 1 | cs | TRUE
154 | LV_3292-31_0_2_line_154 | NAYY 4x150 SE | 153 | 154 | 0.0030405 | 0.208 | 0.08 | 261 | 0 | 0.27 | 1 | 1 | cs | TRUE
155 | LV_3292-31_0_2_line_155 | NAYY 4x150 SE | 154 | 155 | 0.0025998 | 0.208 | 0.08 | 261 | 0 | 0.27 | 1 | 1 | cs | TRUE

## trafo
| name | std_type | hv_bus | lv_bus | sn_mva | vn_hv_kv | vn_lv_kv | vk_percent | vkr_percent | pfe_kw | i0_percent | shift_degree | tap_side | tap_neutral | tap_min | tap_max | tap_step_percent | tap_step_degree | tap_pos | tap_phase_shifter | parallel | df | in_service
0 | LV_3292-31_0_2_trafo_194 | 0.25 MVA 20/0.4 kV | 157 | 74 | 0.25 | 20 | 0.4 | 6 | 1.44 | 0.8 | 0.32 | 150 | hv | 0 | -2 | 2 | 2.5 | 0 | 0 | FALSE | 1 | 1 | TRUE

## line_geodata
| x0 | y0 | x1 | y1 | x2 | y2 | x3 | y3 | x4 | y4 | x5 | y5 | x6 | y6 | x7 | y7 | x8 | y8 | x9 | y9 | x10 | y10 | x11 | y11 | x12 | y12 | x13 | y13 | x14 | y14 | x15 | y15 | x16 | y16 | x17 | y17 | x18 | y18
0 | 2747373.2817 | 1216209.068 | 2747378.1838 | 1216206.5254
1 | 2747301.1073 | 1216242.1174 | 2747347.8155 | 1216222.2768 | 2747373.2817 | 1216209.068
2 | 2747301.1073 | 1216242.1174 | 2747296.372 | 1216230.3146
3 | 2747301.1073 | 1216242.1174 | 2747293.3564 | 1216244.6711
4 | 2747285.911 | 1216181.0321 | 2747286.9202 | 1216198.9849 | 2747290.3956 | 1216215.4184 | 2747296.372 | 1216230.3146
5 | 2747292.2536 | 1216245.0345 | 2747293.3564 | 1216244.6711
6 | 2747285.911 | 1216181.0321 | 2747284.5193 | 1216156.2753
7 | 2747292.2536 | 1216245.0345 | 2747285.7909 | 1216233.635
8 | 2747271.8732 | 1216251.7478 | 2747292.2536 | 1216245.0345
9 | 2747282.1832 | 1216123.7889 | 2747283.0214 | 1216129.6284 | 2747284.5193 | 1216156.2753
10 | 2747285.7909 | 1216233.635 | 2747283.941 | 1216230.3719 | 2747248.2018 | 1216208.7591 | 2747227.1683 | 1216202.5564 | 2747224.0938 | 1216199.3999 | 2747220.1625 | 1216193.3492
11 | 2747271.8732 | 1216251.7478 | 2747304.2876 | 1216303.0367
12 | 2747271.8732 | 1216251.7478 | 2747252.9798 | 1216257.9696
13 | 2747263.5617 | 1215994.064 | 2747282.1832 | 1216123.7889
14 | 2747263.5617 | 1215994.064 | 2747263.4959 | 1215993.6059 | 2747261.6015 | 1215986.653 | 2747258.0748 | 1215980.8831 | 2747250.4605 | 1215969.1537
15 | 2747246.4703 | 1215963.0068 | 2747250.4605 | 1215969.1537
16 | 2746977.349 | 1216095.3763 | 2746982.1476 | 1215877.3913
17 | 2746977.349 | 1216095.3763 | 2746980.1403 | 1216102.9406 | 2746982.3032 | 1216116.261 | 2746987.1473 | 1216136.5784
18 | 2747065.7008 | 1216322.0185 | 2747106.6422 | 1216306.1595 | 2747252.9798 | 1216257.9696
19 | 2747065.7008 | 1216322.0185 | 2747067.8084 | 1216326.4966 | 2747071.4999 | 1216328.356 | 2747093.4239 | 1216336.6263 | 2747104.9975 | 1216343.529 | 2747150.4126 | 1216378.1133 | 2747169.0721 | 1216389.0613
20 | 2747039.8627 | 1216333.2019 | 2747048.6585 | 1216329.2377 | 2747065.7008 | 1216322.0185
21 | 2747313.2012 | 1216317.1407 | 2747304.2876 | 1216303.0367
22 | 2746970.5328 | 1216367.2771 | 2746991.7642 | 1216355.9019 | 2747039.8627 | 1216333.2019
23 | 2747039.8627 | 1216333.2019 | 2747043.161 | 1216338.3766 | 2747068.5888 | 1216345.955 | 2747090.6875 | 1216354.8413 | 2747097.8049 | 1216360.0881 | 2747104.0967 | 1216367.6944 | 2747108.5974 | 1216386.9222 | 2747108.8399 | 1216390.0197 | 2747110.5209 | 1216392.0852 | 2747112.5955 | 1216393.9542
24 | 2747019.8832 | 1216315.3936 | 2747037.5932 | 1216318.978 | 2747045.0115 | 1216323.4204 | 2747048.6585 | 1216329.2377 | 2747039.8627 | 1216333.2019
25 | 2747314.1127 | 1216318.5829 | 2747313.2012 | 1216317.1407
26 | 2747019.8832 | 1216315.3936 | 2747014.74 | 1216306.181 | 2746992.9156 | 1216183.3697 | 2746992.707 | 1216180.2331
27 | 2746992.707 | 1216180.2331 | 2746990.8326 | 1216152.0357 | 2746989.5326 | 1216146.5833
28 | 2746877.8881 | 1216451.9669 | 2746863.335 | 1216427.5761 | 2746898.8895 | 1216407.09 | 2746928.8003 | 1216389.6788 | 2746970.5328 | 1216367.2771
29 | 2746970.5328 | 1216367.2771 | 2746973.1816 | 1216371.6796 | 2746978.7982 | 1216375.2545 | 2746986.2292 | 1216377.9512 | 2746991.2508 | 1216381.3224 | 2746994.9455 | 1216387.0518 | 2747000.0773 | 1216401.0349 | 2747005.2307 | 1216410.7594 | 2747018.9454 | 1216421.0843 | 2747021.0323 | 1216424.8613 | 2747022.0277 | 1216428.2332 | 2747020.3939 | 1216435.6438 | 2747014.9393 | 1216446.7411 | 2747003.6101 | 1216457.0262 | 2746984.336 | 1216470.974 | 2746980.7885 | 1216474.9789 | 2746977.5215 | 1216483.9284 | 2746977.7685 | 1216487.7711 | 2746984.8399 | 1216494.7841
30 | 2747127.0221 | 1216466.7239 | 2747151.4183 | 1216480.983 | 2747160.4648 | 1216483.464 | 2747167.9337 | 1216483.3928 | 2747172.2608 | 1216479.5074 | 2747172.9142 | 1216475.1975 | 2747171.4502 | 1216470.5018 | 2747162.8474 | 1216462.3601 | 2747146.1237 | 1216435.7908 | 2747137.8691 | 1216420.9297 | 2747130.9188 | 1216410.4602 | 2747112.5955 | 1216393.9542
31 | 2747208.7146 | 1216181.4156 | 2747215.7815 | 1216187.1729 | 2747217.6831 | 1216189.533 | 2747220.1625 | 1216193.3492
32 | 2747314.1127 | 1216318.5829 | 2747323.8343 | 1216322.0373 | 2747334.4679 | 1216324.8581 | 2747341.8495 | 1216322.7943 | 2747341.9733 | 1216322.7588
33 | 2747314.1127 | 1216318.5829 | 2747315.121 | 1216320.5095 | 2747319.2483 | 1216326.1254
34 | 2746987.1473 | 1216136.5784 | 2746989.5326 | 1216146.5833
35 | 2746877.8881 | 1216451.9669 | 2746864.6113 | 1216461.265
36 | 2746877.8881 | 1216451.9669 | 2746883.8596 | 1216463.9865
37 | 2746822.8445 | 1216450.4762 | 2746863.335 | 1216427.5761 | 2746877.8881 | 1216451.9669
38 | 2746985.2203 | 1216495.1613 | 2746984.8399 | 1216494.7841
39 | 2747325.2634 | 1216334.3101 | 2747350.9989 | 1216369.3276 | 2747352.4578 | 1216370.7432
40 | 2747325.2634 | 1216334.3101 | 2747319.2483 | 1216326.1254
41 | 2747348.5667 | 1216320.8698 | 2747341.9733 | 1216322.7588
42 | 2747170.7061 | 1216162.1604 | 2747205.3366 | 1216179.7043
43 | 2747208.7146 | 1216181.4156 | 2747205.3366 | 1216179.7043
44 | 2746522.249 | 1216174.9636 | 2746522.249 | 1216174.9636 | 2746483.3239 | 1216139.451
45 | 2746552.4472 | 1216201.1285 | 2746522.249 | 1216174.9636
46 | 2746643.5301 | 1216266.3802 | 2746653.7112 | 1216249.6796
47 | 2746614.783 | 1216352.0809 | 2746616.8673 | 1216333.4494 | 2746633.3766 | 1216292.0085 | 2746638.594 | 1216274.4772 | 2746643.5301 | 1216266.3802
48 | 2746552.4472 | 1216201.1285 | 2746643.5301 | 1216266.3802
49 | 2746587.7241 | 1216424.9451 | 2746614.783 | 1216352.0809
50 | 2746552.4472 | 1216201.1285 | 2746540.7724 | 1216215.5985 | 2746462.7379 | 1216300.2254
51 | 2746587.7241 | 1216424.9451 | 2746659.751 | 1216434.5362
52 | 2746627.4423 | 1216571.2931 | 2746613.6012 | 1216557.1404 | 2746603.5221 | 1216546.3053 | 2746602.3641 | 1216537.8028 | 2746603.6973 | 1216531.1632 | 2746607.411 | 1216518.855 | 2746606.2061 | 1216501.7661 | 2746597.5177 | 1216473.9283 | 2746591.8061 | 1216457.5403 | 2746587.9868 | 1216447.2931 | 2746587.5542 | 1216431.8469 | 2746587.7241 | 1216424.9451
53 | 2746462.7379 | 1216300.2254 | 2746447.4913 | 1216316.7601 | 2746440.2321 | 1216324.5279
54 | 2746627.4423 | 1216571.2931 | 2746614.2575 | 1216582.1589
55 | 2746627.4423 | 1216571.2931 | 2746636.4451 | 1216564.6339
56 | 2746822.8445 | 1216450.4762 | 2746754.0806 | 1216489.7391 | 2746750.4915 | 1216491.8012
57 | 2746822.8445 | 1216450.4762 | 2746812.3578 | 1216438.7524
58 | 2746695.0712 | 1216524.372 | 2746714.1213 | 1216512.6975 | 2746750.4915 | 1216491.8012
59 | 2746809.1958 | 1216426.0833 | 2746809.6646 | 1216433.2367 | 2746812.0219 | 1216438.377 | 2746812.3578 | 1216438.7524
60 | 2746864.6113 | 1216461.265 | 2746847.7088 | 1216473.1023
61 | 2746883.8596 | 1216463.9865 | 2746884.9079 | 1216466.0966 | 2746886.36 | 1216471.3991
62 | 2746883.7546 | 1216503.5049 | 2746886.1756 | 1216497.8554 | 2746888.3397 | 1216486.7991 | 2746888.2807 | 1216478.4126 | 2746886.36 | 1216471.3991
63 | 2746883.7546 | 1216503.5049 | 2746882.1294 | 1216507.2972 | 2746873.255 | 1216518.7773 | 2746869.6572 | 1216521.7171
64 | 2746869.6572 | 1216521.7171 | 2746864.5696 | 1216525.8742
65 | 2746846.4309 | 1216473.9972 | 2746847.7088 | 1216473.1023
66 | 2746855.7999 | 1216533.0399 | 2746864.5696 | 1216525.8742
67 | 2746846.4309 | 1216473.9972 | 2746831.9779 | 1216484.1191
68 | 2746695.0712 | 1216524.372 | 2746668.9241 | 1216541.0764 | 2746659.5244 | 1216547.3839 | 2746652.7363 | 1216552.5102
69 | 2746695.0712 | 1216524.372 | 2746697.1899 | 1216527.4824 | 2746701.6996 | 1216529.4284 | 2746706.6067 | 1216527.581 | 2746721.5163 | 1216520.0146
70 | 2746809.1567 | 1216425.4868 | 2746809.1958 | 1216426.0833
71 | 2746855.7999 | 1216533.0399 | 2746848.6838 | 1216538.8544
72 | 2746842.0508 | 1216544.2742 | 2746848.6838 | 1216538.8544
73 | 2746831.9779 | 1216484.1191 | 2746830.9397 | 1216484.8462
74 | 2746822.7251 | 1216490.5991 | 2746830.9397 | 1216484.8462
75 | 2746822.7251 | 1216490.5991 | 2746816.0555 | 1216495.27
76 | 2746805.3879 | 1216502.7408 | 2746816.0555 | 1216495.27
77 | 2746833.5974 | 1216551.1815 | 2746842.0508 | 1216544.2742
78 | 2746801.7351 | 1216505.2989 | 2746805.3879 | 1216502.7408
79 | 2746823.7255 | 1216559.2477 | 2746833.5974 | 1216551.1815
80 | 2746823.7255 | 1216559.2477 | 2746832.1532 | 1216570.83
81 | 2746823.7255 | 1216559.2477 | 2746818.9637 | 1216563.1291
82 | 2746832.1532 | 1216570.83 | 2746836.0026 | 1216576.1203 | 2746837.1093 | 1216581.4522 | 2746835.3883 | 1216586.2473 | 2746817.2792 | 1216600.9031
83 | 2746818.9637 | 1216563.1291 | 2746809.6235 | 1216570.7425
84 | 2746801.7528 | 1216613.4688 | 2746817.2792 | 1216600.9031
85 | 2746800.3402 | 1216578.3095 | 2746809.6235 | 1216570.7425
86 | 2746801.7528 | 1216613.4688 | 2746799.0376 | 1216615.6663 | 2746796.2205 | 1216619.3223 | 2746796.3126 | 1216620.6428
87 | 2746800.3402 | 1216578.3095 | 2746793.9429 | 1216583.5241 | 2746750.5095 | 1216619.3739
88 | 2746800.7559 | 1216630.7733 | 2746796.546 | 1216623.9899 | 2746796.3126 | 1216620.6428
89 | 2746800.7559 | 1216630.7733 | 2746806.9693 | 1216640.785
90 | 2746816.0081 | 1216386.0287 | 2746818.5685 | 1216393.4437 | 2746811.3073 | 1216407.2769 | 2746810.3193 | 1216413.5602
91 | 2746810.3193 | 1216413.5602 | 2746808.947 | 1216422.2873 | 2746809.1567 | 1216425.4868
92 | 2746652.7363 | 1216552.5102 | 2746648.278 | 1216555.8812 | 2746636.4451 | 1216564.6339
93 | 2746652.7363 | 1216552.5102 | 2746655.1883 | 1216555.3508 | 2746657.1506 | 1216558.0236 | 2746657.297 | 1216560.407 | 2746653.1944 | 1216579.6165
94 | 2746721.5163 | 1216520.0146 | 2746729.782 | 1216515.8198
95 | 2746657.2963 | 1216607.9371 | 2746651.2324 | 1216600.9374 | 2746650.0933 | 1216594.1368 | 2746653.1944 | 1216579.6165
96 | 2746758.2056 | 1216517.8426 | 2746753.968 | 1216511.266 | 2746750.414 | 1216508.1425 | 2746746.1683 | 1216507.5041 | 2746729.782 | 1216515.8198
97 | 2746657.2963 | 1216607.9371 | 2746678.4279 | 1216632.3226 | 2746679.2459 | 1216634.8894 | 2746676.6643 | 1216637.9285 | 2746661.8444 | 1216648.9943
98 | 2746657.2963 | 1216607.9371 | 2746674.5459 | 1216593.7389
99 | 2746758.2056 | 1216517.8426 | 2746766.1423 | 1216530.1599 | 2746766.7625 | 1216533.9674 | 2746766.7625 | 1216533.9674
100 | 2746766.7625 | 1216533.9674 | 2746765.2529 | 1216537.2775 | 2746755.4335 | 1216544.1122
101 | 2746755.1536 | 1216544.307 | 2746755.4335 | 1216544.1122
102 | 2746747.2142 | 1216549.8332 | 2746755.1536 | 1216544.307
103 | 2746749.2701 | 1216620.3969 | 2746750.5095 | 1216619.3739
104 | 2746739.938 | 1216628.0996 | 2746749.2701 | 1216620.3969
105 | 2746739.938 | 1216628.0996 | 2746732.9998 | 1216632.2324 | 2746721.6156 | 1216641.5432
106 | 2746739.938 | 1216628.0996 | 2746739.3482 | 1216638.4718 | 2746741.3684 | 1216651.1685
107 | 2746704.009 | 1216655.9431 | 2746721.6156 | 1216641.5432
108 | 2746741.3684 | 1216651.1685 | 2746743.1302 | 1216662.2411 | 2746739.877 | 1216664.7511
109 | 2746812.0708 | 1216649.0051 | 2746806.9693 | 1216640.785
110 | 2746812.0708 | 1216649.0051 | 2746923.8574 | 1216732.2762
111 | 2746908.101 | 1216948.2195 | 2746914.1116 | 1216941.0392 | 2746936.9985 | 1216923.1323 | 2746951.1733 | 1216905.2218 | 2746959.3632 | 1216891.3006 | 2746967.9166 | 1216889.1207 | 2746989.6491 | 1216891.8368 | 2746993.0687 | 1216891.8691
112 | 2746762.2979 | 1217012.55 | 2746764.6803 | 1217015.122 | 2746773.8477 | 1217015.1366 | 2746810.0127 | 1217001.1597 | 2746839.23 | 1216984.9431 | 2746858.4571 | 1216970.0484 | 2746876.4429 | 1216962.9854 | 2746892.3434 | 1216957.0166 | 2746902.7756 | 1216948.255 | 2746908.101 | 1216948.2195
113 | 2746704.009 | 1216655.9431 | 2746693.7971 | 1216664.2952 | 2746689.5126 | 1216667.51
114 | 2746722.6637 | 1216678.0316 | 2746739.877 | 1216664.7511
115 | 2746721.5459 | 1216678.894 | 2746722.6637 | 1216678.0316
116 | 2746696.0464 | 1216567.1219 | 2746696.0464 | 1216567.1219 | 2746692.571 | 1216562.6548 | 2746692.571 | 1216562.6548
117 | 2746696.0464 | 1216567.1219 | 2746696.5199 | 1216575.6521 | 2746674.5459 | 1216593.7389
118 | 2746697.336 | 1216556.5368 | 2746692.8546 | 1216560.3931 | 2746692.571 | 1216562.6548
119 | 2746640.2991 | 1216664.0903 | 2746658.6419 | 1216651.3856 | 2746661.8444 | 1216648.9943
120 | 2746640.2991 | 1216664.0903 | 2746639.1216 | 1216664.9059 | 2746629.6506 | 1216671.6454 | 2746618.8908 | 1216675.8177 | 2746593.4708 | 1216688.0141 | 2746584.1397 | 1216694.012 | 2746577.8361 | 1216699.8922
121 | 2746614.2575 | 1216582.1589 | 2746602.6954 | 1216591.6875
122 | 2746577.8361 | 1216699.8922 | 2746575.4168 | 1216702.149 | 2746572.8886 | 1216707.0355 | 2746571.8556 | 1216711.3583 | 2746576.2122 | 1216716.7774
123 | 2746589.3119 | 1216603.0685 | 2746595.1573 | 1216597.8998 | 2746602.6954 | 1216591.6875
124 | 2746589.3119 | 1216603.0685 | 2746567.4646 | 1216622.3866
125 | 2746555.6102 | 1216632.8686 | 2746567.4646 | 1216622.3866
126 | 2746555.6102 | 1216632.8686 | 2746551.29 | 1216628.4697 | 2746512.3392 | 1216607.1048 | 2746485.9771 | 1216585.338 | 2746463.6817 | 1216564.0717 | 2746452.7685 | 1216543.8972 | 2746452.4465 | 1216542.757
127 | 2746555.6102 | 1216632.8686 | 2746540.5047 | 1216646.4196
128 | 2746452.4465 | 1216542.757 | 2746328.4394 | 1216595.3771
129 | 2746576.2122 | 1216716.7774 | 2746580.4566 | 1216722.0568 | 2746582.0262 | 1216726.1459
130 | 2746721.5459 | 1216678.894 | 2746704.323 | 1216692.1819
131 | 2746704.323 | 1216692.1819 | 2746701.466 | 1216694.3862
132 | 2746685.7686 | 1216706.4971 | 2746701.466 | 1216694.3862
133 | 2746676.1679 | 1216713.9043 | 2746685.7686 | 1216706.4971
134 | 2746676.1679 | 1216713.9043 | 2746662.0203 | 1216724.8253
135 | 2746676.1679 | 1216713.9043 | 2746679.879 | 1216719.5894 | 2746682.8008 | 1216722.1636 | 2746687.4276 | 1216722.7446 | 2746700.4635 | 1216720.5302 | 2746700.7978 | 1216720.3977
136 | 2746722.9945 | 1216711.6 | 2746700.7978 | 1216720.3977
137 | 2746700.7978 | 1216720.3977 | 2746740.5691 | 1216842.8915
138 | 2746742.0937 | 1216702.742 | 2746731.4228 | 1216708.2594 | 2746722.9945 | 1216711.6
139 | 2746740.5691 | 1216842.8915 | 2746755.5444 | 1216834.1401 | 2746765.9355 | 1216831.3602 | 2746771.8331 | 1216830.9636
140 | 2746717.4931 | 1216857.5828 | 2746731.0216 | 1216848.471 | 2746740.5691 | 1216842.8915
141 | 2746636.4379 | 1216923.0986 | 2746634.7603 | 1216924.3318
142 | 2746602.6587 | 1216963.7115 | 2746632.0929 | 1216926.2927 | 2746634.7603 | 1216924.3318
143 | 2746637.9333 | 1216921.9993 | 2746636.4379 | 1216923.0986
144 | 2746637.9333 | 1216921.9993 | 2746637.9333 | 1216921.9993 | 2746653.7368 | 1216912.5578 | 2746662.9064 | 1216905.3994 | 2746692.9977 | 1216874.9802 | 2746701.8563 | 1216868.1145 | 2746717.4931 | 1216857.5828
145 | 2746762.2979 | 1217012.55 | 2746729.6057 | 1217032.9405 | 2746715.2125 | 1217055.1276 | 2746714.0854 | 1217056.2287
146 | 2746836.55 | 1216930.9859 | 2746830.4455 | 1216945.3702 | 2746817.386 | 1216965.8106 | 2746802.0155 | 1216980.4781 | 2746778.3721 | 1216997.366 | 2746764.2307 | 1217007.7823 | 2746762.2979 | 1217012.55
147 | 2746758.0779 | 1216693.8485 | 2746748.1956 | 1216699.587 | 2746742.0937 | 1216702.742
148 | 2746771.8331 | 1216830.9636 | 2746776.222 | 1216830.6685 | 2746784.9994 | 1216832.3417 | 2746789.0744 | 1216833.5889
149 | 2746836.55 | 1216930.9859 | 2746826.388 | 1216927.8661 | 2746817.9811 | 1216923.1883 | 2746815.175 | 1216921.3301
150 | 2746836.55 | 1216930.9859 | 2746840.0287 | 1216921.4411 | 2746843.2971 | 1216901.3264 | 2746840.8542 | 1216883.6509 | 2746820.2058 | 1216851.4365 | 2746814.9759 | 1216845.7472 | 2746807.7959 | 1216839.9764
151 | 2746807.7959 | 1216839.9764 | 2746802.9796 | 1216837.8448 | 2746789.0744 | 1216833.5889
152 | 2746815.175 | 1216921.3301 | 2746799.7006 | 1216911.0831 | 2746796.7365 | 1216908.9972 | 2746795.9875 | 1216907.3498
153 | 2746768.6247 | 1216687.7242 | 2746758.0779 | 1216693.8485
154 | 2746795.9875 | 1216907.3498 | 2746794.7289 | 1216904.582
155 | 2746793.6528 | 1216902.2154 | 2746794.7289 | 1216904.582

## bus_geodata
| x | y | coords
0 | 2747373.2817 | 1216209.0679
1 | 2747378.1838 | 1216206.5254
2 | 2747301.1073 | 1216242.1174
3 | 2747296.372 | 1216230.3146
4 | 2747293.3564 | 1216244.6711
5 | 2747285.911 | 1216181.0321
6 | 2747292.2536 | 1216245.0345
7 | 2747284.5193 | 1216156.2753
8 | 2747285.7909 | 1216233.635
9 | 2747271.8732 | 1216251.7478
10 | 2747263.5617 | 1215994.064
11 | 2747282.1832 | 1216123.7889
12 | 2747250.4605 | 1215969.1537
13 | 2747246.4703 | 1215963.0068
14 | 2746982.1476 | 1215877.3913
15 | 2746977.349 | 1216095.3763
16 | 2747252.9798 | 1216257.9696
17 | 2747065.7008 | 1216322.0185
18 | 2747304.2876 | 1216303.0367
19 | 2747169.0721 | 1216389.0613
20 | 2747039.8627 | 1216333.2019
21 | 2747313.2012 | 1216317.1407
22 | 2747019.8832 | 1216315.3936
23 | 2746992.707 | 1216180.2331
24 | 2746970.5328 | 1216367.2771
25 | 2747112.5955 | 1216393.9542
26 | 2747220.1625 | 1216193.3492
27 | 2747314.1127 | 1216318.5829
28 | 2746989.5326 | 1216146.5833
29 | 2746877.8881 | 1216451.9669
30 | 2746984.8399 | 1216494.7841
31 | 2747127.0221 | 1216466.7239
32 | 2747352.4578 | 1216370.7432
33 | 2747325.2634 | 1216334.3101
34 | 2747319.2483 | 1216326.1254
35 | 2747341.9733 | 1216322.7588
36 | 2747205.3366 | 1216179.7043
37 | 2747170.7061 | 1216162.1604
38 | 2747208.7146 | 1216181.4156
39 | 2747348.5667 | 1216320.8698
40 | 2746483.3239 | 1216139.451
41 | 2746522.249 | 1216174.9636
42 | 2746643.5301 | 1216266.3802
43 | 2746653.7112 | 1216249.6796
44 | 2746614.783 | 1216352.0809
45 | 2746552.4472 | 1216201.1285
46 | 2746587.7241 | 1216424.9451
47 | 2746462.7379 | 1216300.2254
48 | 2746659.751 | 1216434.5362
49 | 2746627.4423 | 1216571.2931
50 | 2746822.8445 | 1216450.4762
51 | 2746750.4915 | 1216491.8012
52 | 2746812.3578 | 1216438.7524
53 | 2746864.6113 | 1216461.265
54 | 2746883.8596 | 1216463.9865
55 | 2746985.2203 | 1216495.1613
56 | 2746987.1473 | 1216136.5784
57 | 2746440.2321 | 1216324.5279
58 | 2746886.36 | 1216471.3991
59 | 2746883.7546 | 1216503.5049
60 | 2746869.6572 | 1216521.7171
61 | 2746847.7088 | 1216473.1023
62 | 2746864.5696 | 1216525.8742
63 | 2746846.4309 | 1216473.9972
64 | 2746695.0712 | 1216524.372
65 | 2746809.1958 | 1216426.0833
66 | 2746855.7999 | 1216533.0399
67 | 2746848.6838 | 1216538.8544
68 | 2746831.9779 | 1216484.1191
69 | 2746830.9397 | 1216484.8462
70 | 2746822.7251 | 1216490.5991
71 | 2746816.0555 | 1216495.27
72 | 2746842.0508 | 1216544.2742
73 | 2746805.3879 | 1216502.7408
74 | 2746801.7351 | 1216505.2989
75 | 2746833.5974 | 1216551.1815
76 | 2746823.7255 | 1216559.2477
77 | 2746832.1532 | 1216570.83
78 | 2746818.9637 | 1216563.1291
79 | 2746817.2792 | 1216600.9031
80 | 2746809.6235 | 1216570.7425
81 | 2746801.7528 | 1216613.4688
82 | 2746800.3402 | 1216578.3095
83 | 2746796.3126 | 1216620.6428
84 | 2746800.7559 | 1216630.7733
85 | 2746816.0081 | 1216386.0287
86 | 2746810.3193 | 1216413.5602
87 | 2746809.1567 | 1216425.4868
88 | 2746652.7363 | 1216552.5102
89 | 2746721.5163 | 1216520.0146
90 | 2746636.4451 | 1216564.6339
91 | 2746653.1944 | 1216579.6165
92 | 2746729.782 | 1216515.8198
93 | 2746657.2963 | 1216607.9371
94 | 2746758.2056 | 1216517.8426
95 | 2746766.7625 | 1216533.9674
96 | 2746755.4335 | 1216544.1122
97 | 2746755.1536 | 1216544.307
98 | 2746747.2142 | 1216549.8332
99 | 2746750.5095 | 1216619.3739
100 | 2746749.2701 | 1216620.3969
101 | 2746739.938 | 1216628.0996
102 | 2746721.6156 | 1216641.5432
103 | 2746741.3684 | 1216651.1685
104 | 2746806.9693 | 1216640.785
105 | 2746812.0708 | 1216649.0051
106 | 2746923.8574 | 1216732.2762
107 | 2746993.0687 | 1216891.8691
108 | 2746908.101 | 1216948.2195
109 | 2746704.009 | 1216655.9431
110 | 2746739.877 | 1216664.7511
111 | 2746689.5126 | 1216667.51
112 | 2746722.6637 | 1216678.0316
113 | 2746696.0464 | 1216567.1219
114 | 2746692.571 | 1216562.6548
115 | 2746674.5459 | 1216593.7389
116 | 2746697.336 | 1216556.5368
117 | 2746661.8444 | 1216648.9943
118 | 2746640.2991 | 1216664.0903
119 | 2746614.2575 | 1216582.1589
120 | 2746577.8361 | 1216699.8922
121 | 2746602.6954 | 1216591.6875
122 | 2746589.3119 | 1216603.0685
123 | 2746567.4646 | 1216622.3866
124 | 2746555.6102 | 1216632.8686
125 | 2746452.4465 | 1216542.757
126 | 2746540.5047 | 1216646.4196
127 | 2746328.4394 | 1216595.3771
128 | 2746576.2122 | 1216716.7774
129 | 2746582.0262 | 1216726.1459
130 | 2746721.5459 | 1216678.894
131 | 2746704.323 | 1216692.1819
132 | 2746701.466 | 1216694.3862
133 | 2746685.7686 | 1216706.4971
134 | 2746676.1679 | 1216713.9043
135 | 2746662.0203 | 1216724.8253
136 | 2746700.7978 | 1216720.3977
137 | 2746722.9945 | 1216711.6
138 | 2746740.5691 | 1216842.8915
139 | 2746634.7603 | 1216924.3318
140 | 2746636.4379 | 1216923.0986
141 | 2746602.6587 | 1216963.7115
142 | 2746637.9333 | 1216921.9993
143 | 2746717.4931 | 1216857.5828
144 | 2746714.0854 | 1217056.2287
145 | 2746762.2979 | 1217012.55
146 | 2746742.0937 | 1216702.742
147 | 2746771.833 | 1216830.9636
148 | 2746836.55 | 1216930.9859
149 | 2746789.0744 | 1216833.5889
150 | 2746807.7959 | 1216839.9764
151 | 2746815.175 | 1216921.3301
152 | 2746758.0779 | 1216693.8485
153 | 2746795.9875 | 1216907.3498
154 | 2746794.7289 | 1216904.582
155 | 2746793.6528 | 1216902.2154
156 | 2746768.6247 | 1216687.7242
157 | 2746797.8628 | 1216508.0108

## line_std_types
| c_nf_per_km | r_ohm_per_km | x_ohm_per_km | max_i_ka | type | q_mm2 | alpha | voltage_rating
NAYY 4x50 SE | 210 | 0.642 | 0.083 | 0.142 | cs | 50 | 0.00403 | LV
NAYY 4x120 SE | 264 | 0.225 | 0.08 | 0.242 | cs | 120 | 0.00403 | LV
NAYY 4x150 SE | 261 | 0.208 | 0.08 | 0.27 | cs | 150 | 0.00403 | LV
NA2XS2Y 1x95 RM/25 12/20 kV | 216 | 0.313 | 0.132 | 0.252 | cs | 95 | 0.00403 | MV
NA2XS2Y 1x185 RM/25 12/20 kV | 273 | 0.161 | 0.117 | 0.362 | cs | 185 | 0.00403 | MV
NA2XS2Y 1x240 RM/25 12/20 kV | 304 | 0.122 | 0.112 | 0.421 | cs | 240 | 0.00403 | MV
NA2XS2Y 1x95 RM/25 6/10 kV | 315 | 0.313 | 0.123 | 0.249 | cs | 95 | 0.00403 | MV
NA2XS2Y 1x185 RM/25 6/10 kV | 406 | 0.161 | 0.11 | 0.358 | cs | 185 | 0.00403 | MV
NA2XS2Y 1x240 RM/25 6/10 kV | 456 | 0.122 | 0.105 | 0.416 | cs | 240 | 0.00403 | MV
NA2XS2Y 1x150 RM/25 12/20 kV | 250 | 0.206 | 0.116 | 0.319 | cs | 150 | 0.00403 | MV
NA2XS2Y 1x120 RM/25 12/20 kV | 230 | 0.253 | 0.119 | 0.283 | cs | 120 | 0.00403 | MV
NA2XS2Y 1x70 RM/25 12/20 kV | 190 | 0.443 | 0.132 | 0.22 | cs | 70 | 0.00403 | MV
NA2XS2Y 1x150 RM/25 6/10 kV | 360 | 0.206 | 0.11 | 0.315 | cs | 150 | 0.00403 | MV
NA2XS2Y 1x120 RM/25 6/10 kV | 340 | 0.253 | 0.113 | 0.28 | cs | 120 | 0.00403 | MV
NA2XS2Y 1x70 RM/25 6/10 kV | 280 | 0.443 | 0.123 | 0.217 | cs | 70 | 0.00403 | MV
N2XS(FL)2Y 1x120 RM/35 64/110 kV | 112 | 0.153 | 0.166 | 0.366 | cs | 120 | 0.00393 | HV
N2XS(FL)2Y 1x185 RM/35 64/110 kV | 125 | 0.099 | 0.156 | 0.457 | cs | 185 | 0.00393 | HV
N2XS(FL)2Y 1x240 RM/35 64/110 kV | 135 | 0.075 | 0.149 | 0.526 | cs | 240 | 0.00393 | HV
N2XS(FL)2Y 1x300 RM/35 64/110 kV | 144 | 0.06 | 0.144 | 0.588 | cs | 300 | 0.00393 | HV
15-AL1/3-ST1A 0.4 | 11 | 1.8769 | 0.35 | 0.105 | ol | 16 | 0.00403 | LV
24-AL1/4-ST1A 0.4 | 11.25 | 1.2012 | 0.335 | 0.14 | ol | 24 | 0.00403 | LV
48-AL1/8-ST1A 0.4 | 12.2 | 0.5939 | 0.3 | 0.21 | ol | 48 | 0.00403 | LV
94-AL1/15-ST1A 0.4 | 13.2 | 0.306 | 0.29 | 0.35 | ol | 94 | 0.00403 | LV
34-AL1/6-ST1A 10.0 | 9.7 | 0.8342 | 0.36 | 0.17 | ol | 34 | 0.00403 | MV
48-AL1/8-ST1A 10.0 | 10.1 | 0.5939 | 0.35 | 0.21 | ol | 48 | 0.00403 | MV
70-AL1/11-ST1A 10.0 | 10.4 | 0.4132 | 0.339 | 0.29 | ol | 70 | 0.00403 | MV
94-AL1/15-ST1A 10.0 | 10.75 | 0.306 | 0.33 | 0.35 | ol | 94 | 0.00403 | MV
122-AL1/20-ST1A 10.0 | 11.1 | 0.2376 | 0.323 | 0.41 | ol | 122 | 0.00403 | MV
149-AL1/24-ST1A 10.0 | 11.25 | 0.194 | 0.315 | 0.47 | ol | 149 | 0.00403 | MV
34-AL1/6-ST1A 20.0 | 9.15 | 0.8342 | 0.382 | 0.17 | ol | 34 | 0.00403 | MV
48-AL1/8-ST1A 20.0 | 9.5 | 0.5939 | 0.372 | 0.21 | ol | 48 | 0.00403 | MV
70-AL1/11-ST1A 20.0 | 9.7 | 0.4132 | 0.36 | 0.29 | ol | 70 | 0.00403 | MV
94-AL1/15-ST1A 20.0 | 10 | 0.306 | 0.35 | 0.35 | ol | 94 | 0.00403 | MV
122-AL1/20-ST1A 20.0 | 10.3 | 0.2376 | 0.344 | 0.41 | ol | 122 | 0.00403 | MV
149-AL1/24-ST1A 20.0 | 10.5 | 0.194 | 0.337 | 0.47 | ol | 149 | 0.00403 | MV
184-AL1/30-ST1A 20.0 | 10.75 | 0.1571 | 0.33 | 0.535 | ol | 184 | 0.00403 | MV
243-AL1/39-ST1A 20.0 | 11 | 0.1188 | 0.32 | 0.645 | ol | 243 | 0.00403 | MV
48-AL1/8-ST1A 110.0 | 8 | 0.5939 | 0.46 | 0.21 | ol | 48 | 0.00403 | HV
70-AL1/11-ST1A 110.0 | 8.4 | 0.4132 | 0.45 | 0.29 | ol | 70 | 0.00403 | HV
94-AL1/15-ST1A 110.0 | 8.65 | 0.306 | 0.44 | 0.35 | ol | 94 | 0.00403 | HV
122-AL1/20-ST1A 110.0 | 8.5 | 0.2376 | 0.43 | 0.41 | ol | 122 | 0.00403 | HV
149-AL1/24-ST1A 110.0 | 8.75 | 0.194 | 0.41 | 0.47 | ol | 149 | 0.00403 | HV
184-AL1/30-ST1A 110.0 | 8.8 | 0.1571 | 0.4 | 0.535 | ol | 184 | 0.00403 | HV
243-AL1/39-ST1A 110.0 | 9 | 0.1188 | 0.39 | 0.645 | ol | 243 | 0.00403 | HV
305-AL1/39-ST1A 110.0 | 9.2 | 0.0949 | 0.38 | 0.74 | ol | 305 | 0.00403 | HV
490-AL1/64-ST1A 110.0 | 9.75 | 0.059 | 0.37 | 0.96 | ol | 490 | 0.00403 | HV
679-AL1/86-ST1A 110.0 | 9.95 | 0.042 | 0.36 | 1.15 | ol | 679 | 0.00403 | HV
490-AL1/64-ST1A 220.0 | 10 | 0.059 | 0.285 | 0.96 | ol | 490 | 0.00403 | HV
679-AL1/86-ST1A 220.0 | 11.7 | 0.042 | 0.275 | 1.15 | ol | 679 | 0.00403 | HV
490-AL1/64-ST1A 380.0 | 11 | 0.059 | 0.253 | 0.96 | ol | 490 | 0.00403 | HV
679-AL1/86-ST1A 380.0 | 14.6 | 0.042 | 0.25 | 1.15 | ol | 679 | 0.00403 | HV

## trafo_std_types
| i0_percent | pfe_kw | vkr_percent | sn_mva | vn_lv_kv | vn_hv_kv | vk_percent | shift_degree | vector_group | tap_side | tap_neutral | tap_min | tap_max | tap_step_degree | tap_step_percent | tap_phase_shifter
160 MVA 380/110 kV | 0.06 | 60 | 0.25 | 160 | 110 | 380 | 12.2 | 0 | Yy0 | hv | 0 | -9 | 9 | 0 | 1.5 | FALSE
100 MVA 220/110 kV | 0.06 | 55 | 0.26 | 100 | 110 | 220 | 12 | 0 | Yy0 | hv | 0 | -9 | 9 | 0 | 1.5 | FALSE
63 MVA 110/20 kV | 0.04 | 22 | 0.32 | 63 | 20 | 110 | 18 | 150 | YNd5 | hv | 0 | -9 | 9 | 0 | 1.5 | FALSE
40 MVA 110/20 kV | 0.05 | 18 | 0.34 | 40 | 20 | 110 | 16.2 | 150 | YNd5 | hv | 0 | -9 | 9 | 0 | 1.5 | FALSE
25 MVA 110/20 kV | 0.07 | 14 | 0.41 | 25 | 20 | 110 | 12 | 150 | YNd5 | hv | 0 | -9 | 9 | 0 | 1.5 | FALSE
63 MVA 110/10 kV | 0.04 | 22 | 0.32 | 63 | 10 | 110 | 18 | 150 | YNd5 | hv | 0 | -9 | 9 | 0 | 1.5 | FALSE
40 MVA 110/10 kV | 0.05 | 18 | 0.34 | 40 | 10 | 110 | 16.2 | 150 | YNd5 | hv | 0 | -9 | 9 | 0 | 1.5 | FALSE
25 MVA 110/10 kV | 0.07 | 14 | 0.41 | 25 | 10 | 110 | 12 | 150 | YNd5 | hv | 0 | -9 | 9 | 0 | 1.5 | FALSE
0.25 MVA 20/0.4 kV | 0.32 | 0.8 | 1.44 | 0.25 | 0.4 | 20 | 6 | 150 | Yzn5 | hv | 0 | -2 | 2 | 0 | 2.5 | FALSE
0.4 MVA 20/0.4 kV | 0.3375 | 1.35 | 1.425 | 0.4 | 0.4 | 20 | 6 | 150 | Dyn5 | hv | 0 | -2 | 2 | 0 | 2.5 | FALSE
0.63 MVA 20/0.4 kV | 0.2619 | 1.65 | 1.206 | 0.63 | 0.4 | 20 | 6 | 150 | Dyn5 | hv | 0 | -2 | 2 | 0 | 2.5 | FALSE
0.25 MVA 10/0.4 kV | 0.24 | 0.6 | 1.2 | 0.25 | 0.4 | 10 | 4 | 150 | Dyn5 | hv | 0 | -2 | 2 | 0 | 2.5 | FALSE
0.4 MVA 10/0.4 kV | 0.2375 | 0.95 | 1.325 | 0.4 | 0.4 | 10 | 4 | 150 | Dyn5 | hv | 0 | -2 | 2 | 0 | 2.5 | FALSE
0.63 MVA 10/0.4 kV | 0.1873 | 1.18 | 1.0794 | 0.63 | 0.4 | 10 | 4 | 150 | Dyn5 | hv | 0 | -2 | 2 | 0 | 2.5 | FALSE

## trafo3w_std_types
| sn_hv_mva | sn_mv_mva | sn_lv_mva | vn_hv_kv | vn_mv_kv | vn_lv_kv | vk_hv_percent | vk_mv_percent | vk_lv_percent | vkr_hv_percent | vkr_mv_percent | vkr_lv_percent | pfe_kw | i0_percent | shift_mv_degree | shift_lv_degree | vector_group | tap_side | tap_neutral | tap_min | tap_max | tap_step_percent
63/25/38 MVA 110/20/10 kV | 63 | 25 | 38 | 110 | 20 | 10 | 10.4 | 10.4 | 10.4 | 0.28 | 0.32 | 0.35 | 35 | 0.89 | 0 | 0 | YN0yn0yn0 | hv | 0 | -10 | 10 | 1.2
63/25/38 MVA 110/10/10 kV | 63 | 25 | 38 | 110 | 10 | 10 | 10.4 | 10.4 | 10.4 | 0.28 | 0.32 | 0.35 | 35 | 0.89 | 0 | 0 | YN0yn0yn0 | hv | 0 | -10 | 10 | 1.2

## fuse_std_types
| fuse_type | i_rated_a | t_avg | t_min | t_total | x_avg | x_min | x_total
HV 100A | HV 100A | 100 | 0 | [10.0, 3.64, 0.854, 0.281, 0.1, 0.0531, 0.022, 0.01] | [10.0, 4.267, 1.21, 0.403, 0.1, 0.058, 0.022, 0.01] | 0 | [300.0, 350.0, 450.0, 550.0, 700.0, 850.0, 1200.0, 1752.0] | [600.0, 700.0, 900.0, 1150.0, 1665.0, 2000.0, 3000.0, 4313.0]
HV 10A | HV 10A | 10 | 0 | [10.0, 1675.0, 0.344, 0.156, 0.1, 0.0417, 0.0171, 0.01] | [10.0, 1.3, 0.3, 0.155, 0.1, 0.0555, 0.023, 0.01] | 0 | [30.0, 32.0, 35.0, 37.0, 39.0, 50.0, 70.0, 88.0] | [60.0, 70.0, 80.0, 87.0, 94.0, 110.0, 150.0, 216.0]
HV 125A | HV 125A | 125 | 0 | [10.0, 1.82, 0.344, 0.1, 0.0467, 0.0269, 0.01] | [10.0, 2.478, 0.426, 0.1, 0.0427, 0.0211, 0.01] | 0 | [375.0, 500.0, 700.0, 925.0, 1200.0, 1500.0, 2341.0] | [750.0, 1000.0, 1500.0, 2200.0, 3000.0, 4000.0, 5765.0]
HV 160A | HV 160A | 160 | 0 | [10.0, 4.15, 1.03, 0.198, 0.1, 0.051, 0.0172, 0.01] | [10.0, 2.3, 0.734, 0.274, 0.1, 0.046, 0.0177, 0.01] | 0 | [480.0, 550.0, 700.0, 1000.0, 1260.0, 1600.0, 2500.0, 3227.0] | [960.0, 1300.0, 1700.0, 2200.0, 2996.0, 4000.0, 6000.0, 7946.0]
HV 16A | HV 16A | 16 | 0 | [10.0, 0.352, 0.164, 0.1, 0.0649, 0.0342, 0.01] | [10.0, 2.34, 0.722, 0.181, 0.1, 0.055, 0.0296, 0.01] | 0 | [48.0, 60.0, 65.0, 71.0, 80.0, 100.0, 162.0] | [96.0, 110.0, 125.0, 150.0, 168.0, 200.0, 250.0, 398.0]
HV 200A | HV 200A | 200 | 0 | [10.0, 4.267, 1.21, 0.403, 0.1, 0.058, 0.022, 0.01] | [10.0, 3.73, 1.654, 0.328, 0.1, 0.0531, 0.019, 0.01] | 0 | [600.0, 700.0, 900.0, 1150.0, 1665.0, 2000.0, 3000.0, 4313.0] | [1200.0, 1500.0, 1800.0, 2700.0, 3960.0, 5000.0, 7500.0, 10620.0]
HV 20A | HV 20A | 20 | 0 | [10.0, 1.3, 0.3, 0.155, 0.1, 0.0555, 0.023, 0.01] | [10.0, 1.3, 0.161, 0.1, 0.0611, 0.0399, 0.0141, 0.01] | 0 | [60.0, 70.0, 80.0, 87.0, 94.0, 110.0, 150.0, 216.0] | [120.0, 150.0, 200.0, 223.0, 260.0, 300.0, 450.0, 532.0]
HV 25A | HV 25A | 25 | 0 | [10.0, 2.512, 0.833, 0.299, 0.1, 0.0372, 0.0223, 0.01] | [10.0, 3.125, 0.597, 0.198, 0.1, 0.0378, 0.022, 0.01] | 0 | [75.0, 82.0, 90.0, 100.0, 124.0, 170.0, 200.0, 289.0] | [150.0, 170.0, 210.0, 250.0, 294.0, 400.0, 500.0, 711.0]
HV 31.5A | HV 31.5A | 31.5 | 0 | [10.0, 2.34, 0.722, 0.181, 0.1, 0.055, 0.0296, 0.01] | [10.0, 2.84, 0.368, 0.164, 0.1, 0.0621, 0.0378, 0.0195, 0.01] | 0 | [95.0, 110.0, 125.0, 150.0, 165.0, 200.0, 250.0, 390.0] | [189.0, 220.0, 300.0, 350.0, 393.0, 450.0, 530.0, 700.0, 960.0]
HV 40A | HV 40A | 40 | 0 | [10.0, 1.3, 0.161, 0.1, 0.0611, 0.0399, 0.0141, 0.01] | [10.0, 2.05, 0.369, 0.198, 0.1, 0.051, 0.0298, 0.01] | 0 | [120.0, 150.0, 200.0, 223.0, 260.0, 300.0, 450.0, 532.0] | [240.0, 300.0, 400.0, 450.0, 530.0, 650.0, 800.0, 1311.0]
HV 50A | HV 50A | 50 | 0 | [10.0, 3.215, 0.597, 0.198, 0.1, 0.0378, 0.022, 0.01] | [10.0, 3.64, 0.854, 0.281, 0.1, 0.0531, 0.022, 0.01] | 0 | [150.0, 170.0, 210.0, 250.0, 294.0, 400.0, 500.0, 711.0] | [300.0, 350.0, 450.0, 550.0, 700.0, 850.0, 1200.0, 1752.0]
HV 6.3A | HV 6.3A | 6.3 | 0 | [10.0, 1.39, 0.344, 0.168, 0.1, 0.056, 0.0263, 0.01] | [10.0, 1.711, 0.516, 0.198, 0.1, 0.0634, 0.0303, 0.01] | 0 | [19.0, 19.5, 20.4, 20.8, 22.0, 25.0, 32.0, 48.0] | [38.0, 40.0, 43.0, 48.0, 53.0, 60.0, 75.0, 118.0]
HV 63A | HV 63A | 63 | 0 | [10.0, 2.84, 0.368, 0.164, 0.1, 0.0621, 0.0378, 0.0195, 0.01] | [10.0, 1.82, 0.344, 0.1, 0.0467, 0.0269, 0.01] | 0 | [189.0, 220.0, 300.0, 350.0, 393.0, 450.0, 530.0, 700.0, 961.0] | [378.0, 500.0, 700.0, 934.0, 1200.0, 1500.0, 2366.0]
HV 80A | HV 80A | 80 | 0 | [10.0, 2.05, 0.369, 0.198, 0.1, 0.051, 0.0298, 0.01] | [10.0, 4.15, 1.03, 0.198, 0.1, 0.051, 0.0172, 0.01] | 0 | [240.0, 300.0, 400.0, 450.0, 530.0, 650.0, 800.0, 1311.0] | [480.0, 550.0, 700.0, 1000.0, 1260.0, 1600.0, 2500.0, 3227.0]
Siemens NH-1-100 | Siemens NH-1-100 | 100 | [5400.0, 2000.0, 400.0, 20.0, 1.0, 0.2, 0.012, 0.004] | 0 | 0 | [150.0, 190.0, 250.0, 430.0, 900.0, 1250.0, 2700.0, 3600.0] | 0 | 0
Siemens NH-1-125 | Siemens NH-1-125 | 125 | [4800.0, 120.0, 7.0, 0.1, 0.004] | 0 | 0 | [180.0, 400.0, 740.0, 2000.0, 4250.0] | 0 | 0
Siemens NH-1-16 | Siemens NH-1-16 | 16 | [4000.0, 400.0, 2.0, 0.1, 0.04, 0.01] | 0 | 0 | [26.0, 35.0, 75.0, 150.0, 200.0, 300.0] | 0 | 0
Siemens NH-1-160 | Siemens NH-1-160 | 160 | [4800.0, 120.0, 7.0, 0.1, 0.004] | 0 | 0 | [210.0, 500.0, 900.0, 2300.0, 5000.0] | 0 | 0
Siemens NH-1-25 | Siemens NH-1-25 | 25 | [4000.0, 1000.0, 10.0, 0.2, 0.02, 0.01] | 0 | 0 | [40.0, 50.0, 100.0, 210.0, 400.0, 500.0] | 0 | 0
Siemens NH-1-50 | Siemens NH-1-50 | 50 | [4000.0, 40.0, 4.0, 1.0, 0.02, 0.01] | 0 | 0 | [86.0, 200.0, 300.0, 400.0, 1000.0, 1280.0] | 0 | 0
Siemens NH-1-63 | Siemens NH-1-63 | 63 | [4000.0, 100.0, 10.0, 2.0, 0.04, 0.01] | 0 | 0 | [100.0, 200.0, 300.0, 400.0, 1000.0, 1500.0] | 0 | 0
Siemens NH-1-80 | Siemens NH-1-80 | 80 | [4800.0, 120.0, 7.0, 0.1, 0.01] | 0 | 0 | [150.58, 250.0, 450.0, 1150.0, 2470.0] | 0 | 0
Siemens NH-2-1000 | Siemens NH-2-1000 | 1000 | [4800.0, 120.0, 7.0, 0.1, 0.004] | 0 | 0 | [1900.0, 3500.0, 8400.0, 24000.0, 52000.0] | 0 | 0
Siemens NH-2-200 | Siemens NH-2-200 | 200 | [4800.0, 120.0, 7.0, 0.1, 0.004] | 0 | 0 | [280.0, 650.0, 1200.0, 3000.0, 7000.0] | 0 | 0
Siemens NH-2-224 | Siemens NH-2-224 | 224 | [4800.0, 120.0, 7.0, 0.2, 0.04, 0.004] | 0 | 0 | [400.0, 750.0, 1453.0, 3025.0, 4315.0, 7600.0] | 0 | 0
Siemens NH-2-250 | Siemens NH-2-250 | 250 | [4800.0, 120.0, 7.0, 0.1, 0.004] | 0 | 0 | [450.0, 800.0, 1650.0, 4000.0, 8500.0] | 0 | 0
Siemens NH-2-315 | Siemens NH-2-315 | 315 | [4800.0, 120.0, 7.0, 0.1, 0.004] | 0 | 0 | [550.0, 920.0, 1900.0, 5000.0, 11000.0] | 0 | 0
Siemens NH-2-355 | Siemens NH-2-355 | 355 | [4800.0, 120.0, 6.0, 0.1, 0.004] | 0 | 0 | [650.0, 1116.27, 2350.0, 5840.0, 12790.0] | 0 | 0
Siemens NH-2-400 | Siemens NH-2-400 | 400 | [4800.0, 120.0, 7.0, 0.1, 0.004] | 0 | 0 | [720.0, 1350.0, 2800.0, 6500.0, 15000.0] | 0 | 0
Siemens NH-2-425 | Siemens NH-2-425 | 425 | [4800.0, 120.0, 7.0, 0.1, 0.004] | 0 | 0 | [850.0, 1500.0, 3050.0, 7500.0, 16500.0] | 0 | 0
Siemens NH-2-630 | Siemens NH-2-630 | 630 | [4800.0, 120.0, 7.0, 0.1, 0.004] | 0 | 0 | [1200.0, 2000.0, 4800.0, 12000.0, 26000.0] | 0 | 0

## dtypes
| element | column | dtype
0 | bus | name | object
1 | bus | vn_kv | float64
2 | bus | type | object
3 | bus | zone | object
4 | bus | in_service | bool
5 | load | name | object
6 | load | bus | uint32
7 | load | p_mw | float64
8 | load | q_mvar | float64
9 | load | const_z_percent | float64
10 | load | const_i_percent | float64
11 | load | sn_mva | float64
12 | load | scaling | float64
13 | load | in_service | bool
14 | load | type | object
15 | ext_grid | name | object
16 | ext_grid | bus | uint32
17 | ext_grid | vm_pu | float64
18 | ext_grid | va_degree | float64
19 | ext_grid | slack_weight | float64
20 | ext_grid | in_service | bool
21 | line | name | object
22 | line | std_type | object
23 | line | from_bus | uint32
24 | line | to_bus | uint32
25 | line | length_km | float64
26 | line | r_ohm_per_km | float64
27 | line | x_ohm_per_km | float64
28 | line | c_nf_per_km | float64
29 | line | g_us_per_km | float64
30 | line | max_i_ka | float64
31 | line | df | float64
32 | line | parallel | uint32
33 | line | type | object
34 | line | in_service | bool
35 | trafo | name | object
36 | trafo | std_type | object
37 | trafo | hv_bus | uint32
38 | trafo | lv_bus | uint32
39 | trafo | sn_mva | float64
40 | trafo | vn_hv_kv | float64
41 | trafo | vn_lv_kv | float64
42 | trafo | vk_percent | float64
43 | trafo | vkr_percent | float64
44 | trafo | pfe_kw | float64
45 | trafo | i0_percent | float64
46 | trafo | shift_degree | float64
47 | trafo | tap_side | object
48 | trafo | tap_neutral | int32
49 | trafo | tap_min | int32
50 | trafo | tap_max | int32
51 | trafo | tap_step_percent | float64
52 | trafo | tap_step_degree | float64
53 | trafo | tap_pos | int32
54 | trafo | tap_phase_shifter | bool
55 | trafo | parallel | uint32
56 | trafo | df | float64
57 | trafo | in_service | bool
58 | line_geodata | coords | object
59 | bus_geodata | x | float64
60 | bus_geodata | y | float64
61 | bus_geodata | coords | object

## parameters
| version | format_version | converged | OPF_converged | name | f_hz | sn_mva
0 | 2.14.6 | 2.14.0 | FALSE | FALSE |  | 50 | 1