## bus
| name | vn_kv | type | zone | in_service
0 | bus_LV_3341-2_0_6_node_0 | 0.4 | n |  | TRUE
1 | bus_LV_3341-2_0_6_node_1 | 0.4 | n |  | TRUE
2 | bus_LV_3341-2_0_6_node_2 | 0.4 | n |  | TRUE
3 | bus_LV_3341-2_0_6_node_4 | 0.4 | n |  | TRUE
4 | bus_LV_3341-2_0_6_node_5 | 0.4 | n |  | TRUE
5 | bus_LV_3341-2_0_6_node_3 | 0.4 | n |  | TRUE
6 | bus_LV_3341-2_0_6_node_19 | 0.4 | n |  | TRUE
7 | bus_LV_3341-2_0_6_node_7 | 0.4 | n |  | TRUE
8 | bus_LV_3341-2_0_6_node_149 | 0.4 | n |  | TRUE
9 | bus_LV_3341-2_0_6_node_17 | 0.4 | n |  | TRUE
10 | bus_LV_3341-2_0_6_node_24 | 0.4 | n |  | TRUE
11 | bus_LV_3341-2_0_6_node_6 | 0.4 | n |  | TRUE
12 | bus_LV_3341-2_0_6_node_18 | 0.4 | n |  | TRUE
13 | bus_LV_3341-2_0_6_node_16 | 0.4 | n |  | TRUE
14 | bus_LV_3341-2_0_6_node_8 | 0.4 | n |  | TRUE
15 | bus_LV_3341-2_0_6_node_9 | 0.4 | n |  | TRUE
16 | bus_LV_3341-2_0_6_node_10 | 0.4 | n |  | TRUE
17 | bus_LV_3341-2_0_6_node_11 | 0.4 | n |  | TRUE
18 | bus_LV_3341-2_0_6_node_104 | 0.4 | n |  | TRUE
19 | bus_LV_3341-2_0_6_node_99 | 0.4 | n |  | TRUE
20 | bus_LV_3341-2_0_6_node_12 | 0.4 | n |  | TRUE
21 | bus_LV_3341-2_0_6_node_13 | 0.4 | n |  | TRUE
22 | bus_LV_3341-2_0_6_node_14 | 0.4 | n |  | TRUE
23 | bus_LV_3341-2_0_6_node_15 | 0.4 | n |  | TRUE
24 | bus_LV_3341-2_0_6_node_37 | 0.4 | n |  | TRUE
25 | bus_LV_3341-2_0_6_node_62 | 0.4 | n |  | TRUE
26 | bus_LV_3341-2_0_6_node_35 | 0.4 | n |  | TRUE
27 | bus_LV_3341-2_0_6_node_25 | 0.4 | n |  | TRUE
28 | bus_LV_3341-2_0_6_node_26 | 0.4 | n |  | TRUE
29 | bus_LV_3341-2_0_6_node_20 | 0.4 | n |  | TRUE
30 | bus_LV_3341-2_0_6_node_21 | 0.4 | n |  | TRUE
31 | bus_LV_3341-2_0_6_node_90 | 0.4 | n |  | TRUE
32 | bus_LV_3341-2_0_6_node_67 | 0.4 | n |  | TRUE
33 | bus_LV_3341-2_0_6_node_45 | 0.4 | n |  | TRUE
34 | bus_LV_3341-2_0_6_node_29 | 0.4 | n |  | TRUE
35 | bus_LV_3341-2_0_6_node_89 | 0.4 | n |  | TRUE
36 | bus_LV_3341-2_0_6_node_43 | 0.4 | n |  | TRUE
37 | bus_LV_3341-2_0_6_node_65 | 0.4 | n |  | TRUE
38 | bus_LV_3341-2_0_6_node_27 | 0.4 | n |  | TRUE
39 | bus_LV_3341-2_0_6_node_28 | 0.4 | n |  | TRUE
40 | bus_LV_3341-2_0_6_node_40 | 0.4 | n |  | TRUE
41 | bus_LV_3341-2_0_6_node_39 | 0.4 | n |  | TRUE
42 | bus_LV_3341-2_0_6_node_53 | 0.4 | n |  | TRUE
43 | bus_LV_3341-2_0_6_node_105 | 0.4 | n |  | TRUE
44 | bus_LV_3341-2_0_6_node_30 | 0.4 | n |  | TRUE
45 | bus_LV_3341-2_0_6_node_31 | 0.4 | n |  | TRUE
46 | bus_LV_3341-2_0_6_node_32 | 0.4 | n |  | TRUE
47 | bus_LV_3341-2_0_6_node_79 | 0.4 | n |  | TRUE
48 | bus_LV_3341-2_0_6_node_64 | 0.4 | n |  | TRUE
49 | bus_LV_3341-2_0_6_node_76 | 0.4 | n |  | TRUE
50 | bus_LV_3341-2_0_6_node_77 | 0.4 | n |  | TRUE
51 | bus_LV_3341-2_0_6_node_78 | 0.4 | n |  | TRUE
52 | bus_LV_3341-2_0_6_node_60 | 0.4 | n |  | TRUE
53 | bus_LV_3341-2_0_6_node_52 | 0.4 | n |  | TRUE
54 | bus_LV_3341-2_0_6_node_59 | 0.4 | n |  | TRUE
55 | bus_LV_3341-2_0_6_node_41 | 0.4 | n |  | TRUE
56 | bus_LV_3341-2_0_6_node_42 | 0.4 | n |  | TRUE
57 | bus_LV_3341-2_0_6_node_44 | 0.4 | n |  | TRUE
58 | bus_LV_3341-2_0_6_node_55 | 0.4 | n |  | TRUE
59 | bus_LV_3341-2_0_6_node_58 | 0.4 | n |  | TRUE
60 | bus_LV_3341-2_0_6_node_61 | 0.4 | n |  | TRUE
61 | bus_LV_3341-2_0_6_node_33 | 0.4 | n |  | TRUE
62 | bus_LV_3341-2_0_6_node_34 | 0.4 | n |  | TRUE
63 | bus_LV_3341-2_0_6_node_36 | 0.4 | n |  | TRUE
64 | bus_LV_3341-2_0_6_node_38 | 0.4 | n |  | TRUE
65 | bus_LV_3341-2_0_6_node_117 | 0.4 | n |  | TRUE
66 | bus_LV_3341-2_0_6_node_98 | 0.4 | n |  | TRUE
67 | bus_LV_3341-2_0_6_node_114 | 0.4 | n |  | TRUE
68 | bus_LV_3341-2_0_6_node_110 | 0.4 | n |  | TRUE
69 | bus_LV_3341-2_0_6_node_112 | 0.4 | n |  | TRUE
70 | bus_LV_3341-2_0_6_node_116 | 0.4 | n |  | TRUE
71 | bus_LV_3341-2_0_6_node_50 | 0.4 | n |  | TRUE
72 | bus_LV_3341-2_0_6_node_94 | 0.4 | n |  | TRUE
73 | bus_LV_3341-2_0_6_node_54 | 0.4 | n |  | TRUE
74 | bus_LV_3341-2_0_6_node_56 | 0.4 | n |  | TRUE
75 | bus_LV_3341-2_0_6_node_63 | 0.4 | n |  | TRUE
76 | bus_LV_3341-2_0_6_node_66 | 0.4 | n |  | TRUE
77 | bus_LV_3341-2_0_6_node_74 | 0.4 | n |  | TRUE
78 | bus_LV_3341-2_0_6_node_69 | 0.4 | n |  | TRUE
79 | bus_LV_3341-2_0_6_node_70 | 0.4 | n |  | TRUE
80 | bus_LV_3341-2_0_6_node_71 | 0.4 | n |  | TRUE
81 | bus_LV_3341-2_0_6_node_72 | 0.4 | n |  | TRUE
82 | bus_LV_3341-2_0_6_node_73 | 0.4 | n |  | TRUE
83 | bus_LV_3341-2_0_6_node_75 | 0.4 | n |  | TRUE
84 | bus_LV_3341-2_0_6_node_83 | 0.4 | n |  | TRUE
85 | bus_LV_3341-2_0_6_node_106 | 0.4 | n |  | TRUE
86 | bus_LV_3341-2_0_6_node_151 | 0.4 | n |  | TRUE
87 | bus_LV_3341-2_0_6_node_81 | 0.4 | n |  | TRUE
88 | bus_LV_3341-2_0_6_node_80 | 0.4 | n |  | TRUE
89 | bus_LV_3341-2_0_6_node_82 | 0.4 | n |  | TRUE
90 | bus_LV_3341-2_0_6_node_85 | 0.4 | n |  | TRUE
91 | bus_LV_3341-2_0_6_node_86 | 0.4 | n |  | TRUE
92 | bus_LV_3341-2_0_6_node_87 | 0.4 | n |  | TRUE
93 | bus_LV_3341-2_0_6_node_88 | 0.4 | n |  | TRUE
94 | bus_LV_3341-2_0_6_node_46 | 0.4 | n |  | TRUE
95 | bus_LV_3341-2_0_6_node_47 | 0.4 | n |  | TRUE
96 | bus_LV_3341-2_0_6_node_48 | 0.4 | n |  | TRUE
97 | bus_LV_3341-2_0_6_node_49 | 0.4 | n |  | TRUE
98 | bus_LV_3341-2_0_6_node_51 | 0.4 | n |  | TRUE
99 | bus_LV_3341-2_0_6_node_148 | 0.4 | n |  | TRUE
100 | bus_LV_3341-2_0_6_node_102 | 0.4 | n |  | TRUE
101 | bus_LV_3341-2_0_6_node_146 | 0.4 | n |  | TRUE
102 | bus_LV_3341-2_0_6_node_103 | 0.4 | n |  | TRUE
103 | bus_LV_3341-2_0_6_node_101 | 0.4 | n |  | TRUE
104 | bus_LV_3341-2_0_6_node_57 | 0.4 | n |  | TRUE
105 | bus_LV_3341-2_0_6_node_92 | 0.4 | n |  | TRUE
106 | bus_LV_3341-2_0_6_node_91 | 0.4 | n |  | TRUE
107 | bus_LV_3341-2_0_6_node_93 | 0.4 | n |  | TRUE
108 | bus_LV_3341-2_0_6_node_95 | 0.4 | n |  | TRUE
109 | bus_LV_3341-2_0_6_node_96 | 0.4 | n |  | TRUE
110 | bus_LV_3341-2_0_6_node_97 | 0.4 | n |  | TRUE
111 | bus_LV_3341-2_0_6_node_109 | 0.4 | n |  | TRUE
112 | bus_LV_3341-2_0_6_node_150 | 0.4 | n |  | TRUE
113 | bus_LV_3341-2_0_6_node_107 | 0.4 | n |  | TRUE
114 | bus_LV_3341-2_0_6_node_100 | 0.4 | n |  | TRUE
115 | bus_LV_3341-2_0_6_node_108 | 0.4 | n |  | TRUE
116 | bus_LV_3341-2_0_6_node_111 | 0.4 | n |  | TRUE
117 | bus_LV_3341-2_0_6_node_113 | 0.4 | n |  | TRUE
118 | bus_LV_3341-2_0_6_node_115 | 0.4 | n |  | TRUE
119 | bus_LV_3341-2_0_6_node_121 | 0.4 | n |  | TRUE
120 | bus_LV_3341-2_0_6_node_122 | 0.4 | n |  | TRUE
121 | bus_LV_3341-2_0_6_node_118 | 0.4 | n |  | TRUE
122 | bus_LV_3341-2_0_6_node_119 | 0.4 | n |  | TRUE
123 | bus_LV_3341-2_0_6_node_120 | 0.4 | n |  | TRUE
124 | bus_LV_3341-2_0_6_node_125 | 0.4 | n |  | TRUE
125 | bus_LV_3341-2_0_6_node_129 | 0.4 | n |  | TRUE
126 | bus_LV_3341-2_0_6_node_123 | 0.4 | n |  | TRUE
127 | bus_LV_3341-2_0_6_node_124 | 0.4 | n |  | TRUE
128 | bus_LV_3341-2_0_6_node_126 | 0.4 | n |  | TRUE
129 | bus_LV_3341-2_0_6_node_127 | 0.4 | n |  | TRUE
130 | bus_LV_3341-2_0_6_node_130 | 0.4 | n |  | TRUE
131 | bus_LV_3341-2_0_6_node_128 | 0.4 | n |  | TRUE
132 | bus_LV_3341-2_0_6_node_134 | 0.4 | n |  | TRUE
133 | bus_LV_3341-2_0_6_node_135 | 0.4 | n |  | TRUE
134 | bus_LV_3341-2_0_6_node_133 | 0.4 | n |  | TRUE
135 | bus_LV_3341-2_0_6_node_131 | 0.4 | n |  | TRUE
136 | bus_LV_3341-2_0_6_node_132 | 0.4 | n |  | TRUE
137 | bus_LV_3341-2_0_6_node_138 | 0.4 | n |  | TRUE
138 | bus_LV_3341-2_0_6_node_140 | 0.4 | n |  | TRUE
139 | bus_LV_3341-2_0_6_node_136 | 0.4 | n |  | TRUE
140 | bus_LV_3341-2_0_6_node_137 | 0.4 | n |  | TRUE
141 | bus_LV_3341-2_0_6_node_139 | 0.4 | n |  | TRUE
142 | bus_LV_3341-2_0_6_node_141 | 0.4 | n |  | TRUE
143 | bus_LV_3341-2_0_6_node_142 | 0.4 | n |  | TRUE
144 | bus_LV_3341-2_0_6_node_143 | 0.4 | n |  | TRUE
145 | bus_LV_3341-2_0_6_node_144 | 0.4 | n |  | TRUE
146 | bus_LV_3341-2_0_6_node_145 | 0.4 | n |  | TRUE
147 | bus_LV_3341-2_0_6_node_147 | 0.4 | n |  | TRUE
148 | bus_MV_10_1_node_177 | 20 | n |  | TRUE

## load
| name | bus | p_mw | q_mvar | const_z_percent | const_i_percent | sn_mva | scaling | in_service | type
0 | LV_3341-2_0_6_load_0 | 0 | 0.00020559 | 5.1525e-05 | 0 | 0 |  | 1 | TRUE | wye
1 | LV_3341-2_0_6_load_1 | 1 | 0.00087917 | 0.00022034 | 0 | 0 |  | 1 | TRUE | wye
2 | LV_3341-2_0_6_load_4 | 3 | 0.0001969 | 4.9349e-05 | 0 | 0 |  | 1 | TRUE | wye
3 | LV_3341-2_0_6_load_3 | 5 | 0.00020953 | 5.2514e-05 | 0 | 0 |  | 1 | TRUE | wye
4 | LV_3341-2_0_6_load_19 | 6 | 0.00022025 | 5.52e-05 | 0 | 0 |  | 1 | TRUE | wye
5 | LV_3341-2_0_6_load_7 | 7 | 0.00016026 | 4.0166e-05 | 0 | 0 |  | 1 | TRUE | wye
6 | LV_3341-2_0_6_load_149 | 8 | 0.00051579 | 0.00012927 | 0 | 0 |  | 1 | TRUE | wye
7 | LV_3341-2_0_6_load_6 | 11 | 0.0016421 | 0.00041154 | 0 | 0 |  | 1 | TRUE | wye
8 | LV_3341-2_0_6_load_18 | 12 | 0.00036325 | 9.104e-05 | 0 | 0 |  | 1 | TRUE | wye
9 | LV_3341-2_0_6_load_16 | 13 | 0.00033795 | 8.4697e-05 | 0 | 0 |  | 1 | TRUE | wye
10 | LV_3341-2_0_6_load_8 | 14 | 0.00020996 | 5.2622e-05 | 0 | 0 |  | 1 | TRUE | wye
11 | LV_3341-2_0_6_load_9 | 15 | 0.0010455 | 0.00026204 | 0 | 0 |  | 1 | TRUE | wye
12 | LV_3341-2_0_6_load_10 | 16 | 0.0006685 | 0.00016754 | 0 | 0 |  | 1 | TRUE | wye
13 | LV_3341-2_0_6_load_11 | 17 | 0.00071415 | 0.00017898 | 0 | 0 |  | 1 | TRUE | wye
14 | LV_3341-2_0_6_load_104 | 18 | 0.0011484 | 0.00028781 | 0 | 0 |  | 1 | TRUE | wye
15 | LV_3341-2_0_6_load_99 | 19 | 0.00053594 | 0.00013432 | 0 | 0 |  | 1 | TRUE | wye
16 | LV_3341-2_0_6_load_12 | 20 | 0.00056978 | 0.0001428 | 0 | 0 |  | 1 | TRUE | wye
17 | LV_3341-2_0_6_load_14 | 22 | 0.0018777 | 0.00047059 | 0 | 0 |  | 1 | TRUE | wye
18 | LV_3341-2_0_6_load_15 | 23 | 0.0051924 | 0.0013013 | 0 | 0 |  | 1 | TRUE | wye
19 | LV_3341-2_0_6_load_37 | 24 | 0.00083411 | 0.00020905 | 0 | 0 |  | 1 | TRUE | wye
20 | LV_3341-2_0_6_load_62 | 25 | 0.00081043 | 0.00020311 | 0 | 0 |  | 1 | TRUE | wye
21 | LV_3341-2_0_6_load_26 | 28 | 0.0035865 | 0.00089885 | 0 | 0 |  | 1 | TRUE | wye
22 | LV_3341-2_0_6_load_20 | 29 | 0.00046585 | 0.00011675 | 0 | 0 |  | 1 | TRUE | wye
23 | LV_3341-2_0_6_load_21 | 30 | 0.00029568 | 7.4106e-05 | 0 | 0 |  | 1 | TRUE | wye
24 | LV_3341-2_0_6_load_90 | 31 | 0.00074684 | 0.00018717 | 0 | 0 |  | 1 | TRUE | wye
25 | LV_3341-2_0_6_load_67 | 32 | 0.0002166 | 5.4285e-05 | 0 | 0 |  | 1 | TRUE | wye
26 | LV_3341-2_0_6_load_29 | 34 | 0.0025863 | 0.0006482 | 0 | 0 |  | 1 | TRUE | wye
27 | LV_3341-2_0_6_load_89 | 35 | 0.010668 | 0.0026736 | 0 | 0 |  | 1 | TRUE | wye
28 | LV_3341-2_0_6_load_43 | 36 | 0.00026248 | 6.5783e-05 | 0 | 0 |  | 1 | TRUE | wye
29 | LV_3341-2_0_6_load_65 | 37 | 0.00059896 | 0.00015011 | 0 | 0 |  | 1 | TRUE | wye
30 | LV_3341-2_0_6_load_27 | 38 | 0.00068669 | 0.0001721 | 0 | 0 |  | 1 | TRUE | wye
31 | LV_3341-2_0_6_load_28 | 39 | 0.00024107 | 6.0417e-05 | 0 | 0 |  | 1 | TRUE | wye
32 | LV_3341-2_0_6_load_39 | 41 | 0.0014199 | 0.00035587 | 0 | 0 |  | 1 | TRUE | wye
33 | LV_3341-2_0_6_load_105 | 43 | 0.00023944 | 6.001e-05 | 0 | 0 |  | 1 | TRUE | wye
34 | LV_3341-2_0_6_load_30 | 44 | 0.00043209 | 0.00010829 | 0 | 0 |  | 1 | TRUE | wye
35 | LV_3341-2_0_6_load_32 | 46 | 0.00035392 | 8.8701e-05 | 0 | 0 |  | 1 | TRUE | wye
36 | LV_3341-2_0_6_load_79 | 47 | 0.00033148 | 8.3077e-05 | 0 | 0 |  | 1 | TRUE | wye
37 | LV_3341-2_0_6_load_76 | 49 | 0.0004626 | 0.00011594 | 0 | 0 |  | 1 | TRUE | wye
38 | LV_3341-2_0_6_load_77 | 50 | 0.00018197 | 4.5607e-05 | 0 | 0 |  | 1 | TRUE | wye
39 | LV_3341-2_0_6_load_60 | 52 | 0.00022745 | 5.7005e-05 | 0 | 0 |  | 1 | TRUE | wye
40 | LV_3341-2_0_6_load_59 | 54 | 0.00026972 | 6.7598e-05 | 0 | 0 |  | 1 | TRUE | wye
41 | LV_3341-2_0_6_load_41 | 55 | 0.00021401 | 5.3636e-05 | 0 | 0 |  | 1 | TRUE | wye
42 | LV_3341-2_0_6_load_42 | 56 | 0.00046606 | 0.0001168 | 0 | 0 |  | 1 | TRUE | wye
43 | LV_3341-2_0_6_load_44 | 57 | 0.00022947 | 5.751e-05 | 0 | 0 |  | 1 | TRUE | wye
44 | LV_3341-2_0_6_load_55 | 58 | 0.00033147 | 8.3074e-05 | 0 | 0 |  | 1 | TRUE | wye
45 | LV_3341-2_0_6_load_61 | 60 | 0.0003021 | 7.5713e-05 | 0 | 0 |  | 1 | TRUE | wye
46 | LV_3341-2_0_6_load_33 | 61 | 0.0018715 | 0.00046905 | 0 | 0 |  | 1 | TRUE | wye
47 | LV_3341-2_0_6_load_34 | 62 | 0.0010205 | 0.00025577 | 0 | 0 |  | 1 | TRUE | wye
48 | LV_3341-2_0_6_load_38 | 64 | 0.0016642 | 0.00041709 | 0 | 0 |  | 1 | TRUE | wye
49 | LV_3341-2_0_6_load_98 | 66 | 0.0015867 | 0.00039766 | 0 | 0 |  | 1 | TRUE | wye
50 | LV_3341-2_0_6_load_112 | 69 | 0.0020749 | 0.00052002 | 0 | 0 |  | 1 | TRUE | wye
51 | LV_3341-2_0_6_load_116 | 70 | 0.0017015 | 0.00042644 | 0 | 0 |  | 1 | TRUE | wye
52 | LV_3341-2_0_6_load_94 | 72 | 0.0022357 | 0.00056031 | 0 | 0 |  | 1 | TRUE | wye
53 | LV_3341-2_0_6_load_54 | 73 | 0.0006202 | 0.00015544 | 0 | 0 |  | 1 | TRUE | wye
54 | LV_3341-2_0_6_load_63 | 75 | 0.00036086 | 9.0439e-05 | 0 | 0 |  | 1 | TRUE | wye
55 | LV_3341-2_0_6_load_69 | 78 | 0.00018789 | 4.709e-05 | 0 | 0 |  | 1 | TRUE | wye
56 | LV_3341-2_0_6_load_72 | 81 | 0.00046706 | 0.00011706 | 0 | 0 |  | 1 | TRUE | wye
57 | LV_3341-2_0_6_load_75 | 83 | 0.00023064 | 5.7805e-05 | 0 | 0 |  | 1 | TRUE | wye
58 | LV_3341-2_0_6_load_83 | 84 | 0.0017347 | 0.00043475 | 0 | 0 |  | 1 | TRUE | wye
59 | LV_3341-2_0_6_load_106 | 85 | 0.001145 | 0.00028696 | 0 | 0 |  | 1 | TRUE | wye
60 | LV_3341-2_0_6_load_151 | 86 | 0.00088382 | 0.00022151 | 0 | 0 |  | 1 | TRUE | wye
61 | LV_3341-2_0_6_load_81 | 87 | 0.0017288 | 0.00043328 | 0 | 0 |  | 1 | TRUE | wye
62 | LV_3341-2_0_6_load_80 | 88 | 0.00038608 | 9.676e-05 | 0 | 0 |  | 1 | TRUE | wye
63 | LV_3341-2_0_6_load_82 | 89 | 0.00036876 | 9.2421e-05 | 0 | 0 |  | 1 | TRUE | wye
64 | LV_3341-2_0_6_load_85 | 90 | 0.00078896 | 0.00019773 | 0 | 0 |  | 1 | TRUE | wye
65 | LV_3341-2_0_6_load_86 | 91 | 0.001553 | 0.00038922 | 0 | 0 |  | 1 | TRUE | wye
66 | LV_3341-2_0_6_load_87 | 92 | 0.00091534 | 0.00022941 | 0 | 0 |  | 1 | TRUE | wye
67 | LV_3341-2_0_6_load_46 | 94 | 0.001911 | 0.00047894 | 0 | 0 |  | 1 | TRUE | wye
68 | LV_3341-2_0_6_load_47 | 95 | 0.0026171 | 0.0006559 | 0 | 0 |  | 1 | TRUE | wye
69 | LV_3341-2_0_6_load_49 | 97 | 0.002035 | 0.00051002 | 0 | 0 |  | 1 | TRUE | wye
70 | LV_3341-2_0_6_load_51 | 98 | 0.002497 | 0.00062581 | 0 | 0 |  | 1 | TRUE | wye
71 | LV_3341-2_0_6_load_148 | 99 | 0.0017899 | 0.0004486 | 0 | 0 |  | 1 | TRUE | wye
72 | LV_3341-2_0_6_load_146 | 101 | 0.0012348 | 0.00030946 | 0 | 0 |  | 1 | TRUE | wye
73 | LV_3341-2_0_6_load_103 | 102 | 0.0013289 | 0.00033305 | 0 | 0 |  | 1 | TRUE | wye
74 | LV_3341-2_0_6_load_101 | 103 | 0.0011193 | 0.00028053 | 0 | 0 |  | 1 | TRUE | wye
75 | LV_3341-2_0_6_load_57 | 104 | 0.00024693 | 6.1887e-05 | 0 | 0 |  | 1 | TRUE | wye
76 | LV_3341-2_0_6_load_92 | 105 | 0.0022798 | 0.00057136 | 0 | 0 |  | 1 | TRUE | wye
77 | LV_3341-2_0_6_load_91 | 106 | 0.0023579 | 0.00059094 | 0 | 0 |  | 1 | TRUE | wye
78 | LV_3341-2_0_6_load_95 | 108 | 0.0013935 | 0.00034925 | 0 | 0 |  | 1 | TRUE | wye
79 | LV_3341-2_0_6_load_96 | 109 | 0.0010825 | 0.00027129 | 0 | 0 |  | 1 | TRUE | wye
80 | LV_3341-2_0_6_load_150 | 112 | 0.0047621 | 0.0011935 | 0 | 0 |  | 1 | TRUE | wye
81 | LV_3341-2_0_6_load_107 | 113 | 0.002873 | 0.00072005 | 0 | 0 |  | 1 | TRUE | wye
82 | LV_3341-2_0_6_load_100 | 114 | 0.0011649 | 0.00029194 | 0 | 0 |  | 1 | TRUE | wye
83 | LV_3341-2_0_6_load_111 | 116 | 0.0016969 | 0.00042527 | 0 | 0 |  | 1 | TRUE | wye
84 | LV_3341-2_0_6_load_115 | 118 | 0.0011985 | 0.00030038 | 0 | 0 |  | 1 | TRUE | wye
85 | LV_3341-2_0_6_load_121 | 119 | 0.0011588 | 0.00029043 | 0 | 0 |  | 1 | TRUE | wye
86 | LV_3341-2_0_6_load_122 | 120 | 0.0010458 | 0.0002621 | 0 | 0 |  | 1 | TRUE | wye
87 | LV_3341-2_0_6_load_118 | 121 | 0.001037 | 0.00025991 | 0 | 0 |  | 1 | TRUE | wye
88 | LV_3341-2_0_6_load_119 | 122 | 0.0010312 | 0.00025845 | 0 | 0 |  | 1 | TRUE | wye
89 | LV_3341-2_0_6_load_120 | 123 | 0.0013502 | 0.0003384 | 0 | 0 |  | 1 | TRUE | wye
90 | LV_3341-2_0_6_load_125 | 124 | 0.00081842 | 0.00020512 | 0 | 0 |  | 1 | TRUE | wye
91 | LV_3341-2_0_6_load_129 | 125 | 0.0021369 | 0.00053556 | 0 | 0 |  | 1 | TRUE | wye
92 | LV_3341-2_0_6_load_123 | 126 | 0.0032507 | 0.00081469 | 0 | 0 |  | 1 | TRUE | wye
93 | LV_3341-2_0_6_load_124 | 127 | 0.0011709 | 0.00029346 | 0 | 0 |  | 1 | TRUE | wye
94 | LV_3341-2_0_6_load_126 | 128 | 0.0041225 | 0.0010332 | 0 | 0 |  | 1 | TRUE | wye
95 | LV_3341-2_0_6_load_127 | 129 | 0.0046147 | 0.0011566 | 0 | 0 |  | 1 | TRUE | wye
96 | LV_3341-2_0_6_load_130 | 130 | 0.0018021 | 0.00045164 | 0 | 0 |  | 1 | TRUE | wye
97 | LV_3341-2_0_6_load_128 | 131 | 0.0077924 | 0.001953 | 0 | 0 |  | 1 | TRUE | wye
98 | LV_3341-2_0_6_load_135 | 133 | 0.00084436 | 0.00021162 | 0 | 0 |  | 1 | TRUE | wye
99 | LV_3341-2_0_6_load_133 | 134 | 0.0014738 | 0.00036936 | 0 | 0 |  | 1 | TRUE | wye
100 | LV_3341-2_0_6_load_131 | 135 | 0.0026979 | 0.00067615 | 0 | 0 |  | 1 | TRUE | wye
101 | LV_3341-2_0_6_load_132 | 136 | 0.00066374 | 0.00016635 | 0 | 0 |  | 1 | TRUE | wye
102 | LV_3341-2_0_6_load_140 | 138 | 0.0014222 | 0.00035643 | 0 | 0 |  | 1 | TRUE | wye
103 | LV_3341-2_0_6_load_136 | 139 | 0.00097328 | 0.00024393 | 0 | 0 |  | 1 | TRUE | wye
104 | LV_3341-2_0_6_load_137 | 140 | 0.001922 | 0.0004817 | 0 | 0 |  | 1 | TRUE | wye
105 | LV_3341-2_0_6_load_139 | 141 | 0.0014731 | 0.00036919 | 0 | 0 |  | 1 | TRUE | wye
106 | LV_3341-2_0_6_load_141 | 142 | 0.0012101 | 0.00030329 | 0 | 0 |  | 1 | TRUE | wye
107 | LV_3341-2_0_6_load_142 | 143 | 0.0015545 | 0.00038959 | 0 | 0 |  | 1 | TRUE | wye
108 | LV_3341-2_0_6_load_143 | 144 | 0.00097978 | 0.00024556 | 0 | 0 |  | 1 | TRUE | wye
109 | LV_3341-2_0_6_load_144 | 145 | 0.0016857 | 0.00042247 | 0 | 0 |  | 1 | TRUE | wye
110 | LV_3341-2_0_6_load_145 | 146 | 0.0040182 | 0.0010071 | 0 | 0 |  | 1 | TRUE | wye
111 | LV_3341-2_0_6_load_147 | 147 | 0.0012492 | 0.00031307 | 0 | 0 |  | 1 | TRUE | wye

## ext_grid
| name | bus | vm_pu | va_degree | slack_weight | in_service
0 |  | 72 | 1 | 0 | 1 | TRUE

## line
| name | std_type | from_bus | to_bus | length_km | r_ohm_per_km | x_ohm_per_km | c_nf_per_km | g_us_per_km | max_i_ka | df | parallel | type | in_service
0 | LV_3341-2_0_6_line_0 | NAYY 4x150 SE | 0 | 1 | 0.081447 | 0.208 | 0.08 | 261 | 0 | 0.27 | 1 | 1 | cs | TRUE
1 | LV_3341-2_0_6_line_1 | NAYY 4x150 SE | 0 | 2 | 0.1736 | 0.208 | 0.08 | 261 | 0 | 0.27 | 1 | 1 | cs | TRUE
2 | LV_3341-2_0_6_line_2 | NAYY 4x150 SE | 2 | 3 | 0.077787 | 0.208 | 0.08 | 261 | 0 | 0.27 | 1 | 1 | cs | TRUE
3 | LV_3341-2_0_6_line_3 | NAYY 4x150 SE | 2 | 4 | 0.071375 | 0.208 | 0.08 | 261 | 0 | 0.27 | 1 | 1 | cs | TRUE
4 | LV_3341-2_0_6_line_4 | NAYY 4x150 SE | 3 | 7 | 0.0018825 | 0.208 | 0.08 | 261 | 0 | 0.27 | 1 | 1 | cs | TRUE
5 | LV_3341-2_0_6_line_5 | NAYY 4x150 SE | 4 | 8 | 0.19629 | 0.208 | 0.08 | 261 | 0 | 0.27 | 1 | 1 | cs | TRUE
6 | LV_3341-2_0_6_line_6 | NAYY 4x150 SE | 4 | 9 | 0.11173 | 0.208 | 0.08 | 261 | 0 | 0.27 | 1 | 1 | cs | TRUE
7 | LV_3341-2_0_6_line_7 | NAYY 4x150 SE | 5 | 6 | 0.1292 | 0.208 | 0.08 | 261 | 0 | 0.27 | 1 | 1 | cs | TRUE
8 | LV_3341-2_0_6_line_8 | NAYY 4x150 SE | 6 | 10 | 0.14082 | 0.208 | 0.08 | 261 | 0 | 0.27 | 1 | 1 | cs | TRUE
9 | LV_3341-2_0_6_line_9 | NAYY 4x150 SE | 7 | 11 | 0.0056408 | 0.208 | 0.08 | 261 | 0 | 0.27 | 1 | 1 | cs | TRUE
10 | LV_3341-2_0_6_line_10 | NAYY 4x150 SE | 9 | 12 | 0.09781 | 0.208 | 0.08 | 261 | 0 | 0.27 | 1 | 1 | cs | TRUE
11 | LV_3341-2_0_6_line_11 | NAYY 4x150 SE | 9 | 13 | 0.073595 | 0.208 | 0.08 | 261 | 0 | 0.27 | 1 | 1 | cs | TRUE
12 | LV_3341-2_0_6_line_12 | NAYY 4x150 SE | 10 | 27 | 0.13363 | 0.208 | 0.08 | 261 | 0 | 0.27 | 1 | 1 | cs | TRUE
13 | LV_3341-2_0_6_line_13 | NAYY 4x150 SE | 10 | 28 | 0.012344 | 0.208 | 0.08 | 261 | 0 | 0.27 | 1 | 1 | cs | TRUE
14 | LV_3341-2_0_6_line_14 | NAYY 4x150 SE | 11 | 14 | 0.015298 | 0.208 | 0.08 | 261 | 0 | 0.27 | 1 | 1 | cs | TRUE
15 | LV_3341-2_0_6_line_15 | NAYY 4x150 SE | 14 | 15 | 0.045093 | 0.208 | 0.08 | 261 | 0 | 0.27 | 1 | 1 | cs | TRUE
16 | LV_3341-2_0_6_line_16 | NAYY 4x150 SE | 15 | 16 | 0.014808 | 0.208 | 0.08 | 261 | 0 | 0.27 | 1 | 1 | cs | TRUE
17 | LV_3341-2_0_6_line_17 | NAYY 4x150 SE | 16 | 17 | 0.0093358 | 0.208 | 0.08 | 261 | 0 | 0.27 | 1 | 1 | cs | TRUE
18 | LV_3341-2_0_6_line_18 | NAYY 4x150 SE | 17 | 18 | 0.0054089 | 0.208 | 0.08 | 261 | 0 | 0.27 | 1 | 1 | cs | TRUE
19 | LV_3341-2_0_6_line_19 | NAYY 4x150 SE | 18 | 19 | 0.028615 | 0.208 | 0.08 | 261 | 0 | 0.27 | 1 | 1 | cs | TRUE
20 | LV_3341-2_0_6_line_20 | NAYY 4x150 SE | 19 | 71 | 0.015852 | 0.208 | 0.08 | 261 | 0 | 0.27 | 1 | 1 | cs | TRUE
21 | LV_3341-2_0_6_line_21 | NAYY 4x150 SE | 20 | 21 | 0.22785 | 0.208 | 0.08 | 261 | 0 | 0.27 | 1 | 1 | cs | TRUE
22 | LV_3341-2_0_6_line_22 | NAYY 4x150 SE | 21 | 22 | 0.030821 | 0.208 | 0.08 | 261 | 0 | 0.27 | 1 | 1 | cs | TRUE
23 | LV_3341-2_0_6_line_23 | NAYY 4x150 SE | 21 | 23 | 0.072566 | 0.208 | 0.08 | 261 | 0 | 0.27 | 1 | 1 | cs | TRUE
24 | LV_3341-2_0_6_line_24 | NAYY 4x150 SE | 22 | 24 | 0.015663 | 0.208 | 0.08 | 261 | 0 | 0.27 | 1 | 1 | cs | TRUE
25 | LV_3341-2_0_6_line_25 | NAYY 4x150 SE | 23 | 25 | 0.024357 | 0.208 | 0.08 | 261 | 0 | 0.27 | 1 | 1 | cs | TRUE
26 | LV_3341-2_0_6_line_26 | NAYY 4x150 SE | 24 | 26 | 0.15438 | 0.208 | 0.08 | 261 | 0 | 0.27 | 1 | 1 | cs | TRUE
27 | LV_3341-2_0_6_line_27 | NAYY 4x150 SE | 26 | 64 | 0.034472 | 0.208 | 0.08 | 261 | 0 | 0.27 | 1 | 3 | cs | TRUE
28 | LV_3341-2_0_6_line_28 | NAYY 4x150 SE | 26 | 61 | 0.05254 | 0.208 | 0.08 | 261 | 0 | 0.27 | 1 | 3 | cs | TRUE
29 | LV_3341-2_0_6_line_29 | NAYY 4x150 SE | 27 | 40 | 0.059882 | 0.208 | 0.08 | 261 | 0 | 0.27 | 1 | 1 | cs | TRUE
30 | LV_3341-2_0_6_line_30 | NAYY 4x150 SE | 27 | 41 | 0.069453 | 0.208 | 0.08 | 261 | 0 | 0.27 | 1 | 1 | cs | TRUE
31 | LV_3341-2_0_6_line_31 | NAYY 4x150 SE | 29 | 30 | 0.094109 | 0.208 | 0.08 | 261 | 0 | 0.27 | 1 | 2 | cs | TRUE
32 | LV_3341-2_0_6_line_32 | NAYY 4x150 SE | 29 | 31 | 0.28755 | 0.208 | 0.08 | 261 | 0 | 0.27 | 1 | 1 | cs | TRUE
33 | LV_3341-2_0_6_line_33 | NAYY 4x150 SE | 30 | 32 | 0.27307 | 0.208 | 0.08 | 261 | 0 | 0.27 | 1 | 2 | cs | TRUE
34 | LV_3341-2_0_6_line_34 | NAYY 4x150 SE | 30 | 33 | 0.4175 | 0.208 | 0.08 | 261 | 0 | 0.27 | 1 | 2 | cs | TRUE
35 | LV_3341-2_0_6_line_35 | NAYY 4x150 SE | 31 | 34 | 0.27409 | 0.208 | 0.08 | 261 | 0 | 0.27 | 1 | 1 | cs | TRUE
36 | LV_3341-2_0_6_line_36 | NAYY 4x150 SE | 31 | 35 | 0.1433 | 0.208 | 0.08 | 261 | 0 | 0.27 | 1 | 1 | cs | TRUE
37 | LV_3341-2_0_6_line_37 | NAYY 4x150 SE | 32 | 37 | 0.32941 | 0.208 | 0.08 | 261 | 0 | 0.27 | 1 | 1 | cs | TRUE
38 | LV_3341-2_0_6_line_38 | NAYY 4x150 SE | 33 | 36 | 0.050818 | 0.208 | 0.08 | 261 | 0 | 0.27 | 1 | 3 | cs | TRUE
39 | LV_3341-2_0_6_line_39 | NAYY 4x150 SE | 34 | 39 | 0.014135 | 0.208 | 0.08 | 261 | 0 | 0.27 | 1 | 1 | cs | TRUE
40 | LV_3341-2_0_6_line_40 | NAYY 4x150 SE | 35 | 93 | 0.038342 | 0.208 | 0.08 | 261 | 0 | 0.27 | 1 | 1 | cs | TRUE
41 | LV_3341-2_0_6_line_41 | NAYY 4x150 SE | 36 | 55 | 0.024502 | 0.208 | 0.08 | 261 | 0 | 0.27 | 1 | 3 | cs | TRUE
42 | LV_3341-2_0_6_line_42 | NAYY 4x150 SE | 37 | 47 | 0.13945 | 0.208 | 0.08 | 261 | 0 | 0.27 | 1 | 1 | cs | TRUE
43 | LV_3341-2_0_6_line_43 | NAYY 4x150 SE | 37 | 48 | 0.15483 | 0.208 | 0.08 | 261 | 0 | 0.27 | 1 | 1 | cs | TRUE
44 | LV_3341-2_0_6_line_44 | NAYY 4x150 SE | 38 | 39 | 0.017002 | 0.208 | 0.08 | 261 | 0 | 0.27 | 1 | 1 | cs | TRUE
45 | LV_3341-2_0_6_line_45 | NAYY 4x150 SE | 40 | 42 | 0.005886 | 0.208 | 0.08 | 261 | 0 | 0.27 | 1 | 1 | cs | TRUE
46 | LV_3341-2_0_6_line_46 | NAYY 4x150 SE | 40 | 43 | 0.017003 | 0.208 | 0.08 | 261 | 0 | 0.27 | 1 | 1 | cs | TRUE
47 | LV_3341-2_0_6_line_47 | NAYY 4x150 SE | 42 | 72 | 0.20731 | 0.208 | 0.08 | 261 | 0 | 0.27 | 1 | 3 | cs | TRUE
48 | LV_3341-2_0_6_line_48 | NAYY 4x150 SE | 42 | 53 | 0.076162 | 0.208 | 0.08 | 261 | 0 | 0.27 | 1 | 3 | cs | TRUE
49 | LV_3341-2_0_6_line_49 | NAYY 4x150 SE | 43 | 73 | 0.015041 | 0.208 | 0.08 | 261 | 0 | 0.27 | 1 | 1 | cs | TRUE
50 | LV_3341-2_0_6_line_50 | NAYY 4x150 SE | 44 | 45 | 0.12772 | 0.208 | 0.08 | 261 | 0 | 0.27 | 1 | 1 | cs | TRUE
51 | LV_3341-2_0_6_line_51 | NAYY 4x150 SE | 45 | 46 | 0.090263 | 0.208 | 0.08 | 261 | 0 | 0.27 | 1 | 1 | cs | TRUE
52 | LV_3341-2_0_6_line_52 | NAYY 4x150 SE | 46 | 52 | 0.099145 | 0.208 | 0.08 | 261 | 0 | 0.27 | 1 | 1 | cs | TRUE
53 | LV_3341-2_0_6_line_53 | NAYY 4x150 SE | 47 | 51 | 0.0067585 | 0.208 | 0.08 | 261 | 0 | 0.27 | 1 | 1 | cs | TRUE
54 | LV_3341-2_0_6_line_54 | NAYY 4x150 SE | 48 | 76 | 0.053862 | 0.208 | 0.08 | 261 | 0 | 0.27 | 1 | 1 | cs | TRUE
55 | LV_3341-2_0_6_line_55 | NAYY 4x150 SE | 48 | 75 | 0.086096 | 0.208 | 0.08 | 261 | 0 | 0.27 | 1 | 1 | cs | TRUE
56 | LV_3341-2_0_6_line_56 | NAYY 4x150 SE | 49 | 50 | 0.033134 | 0.208 | 0.08 | 261 | 0 | 0.27 | 1 | 1 | cs | TRUE
57 | LV_3341-2_0_6_line_57 | NAYY 4x150 SE | 50 | 51 | 0.11692 | 0.208 | 0.08 | 261 | 0 | 0.27 | 1 | 1 | cs | TRUE
58 | LV_3341-2_0_6_line_58 | NAYY 4x150 SE | 52 | 59 | 0.020679 | 0.208 | 0.08 | 261 | 0 | 0.27 | 1 | 1 | cs | TRUE
59 | LV_3341-2_0_6_line_59 | NAYY 4x150 SE | 53 | 54 | 0.091695 | 0.208 | 0.08 | 261 | 0 | 0.27 | 1 | 3 | cs | TRUE
60 | LV_3341-2_0_6_line_60 | NAYY 4x150 SE | 54 | 74 | 0.007919 | 0.208 | 0.08 | 261 | 0 | 0.27 | 1 | 3 | cs | TRUE
61 | LV_3341-2_0_6_line_61 | NAYY 4x150 SE | 55 | 56 | 0.0074278 | 0.208 | 0.08 | 261 | 0 | 0.27 | 1 | 3 | cs | TRUE
62 | LV_3341-2_0_6_line_62 | NAYY 4x150 SE | 56 | 57 | 0.029399 | 0.208 | 0.08 | 261 | 0 | 0.27 | 1 | 3 | cs | TRUE
63 | LV_3341-2_0_6_line_63 | NAYY 4x150 SE | 57 | 58 | 0.019008 | 0.208 | 0.08 | 261 | 0 | 0.27 | 1 | 3 | cs | TRUE
64 | LV_3341-2_0_6_line_64 | NAYY 4x150 SE | 58 | 74 | 0.011746 | 0.208 | 0.08 | 261 | 0 | 0.27 | 1 | 3 | cs | TRUE
65 | LV_3341-2_0_6_line_65 | NAYY 4x150 SE | 59 | 60 | 0.019505 | 0.208 | 0.08 | 261 | 0 | 0.27 | 1 | 1 | cs | TRUE
66 | LV_3341-2_0_6_line_66 | NAYY 4x150 SE | 59 | 104 | 0.0017868 | 0.208 | 0.08 | 261 | 0 | 0.27 | 1 | 1 | cs | TRUE
67 | LV_3341-2_0_6_line_67 | NAYY 4x150 SE | 61 | 62 | 0.061068 | 0.208 | 0.08 | 261 | 0 | 0.27 | 1 | 3 | cs | TRUE
68 | LV_3341-2_0_6_line_68 | NAYY 4x150 SE | 62 | 63 | 0.097637 | 0.208 | 0.08 | 261 | 0 | 0.27 | 1 | 3 | cs | TRUE
69 | LV_3341-2_0_6_line_69 | NAYY 4x150 SE | 63 | 65 | 0.078965 | 0.208 | 0.08 | 261 | 0 | 0.27 | 1 | 3 | cs | TRUE
70 | LV_3341-2_0_6_line_70 | NAYY 4x150 SE | 64 | 66 | 0.08548 | 0.208 | 0.08 | 261 | 0 | 0.27 | 1 | 3 | cs | TRUE
71 | LV_3341-2_0_6_line_71 | NAYY 4x150 SE | 65 | 70 | 0.044929 | 0.208 | 0.08 | 261 | 0 | 0.27 | 1 | 3 | cs | TRUE
72 | LV_3341-2_0_6_line_72 | NAYY 4x150 SE | 66 | 71 | 0.010392 | 0.208 | 0.08 | 261 | 0 | 0.27 | 1 | 3 | cs | TRUE
73 | LV_3341-2_0_6_line_73 | NAYY 4x150 SE | 67 | 68 | 0.016782 | 0.208 | 0.08 | 261 | 0 | 0.27 | 1 | 3 | cs | TRUE
74 | LV_3341-2_0_6_line_74 | NAYY 4x150 SE | 67 | 69 | 0.0016665 | 0.208 | 0.08 | 261 | 0 | 0.27 | 1 | 3 | cs | TRUE
75 | LV_3341-2_0_6_line_75 | NAYY 4x150 SE | 68 | 116 | 0.028469 | 0.208 | 0.08 | 261 | 0 | 0.27 | 1 | 1 | cs | TRUE
76 | LV_3341-2_0_6_line_76 | NAYY 4x150 SE | 68 | 115 | 0.036012 | 0.208 | 0.08 | 261 | 0 | 0.27 | 1 | 3 | cs | TRUE
77 | LV_3341-2_0_6_line_77 | NAYY 4x150 SE | 69 | 117 | 0.019858 | 0.208 | 0.08 | 261 | 0 | 0.27 | 1 | 3 | cs | TRUE
78 | LV_3341-2_0_6_line_78 | NAYY 4x150 SE | 70 | 117 | 0.017584 | 0.208 | 0.08 | 261 | 0 | 0.27 | 1 | 3 | cs | TRUE
79 | LV_3341-2_0_6_line_79 | NAYY 4x150 SE | 71 | 96 | 0.029534 | 0.208 | 0.08 | 261 | 0 | 0.27 | 1 | 3 | cs | TRUE
80 | LV_3341-2_0_6_line_80 | NAYY 4x150 SE | 72 | 105 | 0.13943 | 0.208 | 0.08 | 261 | 0 | 0.27 | 1 | 3 | cs | TRUE
81 | LV_3341-2_0_6_line_81 | NAYY 4x150 SE | 74 | 104 | 0.0085082 | 0.208 | 0.08 | 261 | 0 | 0.27 | 1 | 1 | cs | TRUE
82 | LV_3341-2_0_6_line_82 | NAYY 4x150 SE | 76 | 77 | 0.013448 | 0.208 | 0.08 | 261 | 0 | 0.27 | 1 | 1 | cs | TRUE
83 | LV_3341-2_0_6_line_83 | NAYY 4x150 SE | 77 | 86 | 0.080756 | 0.208 | 0.08 | 261 | 0 | 0.27 | 1 | 1 | cs | TRUE
84 | LV_3341-2_0_6_line_84 | NAYY 4x150 SE | 77 | 80 | 0.14741 | 0.208 | 0.08 | 261 | 0 | 0.27 | 1 | 1 | cs | TRUE
85 | LV_3341-2_0_6_line_85 | NAYY 4x150 SE | 78 | 79 | 0.13302 | 0.208 | 0.08 | 261 | 0 | 0.27 | 1 | 1 | cs | TRUE
86 | LV_3341-2_0_6_line_86 | NAYY 4x150 SE | 78 | 80 | 0.18043 | 0.208 | 0.08 | 261 | 0 | 0.27 | 1 | 1 | cs | TRUE
87 | LV_3341-2_0_6_line_87 | NAYY 4x150 SE | 79 | 81 | 0.042657 | 0.208 | 0.08 | 261 | 0 | 0.27 | 1 | 1 | cs | TRUE
88 | LV_3341-2_0_6_line_88 | NAYY 4x150 SE | 79 | 82 | 0.23903 | 0.208 | 0.08 | 261 | 0 | 0.27 | 1 | 1 | cs | TRUE
89 | LV_3341-2_0_6_line_89 | NAYY 4x150 SE | 80 | 83 | 0.033828 | 0.208 | 0.08 | 261 | 0 | 0.27 | 1 | 1 | cs | TRUE
90 | LV_3341-2_0_6_line_90 | NAYY 4x150 SE | 81 | 84 | 0.027468 | 0.208 | 0.08 | 261 | 0 | 0.27 | 1 | 1 | cs | TRUE
91 | LV_3341-2_0_6_line_91 | NAYY 4x150 SE | 82 | 85 | 0.0099151 | 0.208 | 0.08 | 261 | 0 | 0.27 | 1 | 1 | cs | TRUE
92 | LV_3341-2_0_6_line_92 | NAYY 4x150 SE | 83 | 87 | 0.0007104 | 0.208 | 0.08 | 261 | 0 | 0.27 | 1 | 1 | cs | TRUE
93 | LV_3341-2_0_6_line_93 | NAYY 4x150 SE | 87 | 88 | 0.027913 | 0.208 | 0.08 | 261 | 0 | 0.27 | 1 | 1 | cs | TRUE
94 | LV_3341-2_0_6_line_94 | NAYY 4x150 SE | 88 | 89 | 0.0014543 | 0.208 | 0.08 | 261 | 0 | 0.27 | 1 | 1 | cs | TRUE
95 | LV_3341-2_0_6_line_95 | NAYY 4x150 SE | 90 | 91 | 0.024801 | 0.208 | 0.08 | 261 | 0 | 0.27 | 1 | 1 | cs | TRUE
96 | LV_3341-2_0_6_line_96 | NAYY 4x150 SE | 91 | 92 | 0.063536 | 0.208 | 0.08 | 261 | 0 | 0.27 | 1 | 1 | cs | TRUE
97 | LV_3341-2_0_6_line_97 | NAYY 4x150 SE | 92 | 93 | 0.011562 | 0.208 | 0.08 | 261 | 0 | 0.27 | 1 | 1 | cs | TRUE
98 | LV_3341-2_0_6_line_98 | NAYY 4x150 SE | 94 | 95 | 0.093994 | 0.208 | 0.08 | 261 | 0 | 0.27 | 1 | 1 | cs | TRUE
99 | LV_3341-2_0_6_line_99 | NAYY 4x150 SE | 94 | 96 | 0.039202 | 0.208 | 0.08 | 261 | 0 | 0.27 | 1 | 2 | cs | TRUE
100 | LV_3341-2_0_6_line_100 | NAYY 4x150 SE | 95 | 97 | 0.010263 | 0.208 | 0.08 | 261 | 0 | 0.27 | 1 | 1 | cs | TRUE
101 | LV_3341-2_0_6_line_101 | NAYY 4x150 SE | 96 | 98 | 0.00931 | 0.208 | 0.08 | 261 | 0 | 0.27 | 1 | 1 | cs | TRUE
102 | LV_3341-2_0_6_line_102 | NAYY 4x150 SE | 97 | 99 | 0.019554 | 0.208 | 0.08 | 261 | 0 | 0.27 | 1 | 1 | cs | TRUE
103 | LV_3341-2_0_6_line_103 | NAYY 4x150 SE | 98 | 100 | 0.028086 | 0.208 | 0.08 | 261 | 0 | 0.27 | 1 | 1 | cs | TRUE
104 | LV_3341-2_0_6_line_104 | NAYY 4x150 SE | 99 | 101 | 0.0014963 | 0.208 | 0.08 | 261 | 0 | 0.27 | 1 | 1 | cs | TRUE
105 | LV_3341-2_0_6_line_105 | NAYY 4x150 SE | 100 | 102 | 0.015922 | 0.208 | 0.08 | 261 | 0 | 0.27 | 1 | 1 | cs | TRUE
106 | LV_3341-2_0_6_line_106 | NAYY 4x150 SE | 100 | 103 | 0.030198 | 0.208 | 0.08 | 261 | 0 | 0.27 | 1 | 1 | cs | TRUE
107 | LV_3341-2_0_6_line_107 | NAYY 4x150 SE | 101 | 146 | 0.018531 | 0.208 | 0.08 | 261 | 0 | 0.27 | 1 | 1 | cs | TRUE
108 | LV_3341-2_0_6_line_108 | NAYY 4x150 SE | 103 | 114 | 0.013595 | 0.208 | 0.08 | 261 | 0 | 0.27 | 1 | 1 | cs | TRUE
109 | LV_3341-2_0_6_line_109 | NAYY 4x150 SE | 105 | 106 | 0.0087813 | 0.208 | 0.08 | 261 | 0 | 0.27 | 1 | 3 | cs | TRUE
110 | LV_3341-2_0_6_line_110 | NAYY 4x150 SE | 106 | 107 | 0.0167 | 0.208 | 0.08 | 261 | 0 | 0.27 | 1 | 3 | cs | TRUE
111 | LV_3341-2_0_6_line_111 | NAYY 4x150 SE | 107 | 108 | 0.009693 | 0.208 | 0.08 | 261 | 0 | 0.27 | 1 | 1 | cs | TRUE
112 | LV_3341-2_0_6_line_112 | NAYY 4x150 SE | 107 | 109 | 0.028243 | 0.208 | 0.08 | 261 | 0 | 0.27 | 1 | 3 | cs | TRUE
113 | LV_3341-2_0_6_line_113 | NAYY 4x150 SE | 107 | 110 | 0.030475 | 0.208 | 0.08 | 261 | 0 | 0.27 | 1 | 1 | cs | TRUE
114 | LV_3341-2_0_6_line_114 | NAYY 4x150 SE | 109 | 111 | 0.0073859 | 0.208 | 0.08 | 261 | 0 | 0.27 | 1 | 3 | cs | TRUE
115 | LV_3341-2_0_6_line_115 | NAYY 4x150 SE | 110 | 112 | 0.095374 | 0.208 | 0.08 | 261 | 0 | 0.27 | 1 | 1 | cs | TRUE
116 | LV_3341-2_0_6_line_116 | NAYY 4x150 SE | 111 | 113 | 0.025385 | 0.208 | 0.08 | 261 | 0 | 0.27 | 1 | 3 | cs | TRUE
117 | LV_3341-2_0_6_line_117 | NAYY 4x150 SE | 113 | 115 | 0.010085 | 0.208 | 0.08 | 261 | 0 | 0.27 | 1 | 3 | cs | TRUE
118 | LV_3341-2_0_6_line_118 | NAYY 4x150 SE | 117 | 118 | 0.049908 | 0.208 | 0.08 | 261 | 0 | 0.27 | 1 | 1 | cs | TRUE
119 | LV_3341-2_0_6_line_119 | NAYY 4x150 SE | 118 | 119 | 0.0044151 | 0.208 | 0.08 | 261 | 0 | 0.27 | 1 | 1 | cs | TRUE
120 | LV_3341-2_0_6_line_120 | NAYY 4x150 SE | 119 | 120 | 0.016517 | 0.208 | 0.08 | 261 | 0 | 0.27 | 1 | 1 | cs | TRUE
121 | LV_3341-2_0_6_line_121 | NAYY 4x150 SE | 120 | 126 | 0.0035868 | 0.208 | 0.08 | 261 | 0 | 0.27 | 1 | 1 | cs | TRUE
122 | LV_3341-2_0_6_line_122 | NAYY 4x150 SE | 121 | 122 | 0.02087 | 0.208 | 0.08 | 261 | 0 | 0.27 | 1 | 1 | cs | TRUE
123 | LV_3341-2_0_6_line_123 | NAYY 4x150 SE | 122 | 123 | 0.010423 | 0.208 | 0.08 | 261 | 0 | 0.27 | 1 | 1 | cs | TRUE
124 | LV_3341-2_0_6_line_124 | NAYY 4x150 SE | 123 | 124 | 0.0030303 | 0.208 | 0.08 | 261 | 0 | 0.27 | 1 | 1 | cs | TRUE
125 | LV_3341-2_0_6_line_125 | NAYY 4x150 SE | 124 | 125 | 0.012321 | 0.208 | 0.08 | 261 | 0 | 0.27 | 1 | 1 | cs | TRUE
126 | LV_3341-2_0_6_line_126 | NAYY 4x150 SE | 125 | 130 | 0.01306 | 0.208 | 0.08 | 261 | 0 | 0.27 | 1 | 1 | cs | TRUE
127 | LV_3341-2_0_6_line_127 | NAYY 4x150 SE | 126 | 127 | 0.0057728 | 0.208 | 0.08 | 261 | 0 | 0.27 | 1 | 1 | cs | TRUE
128 | LV_3341-2_0_6_line_128 | NAYY 4x150 SE | 127 | 128 | 0.014821 | 0.208 | 0.08 | 261 | 0 | 0.27 | 1 | 1 | cs | TRUE
129 | LV_3341-2_0_6_line_129 | NAYY 4x150 SE | 128 | 129 | 0.052404 | 0.208 | 0.08 | 261 | 0 | 0.27 | 1 | 1 | cs | TRUE
130 | LV_3341-2_0_6_line_130 | NAYY 4x150 SE | 129 | 131 | 0.017308 | 0.208 | 0.08 | 261 | 0 | 0.27 | 1 | 1 | cs | TRUE
131 | LV_3341-2_0_6_line_131 | NAYY 4x150 SE | 130 | 135 | 0.010312 | 0.208 | 0.08 | 261 | 0 | 0.27 | 1 | 1 | cs | TRUE
132 | LV_3341-2_0_6_line_132 | NAYY 4x150 SE | 131 | 132 | 0.027021 | 0.208 | 0.08 | 261 | 0 | 0.27 | 1 | 1 | cs | TRUE
133 | LV_3341-2_0_6_line_133 | NAYY 4x150 SE | 132 | 133 | 0.015871 | 0.208 | 0.08 | 261 | 0 | 0.27 | 1 | 1 | cs | TRUE
134 | LV_3341-2_0_6_line_134 | NAYY 4x150 SE | 132 | 134 | 0.015947 | 0.208 | 0.08 | 261 | 0 | 0.27 | 1 | 1 | cs | TRUE
135 | LV_3341-2_0_6_line_135 | NAYY 4x150 SE | 133 | 137 | 0.0027364 | 0.208 | 0.08 | 261 | 0 | 0.27 | 1 | 1 | cs | TRUE
136 | LV_3341-2_0_6_line_136 | NAYY 4x150 SE | 134 | 136 | 0.0052494 | 0.208 | 0.08 | 261 | 0 | 0.27 | 1 | 1 | cs | TRUE
137 | LV_3341-2_0_6_line_137 | NAYY 4x150 SE | 135 | 136 | 0.044561 | 0.208 | 0.08 | 261 | 0 | 0.27 | 1 | 1 | cs | TRUE
138 | LV_3341-2_0_6_line_138 | NAYY 4x150 SE | 137 | 138 | 0.019366 | 0.208 | 0.08 | 261 | 0 | 0.27 | 1 | 1 | cs | TRUE
139 | LV_3341-2_0_6_line_139 | NAYY 4x150 SE | 137 | 139 | 0.0082617 | 0.208 | 0.08 | 261 | 0 | 0.27 | 1 | 1 | cs | TRUE
140 | LV_3341-2_0_6_line_140 | NAYY 4x150 SE | 138 | 143 | 0.024286 | 0.208 | 0.08 | 261 | 0 | 0.27 | 1 | 1 | cs | TRUE
141 | LV_3341-2_0_6_line_141 | NAYY 4x150 SE | 139 | 140 | 0.029 | 0.208 | 0.08 | 261 | 0 | 0.27 | 1 | 1 | cs | TRUE
142 | LV_3341-2_0_6_line_142 | NAYY 4x150 SE | 140 | 141 | 0.00080064 | 0.208 | 0.08 | 261 | 0 | 0.27 | 1 | 1 | cs | TRUE
143 | LV_3341-2_0_6_line_143 | NAYY 4x150 SE | 141 | 142 | 0.021522 | 0.208 | 0.08 | 261 | 0 | 0.27 | 1 | 1 | cs | TRUE
144 | LV_3341-2_0_6_line_144 | NAYY 4x150 SE | 143 | 144 | 0.024816 | 0.208 | 0.08 | 261 | 0 | 0.27 | 1 | 1 | cs | TRUE
145 | LV_3341-2_0_6_line_145 | NAYY 4x150 SE | 144 | 145 | 0.0013903 | 0.208 | 0.08 | 261 | 0 | 0.27 | 1 | 1 | cs | TRUE
146 | LV_3341-2_0_6_line_146 | NAYY 4x150 SE | 146 | 147 | 0.0099475 | 0.208 | 0.08 | 261 | 0 | 0.27 | 1 | 1 | cs | TRUE

## trafo
| name | std_type | hv_bus | lv_bus | sn_mva | vn_hv_kv | vn_lv_kv | vk_percent | vkr_percent | pfe_kw | i0_percent | shift_degree | tap_side | tap_neutral | tap_min | tap_max | tap_step_percent | tap_step_degree | tap_pos | tap_phase_shifter | parallel | df | in_service
0 | LV_3341-2_0_6_trafo_94 | 0.25 MVA 20/0.4 kV | 148 | 72 | 0.25 | 20 | 0.4 | 6 | 1.44 | 0.8 | 0.32 | 150 | hv | 0 | -2 | 2 | 2.5 | 0 | 0 | FALSE | 1 | 1 | TRUE

## line_geodata
| x0 | y0 | x1 | y1 | x2 | y2 | x3 | y3 | x4 | y4 | x5 | y5 | x6 | y6 | x7 | y7 | x8 | y8 | x9 | y9 | x10 | y10 | x11 | y11 | x12 | y12 | x13 | y13 | x14 | y14 | x15 | y15 | x16 | y16 | x17 | y17 | x18 | y18 | x19 | y19 | x20 | y20 | x21 | y21 | x22 | y22 | x23 | y23 | x24 | y24
0 | 2722779.8949 | 1231681.0832 | 2722776.6278 | 1231681.5776 | 2722752.6954 | 1231686.0537 | 2722743.354 | 1231690.8648 | 2722739.3858 | 1231698.1332 | 2722737.3564 | 1231705.4305 | 2722739.8002 | 1231714.0101 | 2722744.4824 | 1231719.4779 | 2722748.2792 | 1231723.0703 | 2722753.0246 | 1231726.8805
1 | 2722836.105 | 1231651.782 | 2722841.0254 | 1231661.8474 | 2722848.5051 | 1231669.775 | 2722855.3358 | 1231673.5525 | 2722867.1736 | 1231676.9777 | 2722874.9999 | 1231679.4971 | 2722879.0906 | 1231682.0615 | 2722879.3453 | 1231688.0605 | 2722878.6762 | 1231692.9395 | 2722875.6283 | 1231698.9258 | 2722869.76 | 1231702.096 | 2722861.0332 | 1231702.0934 | 2722845.305 | 1231698.5099 | 2722823.7723 | 1231694.6397 | 2722808.0777 | 1231686.4978 | 2722795.7979 | 1231680.6394 | 2722785.5492 | 1231680.2274 | 2722779.8949 | 1231681.0832
2 | 2722836.105 | 1231651.782 | 2722812.9536 | 1231631.6652 | 2722797.001 | 1231618.4028 | 2722783.5436 | 1231602.8011 | 2722779.4762 | 1231598.7126
3 | 2722903.8703 | 1231673.2554 | 2722885.8065 | 1231666.4877 | 2722864.3056 | 1231663.274 | 2722850.849 | 1231659.0036 | 2722836.105 | 1231651.782
4 | 2722779.4762 | 1231598.7126 | 2722778.1485 | 1231597.3781
5 | 2723038.3752 | 1231798.2054 | 2723034.8971 | 1231799.3566 | 2723030.2042 | 1231800.2713 | 2723025.9328 | 1231800.5832 | 2723022.3174 | 1231798.4844 | 2723005.6056 | 1231781.3247 | 2722995.6443 | 1231771.7998 | 2722986.272 | 1231763.0989 | 2722982.2847 | 1231759.5691 | 2722978.5193 | 1231754.8318 | 2722975.367 | 1231750.1183 | 2722971.3011 | 1231740.5042 | 2722967.1016 | 1231727.4623 | 2722963.0817 | 1231715.6252 | 2722960.7817 | 1231708.8944 | 2722959.008 | 1231706.022 | 2722955.8264 | 1231702.7202 | 2722947.0045 | 1231697.0665 | 2722925.874 | 1231687.3106 | 2722908.5684 | 1231679.0461 | 2722903.8703 | 1231673.2554
6 | 2722903.8703 | 1231673.2554 | 2722920.3951 | 1231679.3464 | 2722934.3851 | 1231681.9934 | 2722951.3537 | 1231682.3779 | 2722969.495 | 1231683.9321 | 2722991.3185 | 1231689.855 | 2723013.5833 | 1231692.3843
7 | 2722732.1085 | 1231834.7852 | 2722738.654 | 1231828.8795 | 2722765.5588 | 1231805.1714 | 2722773.2233 | 1231799.0247 | 2722780.5366 | 1231794.839 | 2722788.1023 | 1231792.371 | 2722801.4511 | 1231793.7812 | 2722813.3754 | 1231796.6743 | 2722824.0967 | 1231796.1954 | 2722837.0786 | 1231792.6385 | 2722845.3068 | 1231790.818
8 | 2722596.9862 | 1231838.2196 | 2722609.8386 | 1231837.2506 | 2722619.1996 | 1231836.6098 | 2722627.0722 | 1231837.9844 | 2722633.9928 | 1231840.7071 | 2722642.3915 | 1231844.4834 | 2722652.8262 | 1231846.8784 | 2722665.4631 | 1231845.3378 | 2722690.6319 | 1231846.6138 | 2722703.9235 | 1231847.1218 | 2722712.662 | 1231846.9131 | 2722718.0313 | 1231845.1559 | 2722725.2073 | 1231841.0118 | 2722732.1085 | 1231834.7852
9 | 2722774.1702 | 1231593.3791 | 2722778.1485 | 1231597.3781
10 | 2722960.6558 | 1231616.528 | 2722970.108 | 1231621.383 | 2722979.3684 | 1231625.6224 | 2722985.5687 | 1231630.2099 | 2722990.5114 | 1231636.9955 | 2722995.6091 | 1231645.8081 | 2723009.0885 | 1231672.0193 | 2723013.5553 | 1231682.0309 | 2723013.876 | 1231686.2966 | 2723013.5833 | 1231692.3843
11 | 2723013.5833 | 1231692.3843 | 2723045.694 | 1231695.3846 | 2723074.3049 | 1231699.4801 | 2723080.9671 | 1231704.0662 | 2723083.6225 | 1231707.517
12 | 2722596.9862 | 1231838.2196 | 2722586.7381 | 1231839.9986 | 2722578.0025 | 1231838.9621 | 2722568.7844 | 1231833.412 | 2722546.8345 | 1231815.2671 | 2722515.2423 | 1231796.701 | 2722501.732 | 1231789.1609 | 2722479.269 | 1231782.6595
13 | 2722596.9862 | 1231838.2196 | 2722594.5996 | 1231831.6318 | 2722594.8834 | 1231827.7901 | 2722595.3562 | 1231826.3828
14 | 2722774.1702 | 1231593.3791 | 2722770.1703 | 1231589.3585 | 2722763.2111 | 1231582.7064
15 | 2722721.6831 | 1231576.8271 | 2722732.3964 | 1231573.6993 | 2722750.0776 | 1231573.3418 | 2722758.3511 | 1231578.0609 | 2722763.2111 | 1231582.7064
16 | 2722721.6831 | 1231576.8271 | 2722712.9386 | 1231579.38 | 2722707.3868 | 1231580.6637
17 | 2722707.3868 | 1231580.6637 | 2722701.4599 | 1231582.0341 | 2722698.2077 | 1231582.0788
18 | 2722692.8202 | 1231581.9912 | 2722693.3745 | 1231582.1452 | 2722698.2077 | 1231582.0788
19 | 2722692.8202 | 1231581.9912 | 2722685.5484 | 1231579.9708 | 2722667.1546 | 1231569.6982
20 | 2722653.3149 | 1231561.969 | 2722667.1546 | 1231569.6982
21 | 2722739.5658 | 1231473.455 | 2722745.1398 | 1231479.0413 | 2722751.1393 | 1231483.8246 | 2722757.319 | 1231489.4234 | 2722764.158 | 1231492.8118 | 2722769.9699 | 1231496.7794 | 2722775.3437 | 1231502.1503 | 2722778.1748 | 1231504.0881 | 2722780.8896 | 1231504.6891 | 2722783.6568 | 1231503.4897 | 2722786.5234 | 1231500.4131 | 2722793.9158 | 1231496.4514 | 2722803.9843 | 1231492.4005 | 2722824.895 | 1231483.5142 | 2722840.0769 | 1231476.5444 | 2722852.6988 | 1231470.6449 | 2722860.5036 | 1231467.9929 | 2722873.945 | 1231465.691 | 2722886.1031 | 1231467.566 | 2722895.0289 | 1231474.8119 | 2722900.3393 | 1231479.5811 | 2722907.7313 | 1231482.603 | 2722920.4165 | 1231478.4063 | 2722926.9967 | 1231474.8951 | 2722940.8592 | 1231472.7466
22 | 2722739.5658 | 1231473.455 | 2722732.4464 | 1231483.6385 | 2722725.7568 | 1231492.819 | 2722721.7734 | 1231498.6192
23 | 2722739.5658 | 1231473.455 | 2722742.7271 | 1231467.8491 | 2722747.6873 | 1231463.9039 | 2722753.199 | 1231462.6055 | 2722759.078 | 1231463.3274 | 2722769.608 | 1231465.1686 | 2722777.3117 | 1231465.9394 | 2722785.2452 | 1231465.4917 | 2722788.1384 | 1231463.3275 | 2722791.0954 | 1231457.7063 | 2722793.9014 | 1231449.869 | 2722796.0353 | 1231447.0448
24 | 2722721.7734 | 1231498.6192 | 2722718.654 | 1231502.2022 | 2722715.5472 | 1231505.1738 | 2722711.4599 | 1231506.1013 | 2722709.1591 | 1231506.8595
25 | 2722811.8063 | 1231429.1776 | 2722808.625 | 1231435.3836 | 2722804.6617 | 1231440.5726 | 2722796.9624 | 1231445.8178 | 2722796.0353 | 1231447.0448
26 | 2722566.3276 | 1231466.3533 | 2722583.6307 | 1231467.8112 | 2722595.7648 | 1231470.4858 | 2722608.0613 | 1231475.1987 | 2722618.4912 | 1231481.897 | 2722622.8919 | 1231485.2349 | 2722631.0504 | 1231493.6989 | 2722640.4621 | 1231500.1761 | 2722645.2802 | 1231503.1112 | 2722651.1298 | 1231505.2558 | 2722656.1824 | 1231506.372 | 2722667.9483 | 1231507.4267 | 2722679.9355 | 1231507.6742 | 2722693.1342 | 1231507.9468 | 2722698.0156 | 1231508.548 | 2722705.4265 | 1231508.0895 | 2722709.1591 | 1231506.8595
27 | 2722566.3276 | 1231466.3533 | 2722573.234 | 1231475.6588 | 2722587.7894 | 1231493.317
28 | 2722566.3276 | 1231466.3533 | 2722558.9386 | 1231462.0753 | 2722544.4042 | 1231454.5697 | 2722524.5274 | 1231447.1318 | 2722518.4387 | 1231445.0938
29 | 2722424.3635 | 1231789.6343 | 2722436.4259 | 1231779.2187 | 2722444.5793 | 1231776.162 | 2722460.2717 | 1231777.8087 | 2722479.269 | 1231782.6595
30 | 2722479.269 | 1231782.6595 | 2722473.6074 | 1231777.283 | 2722467.3312 | 1231773.4284 | 2722448.6518 | 1231762.7127 | 2722432.3261 | 1231756.5048 | 2722427.3292 | 1231755.2676 | 2722422.8534 | 1231755.5757 | 2722417.5548 | 1231756.4784 | 2722417.288 | 1231756.5191
31 | 2721969.3689 | 1232332.5002 | 2722026.4822 | 1232359.2594 | 2722055.3892 | 1232370.562
32 | 2721690.1354 | 1232401.1448 | 2721969.3689 | 1232332.5002
33 | 2722055.3892 | 1232370.562 | 2722278.4737 | 1232528.0518
34 | 2722197.7214 | 1231978.0685 | 2722055.3892 | 1232370.562
35 | 2721690.1354 | 1232401.1448 | 2721749.0653 | 1232133.4669
36 | 2721548.4493 | 1232391.3138 | 2721565.5074 | 1232396.8898 | 2721584.7385 | 1232399.1294 | 2721613.5188 | 1232404.0665 | 2721643.1297 | 1232405.062 | 2721690.1354 | 1232401.1448
37 | 2722074.543 | 1232786.7478 | 2722278.4737 | 1232528.0518
38 | 2722197.7214 | 1231978.0685 | 2722197.561 | 1231981.4457 | 2722198.9436 | 1231983.0977 | 2722201.5738 | 1231983.7522 | 2722204.6177 | 1231983.8149 | 2722208.0912 | 1231982.8744 | 2722215.2677 | 1231979.7861 | 2722223.4673 | 1231976.3074 | 2722240.9804 | 1231968.4159
39 | 2721749.0653 | 1232133.4669 | 2721751.581 | 1232129.7265 | 2721753.6683 | 1232126.9336 | 2721753.9224 | 1232124.5147 | 2721753.7938 | 1232120.809 | 2721753.7938 | 1232120.809
40 | 2721511.1922 | 1232384.9809 | 2721519.9901 | 1232384.0488 | 2721530.0161 | 1232385.2881 | 2721548.4493 | 1232391.3138
41 | 2722263.6818 | 1231959.6178 | 2722259.1508 | 1231960.2281 | 2722240.9804 | 1231968.4159
42 | 2722074.543 | 1232786.7478 | 2722146.5753 | 1232906.1568
43 | 2721925.6772 | 1232765.3085 | 2721942.712 | 1232770.0617 | 2721963.0425 | 1232771.4466 | 2721979.2744 | 1232779.1526 | 2721995.1894 | 1232789.3764 | 2722003.3216 | 1232792.0677 | 2722027.0841 | 1232787.1292 | 2722059.2039 | 1232787.1998 | 2722074.543 | 1232786.7478
44 | 2721752.0456 | 1232104.4778 | 2721750.7657 | 1232110.005 | 2721750.9243 | 1232112.2433 | 2721751.4679 | 1232115.2903 | 2721752.6288 | 1232118.1497 | 2721753.7938 | 1232120.809
45 | 2722418.8364 | 1231791.7 | 2722424.3635 | 1231789.6343
46 | 2722424.3635 | 1231789.6343 | 2722435.7355 | 1231802.275
47 | 2722418.8364 | 1231791.7 | 2722415.6571 | 1231786.8083 | 2722413.9028 | 1231782.2463 | 2722417.4899 | 1231775.8038 | 2722416.7236 | 1231772.1851 | 2722399.0191 | 1231757.531 | 2722393.3144 | 1231731.448 | 2722382.5422 | 1231718.9495 | 2722293.1639 | 1231639.8819
48 | 2722418.8364 | 1231791.7 | 2722406.4462 | 1231821.3355 | 2722387.0585 | 1231844.633 | 2722385.7864 | 1231850.4893 | 2722387.4099 | 1231858.0955
49 | 2722435.7355 | 1231802.275 | 2722444.4845 | 1231812.0001 | 2722445.5738 | 1231813.6285
50 | 2722459.8255 | 1232019.1949 | 2722464.3483 | 1232032.7657 | 2722486.1954 | 1232078.6418 | 2722486.8816 | 1232085.0389 | 2722484.0352 | 1232092.6642 | 2722482.858 | 1232104.2048 | 2722483.0126 | 1232112.5036 | 2722480.0344 | 1232121.7498 | 2722478.0752 | 1232130.8056 | 2722477.8209 | 1232139.9478
51 | 2722459.8255 | 1232019.1949 | 2722459.6487 | 1232016.0109 | 2722458.9564 | 1232012.4826 | 2722458.2423 | 1232009.2764 | 2722443.669 | 1231974.3147 | 2722439.6301 | 1231968.5045 | 2722435.7965 | 1231964.122 | 2722431.9825 | 1231960.9965 | 2722428.7988 | 1231958.8959 | 2722423.5726 | 1231957.3982 | 2722418.3567 | 1231956.8682 | 2722415.5712 | 1231956.3993 | 2722413.848 | 1231955.8412 | 2722412.3944 | 1231954.6992 | 2722411.3184 | 1231952.8756 | 2722411.0359 | 1231951.5131
52 | 2722411.0359 | 1231951.5131 | 2722312.9755 | 1231936.8863
53 | 2722151.6046 | 1232910.6646 | 2722148.5076 | 1232908.0544 | 2722146.5753 | 1232906.1568
54 | 2721875.3729 | 1232746.0057 | 2721890.5811 | 1232750.0875 | 2721925.6772 | 1232765.3085
55 | 2721925.6772 | 1232765.3085 | 2721935.2029 | 1232753.2496 | 2721935.9392 | 1232743.5791 | 2721933.6866 | 1232738.1952 | 2721889.5288 | 1232709.4664 | 2721887.4772 | 1232708.0142
56 | 2722069.5458 | 1233011.8275 | 2722067.2395 | 1233003.1732 | 2722068.6206 | 1232995.3062 | 2722070.6198 | 1232986.8404 | 2722073.4511 | 1232979.9041 | 2722073.4511 | 1232979.9041
57 | 2722151.6046 | 1232910.6646 | 2722150.4967 | 1232925.4983 | 2722145.4173 | 1232935.313 | 2722138.0912 | 1232946.1045 | 2722131.726 | 1232949.2096 | 2722117.7626 | 1232946.4983 | 2722108.5792 | 1232948.5335 | 2722097.8944 | 1232956.9208 | 2722089.3571 | 1232964.7407 | 2722078.8724 | 1232973.3434 | 2722073.4511 | 1232979.9041
58 | 2722305.944 | 1231917.4448 | 2722310.3534 | 1231930.2904 | 2722312.9755 | 1231936.8863
59 | 2722387.4099 | 1231858.0955 | 2722306.2859 | 1231900.8384
60 | 2722302.4391 | 1231907.7649 | 2722306.2859 | 1231900.8384
61 | 2722263.6818 | 1231959.6178 | 2722265.6683 | 1231959.3503 | 2722270.9784 | 1231958.2475
62 | 2722286.8672 | 1231934.2156 | 2722280.7607 | 1231946.6949 | 2722278.0132 | 1231952.1095 | 2722274.4771 | 1231956.0844 | 2722270.9784 | 1231958.2475 | 2722270.9784 | 1231958.2475
63 | 2722286.8672 | 1231934.2156 | 2722291.3571 | 1231925.0398 | 2722296.2618 | 1231917.7426
64 | 2722302.4391 | 1231907.7649 | 2722299.953 | 1231912.2507 | 2722296.2618 | 1231917.7426
65 | 2722303.9161 | 1231936.841 | 2722305.944 | 1231917.4448
66 | 2722305.944 | 1231917.4448 | 2722305.3357 | 1231915.7648
67 | 2722518.4387 | 1231445.0938 | 2722486.1862 | 1231434.2981 | 2722461.2637 | 1231423.7667
68 | 2722367.1623 | 1231401.2762 | 2722386.9101 | 1231401.0158 | 2722410.7482 | 1231406.2997 | 2722454.0946 | 1231420.7372 | 2722461.2637 | 1231423.7667
69 | 2722367.1623 | 1231401.2762 | 2722358.2006 | 1231402.3593 | 2722345.0234 | 1231401.7654 | 2722330.4927 | 1231398.4749 | 2722293.3768 | 1231378.7065
70 | 2722587.7894 | 1231493.317 | 2722604.3412 | 1231513.3974 | 2722621.2269 | 1231537.276 | 2722628.933 | 1231544.8967 | 2722644.8026 | 1231556.0086
71 | 2722293.3768 | 1231378.7065 | 2722276.2468 | 1231379.8663 | 2722261.634 | 1231381.6672 | 2722248.9808 | 1231384.806
72 | 2722653.3149 | 1231561.969 | 2722644.8026 | 1231556.0086
73 | 2722206.8573 | 1231413.8894 | 2722208.1429 | 1231409.212 | 2722210.3962 | 1231404.6324 | 2722213.5941 | 1231400.5393 | 2722214.9171 | 1231399.5657
74 | 2722214.9171 | 1231399.5657 | 2722216.262 | 1231398.5816
75 | 2722206.8573 | 1231413.8894 | 2722215.8228 | 1231426.9842 | 2722219.5856 | 1231433.7226 | 2722219.5534 | 1231438.6036
76 | 2722178.0403 | 1231435.5702 | 2722186.9391 | 1231429.437 | 2722206.8573 | 1231413.8894
77 | 2722234.9092 | 1231394.0611 | 2722229.972 | 1231393.2145 | 2722223.8109 | 1231395.1561 | 2722218.7014 | 1231396.7968 | 2722216.262 | 1231398.5816
78 | 2722234.9092 | 1231394.0611 | 2722238.6317 | 1231388.7667 | 2722246.0696 | 1231385.5281 | 2722248.9808 | 1231384.806
79 | 2722653.3149 | 1231561.969 | 2722652.9098 | 1231591.4956
80 | 2722222.8019 | 1231521.0469 | 2722236.9018 | 1231550.5284 | 2722269.6254 | 1231612.5069 | 2722276.122 | 1231624.806 | 2722293.1639 | 1231639.8819
81 | 2722302.4391 | 1231907.7649 | 2722305.3357 | 1231915.7648
82 | 2721865.2935 | 1232737.0696 | 2721875.3729 | 1232746.0057
83 | 2721785.9199 | 1232724.3993 | 2721791.6056 | 1232724.5159 | 2721804.9011 | 1232726.2119 | 2721837.207 | 1232729.7769 | 2721849.7806 | 1232735.2835 | 2721857.2858 | 1232736.7941 | 2721865.2935 | 1232737.0696
84 | 2721774.0782 | 1232633.3164 | 2721804.8308 | 1232643.9551 | 2721831.0986 | 1232662.386 | 2721848.1384 | 1232687.589 | 2721857.3696 | 1232720.5271 | 2721865.2935 | 1232737.0696
85 | 2721501.2768 | 1232518.3081 | 2721528.377 | 1232533.8857 | 2721560.7338 | 1232555.0088 | 2721610.657 | 1232587.8675 | 2721613.7787 | 1232589.0864
86 | 2721774.0782 | 1232633.3164 | 2721758.3664 | 1232623.4866 | 2721739.707 | 1232601.887 | 2721729.3248 | 1232591.8107 | 2721692.8128 | 1232584.624 | 2721669.6002 | 1232583.7704 | 2721636.5848 | 1232594.837 | 2721621.9283 | 1232592.2684 | 2721613.7787 | 1232589.0864
87 | 2721501.2768 | 1232518.3081 | 2721504.7824 | 1232543.9226 | 2721505.0015 | 1232552.8343 | 2721503.9208 | 1232556.0481 | 2721502.2633 | 1232557.8379 | 2721500.4265 | 1232558.7678
88 | 2721366.5596 | 1232428.6393 | 2721339.9205 | 1232444.2081 | 2721323.8375 | 1232453.9766 | 2721367.6078 | 1232467.0473 | 2721376.7598 | 1232469.1692 | 2721407.6703 | 1232479.5643 | 2721475.0525 | 1232503.2266 | 2721501.2768 | 1232518.3081
89 | 2721774.0782 | 1232633.3164 | 2721755.8119 | 1232647.2313 | 2721747.0113 | 1232653.6035
90 | 2721500.4265 | 1232558.7678 | 2721500.4265 | 1232558.7678 | 2721497.9725 | 1232558.7621 | 2721494.3358 | 1232558.4431 | 2721489.0716 | 1232556.9676 | 2721478.9109 | 1232557.516 | 2721473.2029 | 1232557.9008
91 | 2721366.5596 | 1232428.6393 | 2721375.1231 | 1232423.6417
92 | 2721746.4359 | 1232654.0201 | 2721747.0113 | 1232653.6035
93 | 2721719.9764 | 1232661.6625 | 2721733.4521 | 1232659.8391 | 2721743.849 | 1232655.8933 | 2721746.4359 | 1232654.0201
94 | 2721718.5352 | 1232661.8575 | 2721719.9764 | 1232661.6625
95 | 2721414.5666 | 1232361.6442 | 2721437.23 | 1232364.4863 | 2721439.1342 | 1232364.9493
96 | 2721500.8679 | 1232379.9723 | 2721500.7519 | 1232379.9301 | 2721439.1342 | 1232364.9493
97 | 2721511.1922 | 1232384.9809 | 2721507.2554 | 1232382.2982 | 2721500.8679 | 1232379.9723
98 | 2722567.6905 | 1231523.2509 | 2722589.6364 | 1231546.8323 | 2722608.9215 | 1231570.071 | 2722610.5959 | 1231578.5012 | 2722612.6425 | 1231584.6818 | 2722614.5177 | 1231591.8262 | 2722619.0687 | 1231598.1585 | 2722620.082 | 1231598.9597
99 | 2722652.9098 | 1231591.4956 | 2722649.6367 | 1231597.3884 | 2722643.5913 | 1231601.4336 | 2722636.5896 | 1231603.7244 | 2722629.3799 | 1231603.62 | 2722624.1373 | 1231602.1663 | 2722620.082 | 1231598.9597
100 | 2722567.6905 | 1231523.2509 | 2722560.6984 | 1231515.7377
101 | 2722652.9098 | 1231591.4956 | 2722656.2952 | 1231600.1682
102 | 2722547.3771 | 1231501.4237 | 2722560.6984 | 1231515.7377
103 | 2722676.1217 | 1231619.3526 | 2722673.6078 | 1231616.7319 | 2722669.0109 | 1231612.9896 | 2722662.7978 | 1231609.0138 | 2722659.2072 | 1231605.7037 | 2722656.8526 | 1231601.5962 | 2722656.2952 | 1231600.1682
104 | 2722546.3578 | 1231500.3284 | 2722547.3771 | 1231501.4237
105 | 2722676.1217 | 1231619.3526 | 2722677.1355 | 1231623.0876 | 2722676.6807 | 1231625.3023 | 2722675.0226 | 1231627.0917 | 2722670.906 | 1231629.442 | 2722668.7161 | 1231630.8643
106 | 2722676.1217 | 1231619.3526 | 2722677.9834 | 1231621.2815 | 2722682.1462 | 1231626.2269 | 2722685.2811 | 1231632.1631 | 2722686.7928 | 1231637.4652 | 2722686.6924 | 1231642.3226 | 2722684.7581 | 1231645.787
107 | 2722532.0731 | 1231488.6209 | 2722542.9673 | 1231496.6852 | 2722546.3578 | 1231500.3284
108 | 2722675.4519 | 1231655.4569 | 2722682.893 | 1231649.1275 | 2722684.7581 | 1231645.787
109 | 2722222.8019 | 1231521.0469 | 2722219.0131 | 1231513.125
110 | 2722211.8076 | 1231498.0591 | 2722219.0131 | 1231513.125
111 | 2722214.7725 | 1231490.1914 | 2722214.4338 | 1231497.0789 | 2722211.8076 | 1231498.0591
112 | 2722211.8076 | 1231498.0591 | 2722211.3676 | 1231496.2485 | 2722198.3333 | 1231473.3144
113 | 2722186.0106 | 1231512.1513 | 2722188.5672 | 1231513.0824 | 2722195.0344 | 1231508.4116 | 2722201.3994 | 1231503.1826 | 2722211.8076 | 1231498.0591
114 | 2722194.6838 | 1231466.8931 | 2722198.3333 | 1231473.3144
115 | 2722186.0106 | 1231512.1513 | 2722186.0746 | 1231571.6563 | 2722186.8583 | 1231602.7975 | 2722182.8895 | 1231605.3402
116 | 2722194.6838 | 1231466.8931 | 2722190.9344 | 1231459.8659 | 2722182.768 | 1231444.4784
117 | 2722178.0403 | 1231435.5702 | 2722182.768 | 1231444.4784
118 | 2722234.9092 | 1231394.0611 | 2722239.5349 | 1231401.9403 | 2722245.9841 | 1231407.3551 | 2722251.7716 | 1231410.6879 | 2722266.2287 | 1231418.6583 | 2722274.2815 | 1231423.0305
119 | 2722278.1615 | 1231425.1371 | 2722274.2815 | 1231423.0305
120 | 2722278.1615 | 1231425.1371 | 2722292.6768 | 1231433.0182
121 | 2722292.6768 | 1231433.0182 | 2722294.2863 | 1231433.892 | 2722295.911 | 1231434.5564
122 | 2722274.1242 | 1231500.3307 | 2722284.5891 | 1231494.2636 | 2722288.2174 | 1231492.8148 | 2722292.6229 | 1231490.7475
123 | 2722292.6229 | 1231490.7475 | 2722295.9587 | 1231489.1822 | 2722302.6446 | 1231488.348
124 | 2722302.6446 | 1231488.348 | 2722305.6516 | 1231487.9728
125 | 2722317.8776 | 1231486.4473 | 2722305.6516 | 1231487.9728
126 | 2722317.8776 | 1231486.4473 | 2722330.8372 | 1231484.8303
127 | 2722301.2544 | 1231436.7414 | 2722295.911 | 1231434.5564
128 | 2722301.2544 | 1231436.7414 | 2722314.9724 | 1231442.3508
129 | 2722314.9724 | 1231442.3508 | 2722320.4597 | 1231444.5946 | 2722360.7472 | 1231454.5316 | 2722365.6773 | 1231455.2385
130 | 2722382.8104 | 1231457.695 | 2722365.6773 | 1231455.2385
131 | 2722341.0694 | 1231483.5536 | 2722330.8372 | 1231484.8303
132 | 2722403.4894 | 1231468.1335 | 2722404.3683 | 1231464.4486 | 2722402.0297 | 1231461.765 | 2722390.4547 | 1231458.791 | 2722382.8104 | 1231457.695
133 | 2722403.4894 | 1231468.1335 | 2722419.0997 | 1231470.9971
134 | 2722403.4894 | 1231468.1335 | 2722401.3814 | 1231471.9043 | 2722396.9867 | 1231473.0481 | 2722390.0235 | 1231474.3607
135 | 2722421.7912 | 1231471.4908 | 2722419.0997 | 1231470.9971
136 | 2722390.0235 | 1231474.3607 | 2722384.8649 | 1231475.3332
137 | 2722341.0694 | 1231483.5536 | 2722341.6284 | 1231483.4838 | 2722384.8649 | 1231475.3332
138 | 2722421.7912 | 1231471.4908 | 2722440.8658 | 1231468.1465
139 | 2722421.7912 | 1231471.4908 | 2722429.2416 | 1231475.0611
140 | 2722440.8658 | 1231468.1465 | 2722441.7115 | 1231467.9982 | 2722464.1916 | 1231469.3178 | 2722465.0954 | 1231469.4072
141 | 2722429.2416 | 1231475.0611 | 2722455.3941 | 1231487.5936
142 | 2722456.1162 | 1231487.9396 | 2722455.3941 | 1231487.5936
143 | 2722475.525 | 1231497.2405 | 2722456.1162 | 1231487.9396
144 | 2722489.7907 | 1231471.85 | 2722465.0954 | 1231469.4072
145 | 2722491.1742 | 1231471.9869 | 2722489.7907 | 1231471.85
146 | 2722522.5573 | 1231485.7224 | 2722532.0731 | 1231488.6209

## bus_geodata
| x | y | coords
0 | 2722779.8949 | 1231681.0832
1 | 2722753.0246 | 1231726.8805
2 | 2722836.105 | 1231651.782
3 | 2722779.4762 | 1231598.7126
4 | 2722903.8703 | 1231673.2554
5 | 2722845.3068 | 1231790.818
6 | 2722732.1085 | 1231834.7852
7 | 2722778.1485 | 1231597.3781
8 | 2723038.3752 | 1231798.2054
9 | 2723013.5833 | 1231692.3843
10 | 2722596.9862 | 1231838.2196
11 | 2722774.1702 | 1231593.3791
12 | 2722960.6558 | 1231616.528
13 | 2723083.6225 | 1231707.517
14 | 2722763.2111 | 1231582.7064
15 | 2722721.6831 | 1231576.8271
16 | 2722707.3868 | 1231580.6637
17 | 2722698.2077 | 1231582.0788
18 | 2722692.8202 | 1231581.9912
19 | 2722667.1546 | 1231569.6982
20 | 2722940.8592 | 1231472.7466
21 | 2722739.5658 | 1231473.455
22 | 2722721.7734 | 1231498.6192
23 | 2722796.0352 | 1231447.0448
24 | 2722709.1591 | 1231506.8595
25 | 2722811.8063 | 1231429.1776
26 | 2722566.3276 | 1231466.3533
27 | 2722479.269 | 1231782.6595
28 | 2722595.3562 | 1231826.3828
29 | 2721969.3689 | 1232332.5002
30 | 2722055.3892 | 1232370.562
31 | 2721690.1354 | 1232401.1448
32 | 2722278.4737 | 1232528.0518
33 | 2722197.7214 | 1231978.0685
34 | 2721749.0653 | 1232133.4669
35 | 2721548.4493 | 1232391.3138
36 | 2722240.9804 | 1231968.4159
37 | 2722074.543 | 1232786.7478
38 | 2721752.0456 | 1232104.4778
39 | 2721753.7938 | 1232120.809
40 | 2722424.3635 | 1231789.6343
41 | 2722417.288 | 1231756.5191
42 | 2722418.8364 | 1231791.7
43 | 2722435.7355 | 1231802.275
44 | 2722477.8209 | 1232139.9478
45 | 2722459.8255 | 1232019.1949
46 | 2722411.0359 | 1231951.5131
47 | 2722146.5753 | 1232906.1568
48 | 2721925.6772 | 1232765.3085
49 | 2722069.5458 | 1233011.8275
50 | 2722073.4511 | 1232979.9041
51 | 2722151.6046 | 1232910.6646
52 | 2722312.9755 | 1231936.8863
53 | 2722387.4099 | 1231858.0955
54 | 2722306.286 | 1231900.8384
55 | 2722263.6818 | 1231959.6178
56 | 2722270.9784 | 1231958.2475
57 | 2722286.8672 | 1231934.2156
58 | 2722296.2618 | 1231917.7426
59 | 2722305.944 | 1231917.4448
60 | 2722303.9161 | 1231936.841
61 | 2722518.4387 | 1231445.0938
62 | 2722461.2637 | 1231423.7667
63 | 2722367.1623 | 1231401.2762
64 | 2722587.7894 | 1231493.317
65 | 2722293.3768 | 1231378.7065
66 | 2722644.8026 | 1231556.0086
67 | 2722214.9171 | 1231399.5657
68 | 2722206.8573 | 1231413.8894
69 | 2722216.262 | 1231398.5816
70 | 2722248.9808 | 1231384.806
71 | 2722653.3149 | 1231561.969
72 | 2722293.1639 | 1231639.8819
73 | 2722445.5738 | 1231813.6285
74 | 2722302.4391 | 1231907.7649
75 | 2721887.4772 | 1232708.0142
76 | 2721875.3729 | 1232746.0057
77 | 2721865.2935 | 1232737.0696
78 | 2721613.7787 | 1232589.0864
79 | 2721501.2768 | 1232518.3081
80 | 2721774.0782 | 1232633.3164
81 | 2721500.4265 | 1232558.7678
82 | 2721366.5596 | 1232428.6393
83 | 2721747.0113 | 1232653.6035
84 | 2721473.2029 | 1232557.9008
85 | 2721375.1231 | 1232423.6417
86 | 2721785.9199 | 1232724.3993
87 | 2721746.4359 | 1232654.0201
88 | 2721719.9764 | 1232661.6625
89 | 2721718.5352 | 1232661.8575
90 | 2721414.5666 | 1232361.6442
91 | 2721439.1342 | 1232364.9493
92 | 2721500.8679 | 1232379.9723
93 | 2721511.1922 | 1232384.9809
94 | 2722620.082 | 1231598.9597
95 | 2722567.6905 | 1231523.2509
96 | 2722652.9098 | 1231591.4956
97 | 2722560.6984 | 1231515.7377
98 | 2722656.2952 | 1231600.1682
99 | 2722547.3771 | 1231501.4237
100 | 2722676.1217 | 1231619.3526
101 | 2722546.3578 | 1231500.3284
102 | 2722668.7161 | 1231630.8643
103 | 2722684.7581 | 1231645.787
104 | 2722305.3357 | 1231915.7648
105 | 2722222.8019 | 1231521.0469
106 | 2722219.0131 | 1231513.125
107 | 2722211.8076 | 1231498.0591
108 | 2722214.7725 | 1231490.1914
109 | 2722198.3333 | 1231473.3144
110 | 2722186.0106 | 1231512.1513
111 | 2722194.6838 | 1231466.8931
112 | 2722182.8895 | 1231605.3402
113 | 2722182.768 | 1231444.4784
114 | 2722675.4519 | 1231655.4569
115 | 2722178.0403 | 1231435.5702
116 | 2722219.5534 | 1231438.6036
117 | 2722234.9092 | 1231394.0611
118 | 2722274.2815 | 1231423.0305
119 | 2722278.1615 | 1231425.1371
120 | 2722292.6768 | 1231433.0182
121 | 2722274.1242 | 1231500.3307
122 | 2722292.6229 | 1231490.7475
123 | 2722302.6446 | 1231488.348
124 | 2722305.6516 | 1231487.9728
125 | 2722317.8776 | 1231486.4473
126 | 2722295.911 | 1231434.5564
127 | 2722301.2544 | 1231436.7414
128 | 2722314.9724 | 1231442.3508
129 | 2722365.6773 | 1231455.2385
130 | 2722330.8372 | 1231484.8303
131 | 2722382.8104 | 1231457.695
132 | 2722403.4894 | 1231468.1335
133 | 2722419.0997 | 1231470.9971
134 | 2722390.0235 | 1231474.3607
135 | 2722341.0694 | 1231483.5536
136 | 2722384.8649 | 1231475.3332
137 | 2722421.7912 | 1231471.4908
138 | 2722440.8658 | 1231468.1465
139 | 2722429.2416 | 1231475.0611
140 | 2722455.3941 | 1231487.5936
141 | 2722456.1162 | 1231487.9396
142 | 2722475.525 | 1231497.2405
143 | 2722465.0954 | 1231469.4072
144 | 2722489.7907 | 1231471.85
145 | 2722491.1742 | 1231471.9869
146 | 2722532.0731 | 1231488.6209
147 | 2722522.5573 | 1231485.7224
148 | 2722211.8076 | 1231498.0591

## line_std_types
| c_nf_per_km | r_ohm_per_km | x_ohm_per_km | max_i_ka | type | q_mm2 | alpha | voltage_rating
NAYY 4x50 SE | 210 | 0.642 | 0.083 | 0.142 | cs | 50 | 0.00403 | LV
NAYY 4x120 SE | 264 | 0.225 | 0.08 | 0.242 | cs | 120 | 0.00403 | LV
NAYY 4x150 SE | 261 | 0.208 | 0.08 | 0.27 | cs | 150 | 0.00403 | LV
NA2XS2Y 1x95 RM/25 12/20 kV | 216 | 0.313 | 0.132 | 0.252 | cs | 95 | 0.00403 | MV
NA2XS2Y 1x185 RM/25 12/20 kV | 273 | 0.161 | 0.117 | 0.362 | cs | 185 | 0.00403 | MV
NA2XS2Y 1x240 RM/25 12/20 kV | 304 | 0.122 | 0.112 | 0.421 | cs | 240 | 0.00403 | MV
NA2XS2Y 1x95 RM/25 6/10 kV | 315 | 0.313 | 0.123 | 0.249 | cs | 95 | 0.00403 | MV
NA2XS2Y 1x185 RM/25 6/10 kV | 406 | 0.161 | 0.11 | 0.358 | cs | 185 | 0.00403 | MV
NA2XS2Y 1x240 RM/25 6/10 kV | 456 | 0.122 | 0.105 | 0.416 | cs | 240 | 0.00403 | MV
NA2XS2Y 1x150 RM/25 12/20 kV | 250 | 0.206 | 0.116 | 0.319 | cs | 150 | 0.00403 | MV
NA2XS2Y 1x120 RM/25 12/20 kV | 230 | 0.253 | 0.119 | 0.283 | cs | 120 | 0.00403 | MV
NA2XS2Y 1x70 RM/25 12/20 kV | 190 | 0.443 | 0.132 | 0.22 | cs | 70 | 0.00403 | MV
NA2XS2Y 1x150 RM/25 6/10 kV | 360 | 0.206 | 0.11 | 0.315 | cs | 150 | 0.00403 | MV
NA2XS2Y 1x120 RM/25 6/10 kV | 340 | 0.253 | 0.113 | 0.28 | cs | 120 | 0.00403 | MV
NA2XS2Y 1x70 RM/25 6/10 kV | 280 | 0.443 | 0.123 | 0.217 | cs | 70 | 0.00403 | MV
N2XS(FL)2Y 1x120 RM/35 64/110 kV | 112 | 0.153 | 0.166 | 0.366 | cs | 120 | 0.00393 | HV
N2XS(FL)2Y 1x185 RM/35 64/110 kV | 125 | 0.099 | 0.156 | 0.457 | cs | 185 | 0.00393 | HV
N2XS(FL)2Y 1x240 RM/35 64/110 kV | 135 | 0.075 | 0.149 | 0.526 | cs | 240 | 0.00393 | HV
N2XS(FL)2Y 1x300 RM/35 64/110 kV | 144 | 0.06 | 0.144 | 0.588 | cs | 300 | 0.00393 | HV
15-AL1/3-ST1A 0.4 | 11 | 1.8769 | 0.35 | 0.105 | ol | 16 | 0.00403 | LV
24-AL1/4-ST1A 0.4 | 11.25 | 1.2012 | 0.335 | 0.14 | ol | 24 | 0.00403 | LV
48-AL1/8-ST1A 0.4 | 12.2 | 0.5939 | 0.3 | 0.21 | ol | 48 | 0.00403 | LV
94-AL1/15-ST1A 0.4 | 13.2 | 0.306 | 0.29 | 0.35 | ol | 94 | 0.00403 | LV
34-AL1/6-ST1A 10.0 | 9.7 | 0.8342 | 0.36 | 0.17 | ol | 34 | 0.00403 | MV
48-AL1/8-ST1A 10.0 | 10.1 | 0.5939 | 0.35 | 0.21 | ol | 48 | 0.00403 | MV
70-AL1/11-ST1A 10.0 | 10.4 | 0.4132 | 0.339 | 0.29 | ol | 70 | 0.00403 | MV
94-AL1/15-ST1A 10.0 | 10.75 | 0.306 | 0.33 | 0.35 | ol | 94 | 0.00403 | MV
122-AL1/20-ST1A 10.0 | 11.1 | 0.2376 | 0.323 | 0.41 | ol | 122 | 0.00403 | MV
149-AL1/24-ST1A 10.0 | 11.25 | 0.194 | 0.315 | 0.47 | ol | 149 | 0.00403 | MV
34-AL1/6-ST1A 20.0 | 9.15 | 0.8342 | 0.382 | 0.17 | ol | 34 | 0.00403 | MV
48-AL1/8-ST1A 20.0 | 9.5 | 0.5939 | 0.372 | 0.21 | ol | 48 | 0.00403 | MV
70-AL1/11-ST1A 20.0 | 9.7 | 0.4132 | 0.36 | 0.29 | ol | 70 | 0.00403 | MV
94-AL1/15-ST1A 20.0 | 10 | 0.306 | 0.35 | 0.35 | ol | 94 | 0.00403 | MV
122-AL1/20-ST1A 20.0 | 10.3 | 0.2376 | 0.344 | 0.41 | ol | 122 | 0.00403 | MV
149-AL1/24-ST1A 20.0 | 10.5 | 0.194 | 0.337 | 0.47 | ol | 149 | 0.00403 | MV
184-AL1/30-ST1A 20.0 | 10.75 | 0.1571 | 0.33 | 0.535 | ol | 184 | 0.00403 | MV
243-AL1/39-ST1A 20.0 | 11 | 0.1188 | 0.32 | 0.645 | ol | 243 | 0.00403 | MV
48-AL1/8-ST1A 110.0 | 8 | 0.5939 | 0.46 | 0.21 | ol | 48 | 0.00403 | HV
70-AL1/11-ST1A 110.0 | 8.4 | 0.4132 | 0.45 | 0.29 | ol | 70 | 0.00403 | HV
94-AL1/15-ST1A 110.0 | 8.65 | 0.306 | 0.44 | 0.35 | ol | 94 | 0.00403 | HV
122-AL1/20-ST1A 110.0 | 8.5 | 0.2376 | 0.43 | 0.41 | ol | 122 | 0.00403 | HV
149-AL1/24-ST1A 110.0 | 8.75 | 0.194 | 0.41 | 0.47 | ol | 149 | 0.00403 | HV
184-AL1/30-ST1A 110.0 | 8.8 | 0.1571 | 0.4 | 0.535 | ol | 184 | 0.00403 | HV
243-AL1/39-ST1A 110.0 | 9 | 0.1188 | 0.39 | 0.645 | ol | 243 | 0.00403 | HV
305-AL1/39-ST1A 110.0 | 9.2 | 0.0949 | 0.38 | 0.74 | ol | 305 | 0.00403 | HV
490-AL1/64-ST1A 110.0 | 9.75 | 0.059 | 0.37 | 0.96 | ol | 490 | 0.00403 | HV
679-AL1/86-ST1A 110.0 | 9.95 | 0.042 | 0.36 | 1.15 | ol | 679 | 0.00403 | HV
490-AL1/64-ST1A 220.0 | 10 | 0.059 | 0.285 | 0.96 | ol | 490 | 0.00403 | HV
679-AL1/86-ST1A 220.0 | 11.7 | 0.042 | 0.275 | 1.15 | ol | 679 | 0.00403 | HV
490-AL1/64-ST1A 380.0 | 11 | 0.059 | 0.253 | 0.96 | ol | 490 | 0.00403 | HV
679-AL1/86-ST1A 380.0 | 14.6 | 0.042 | 0.25 | 1.15 | ol | 679 | 0.00403 | HV

## trafo_std_types
| i0_percent | pfe_kw | vkr_percent | sn_mva | vn_lv_kv | vn_hv_kv | vk_percent | shift_degree | vector_group | tap_side | tap_neutral | tap_min | tap_max | tap_step_degree | tap_step_percent | tap_phase_shifter
160 MVA 380/110 kV | 0.06 | 60 | 0.25 | 160 | 110 | 380 | 12.2 | 0 | Yy0 | hv | 0 | -9 | 9 | 0 | 1.5 | FALSE
100 MVA 220/110 kV | 0.06 | 55 | 0.26 | 100 | 110 | 220 | 12 | 0 | Yy0 | hv | 0 | -9 | 9 | 0 | 1.5 | FALSE
63 MVA 110/20 kV | 0.04 | 22 | 0.32 | 63 | 20 | 110 | 18 | 150 | YNd5 | hv | 0 | -9 | 9 | 0 | 1.5 | FALSE
40 MVA 110/20 kV | 0.05 | 18 | 0.34 | 40 | 20 | 110 | 16.2 | 150 | YNd5 | hv | 0 | -9 | 9 | 0 | 1.5 | FALSE
25 MVA 110/20 kV | 0.07 | 14 | 0.41 | 25 | 20 | 110 | 12 | 150 | YNd5 | hv | 0 | -9 | 9 | 0 | 1.5 | FALSE
63 MVA 110/10 kV | 0.04 | 22 | 0.32 | 63 | 10 | 110 | 18 | 150 | YNd5 | hv | 0 | -9 | 9 | 0 | 1.5 | FALSE
40 MVA 110/10 kV | 0.05 | 18 | 0.34 | 40 | 10 | 110 | 16.2 | 150 | YNd5 | hv | 0 | -9 | 9 | 0 | 1.5 | FALSE
25 MVA 110/10 kV | 0.07 | 14 | 0.41 | 25 | 10 | 110 | 12 | 150 | YNd5 | hv | 0 | -9 | 9 | 0 | 1.5 | FALSE
0.25 MVA 20/0.4 kV | 0.32 | 0.8 | 1.44 | 0.25 | 0.4 | 20 | 6 | 150 | Yzn5 | hv | 0 | -2 | 2 | 0 | 2.5 | FALSE
0.4 MVA 20/0.4 kV | 0.3375 | 1.35 | 1.425 | 0.4 | 0.4 | 20 | 6 | 150 | Dyn5 | hv | 0 | -2 | 2 | 0 | 2.5 | FALSE
0.63 MVA 20/0.4 kV | 0.2619 | 1.65 | 1.206 | 0.63 | 0.4 | 20 | 6 | 150 | Dyn5 | hv | 0 | -2 | 2 | 0 | 2.5 | FALSE
0.25 MVA 10/0.4 kV | 0.24 | 0.6 | 1.2 | 0.25 | 0.4 | 10 | 4 | 150 | Dyn5 | hv | 0 | -2 | 2 | 0 | 2.5 | FALSE
0.4 MVA 10/0.4 kV | 0.2375 | 0.95 | 1.325 | 0.4 | 0.4 | 10 | 4 | 150 | Dyn5 | hv | 0 | -2 | 2 | 0 | 2.5 | FALSE
0.63 MVA 10/0.4 kV | 0.1873 | 1.18 | 1.0794 | 0.63 | 0.4 | 10 | 4 | 150 | Dyn5 | hv | 0 | -2 | 2 | 0 | 2.5 | FALSE

## trafo3w_std_types
| sn_hv_mva | sn_mv_mva | sn_lv_mva | vn_hv_kv | vn_mv_kv | vn_lv_kv | vk_hv_percent | vk_mv_percent | vk_lv_percent | vkr_hv_percent | vkr_mv_percent | vkr_lv_percent | pfe_kw | i0_percent | shift_mv_degree | shift_lv_degree | vector_group | tap_side | tap_neutral | tap_min | tap_max | tap_step_percent
63/25/38 MVA 110/20/10 kV | 63 | 25 | 38 | 110 | 20 | 10 | 10.4 | 10.4 | 10.4 | 0.28 | 0.32 | 0.35 | 35 | 0.89 | 0 | 0 | YN0yn0yn0 | hv | 0 | -10 | 10 | 1.2
63/25/38 MVA 110/10/10 kV | 63 | 25 | 38 | 110 | 10 | 10 | 10.4 | 10.4 | 10.4 | 0.28 | 0.32 | 0.35 | 35 | 0.89 | 0 | 0 | YN0yn0yn0 | hv | 0 | -10 | 10 | 1.2

## fuse_std_types
| fuse_type | i_rated_a | t_avg | t_min | t_total | x_avg | x_min | x_total
HV 100A | HV 100A | 100 | 0 | [10.0, 3.64, 0.854, 0.281, 0.1, 0.0531, 0.022, 0.01] | [10.0, 4.267, 1.21, 0.403, 0.1, 0.058, 0.022, 0.01] | 0 | [300.0, 350.0, 450.0, 550.0, 700.0, 850.0, 1200.0, 1752.0] | [600.0, 700.0, 900.0, 1150.0, 1665.0, 2000.0, 3000.0, 4313.0]
HV 10A | HV 10A | 10 | 0 | [10.0, 1675.0, 0.344, 0.156, 0.1, 0.0417, 0.0171, 0.01] | [10.0, 1.3, 0.3, 0.155, 0.1, 0.0555, 0.023, 0.01] | 0 | [30.0, 32.0, 35.0, 37.0, 39.0, 50.0, 70.0, 88.0] | [60.0, 70.0, 80.0, 87.0, 94.0, 110.0, 150.0, 216.0]
HV 125A | HV 125A | 125 | 0 | [10.0, 1.82, 0.344, 0.1, 0.0467, 0.0269, 0.01] | [10.0, 2.478, 0.426, 0.1, 0.0427, 0.0211, 0.01] | 0 | [375.0, 500.0, 700.0, 925.0, 1200.0, 1500.0, 2341.0] | [750.0, 1000.0, 1500.0, 2200.0, 3000.0, 4000.0, 5765.0]
HV 160A | HV 160A | 160 | 0 | [10.0, 4.15, 1.03, 0.198, 0.1, 0.051, 0.0172, 0.01] | [10.0, 2.3, 0.734, 0.274, 0.1, 0.046, 0.0177, 0.01] | 0 | [480.0, 550.0, 700.0, 1000.0, 1260.0, 1600.0, 2500.0, 3227.0] | [960.0, 1300.0, 1700.0, 2200.0, 2996.0, 4000.0, 6000.0, 7946.0]
HV 16A | HV 16A | 16 | 0 | [10.0, 0.352, 0.164, 0.1, 0.0649, 0.0342, 0.01] | [10.0, 2.34, 0.722, 0.181, 0.1, 0.055, 0.0296, 0.01] | 0 | [48.0, 60.0, 65.0, 71.0, 80.0, 100.0, 162.0] | [96.0, 110.0, 125.0, 150.0, 168.0, 200.0, 250.0, 398.0]
HV 200A | HV 200A | 200 | 0 | [10.0, 4.267, 1.21, 0.403, 0.1, 0.058, 0.022, 0.01] | [10.0, 3.73, 1.654, 0.328, 0.1, 0.0531, 0.019, 0.01] | 0 | [600.0, 700.0, 900.0, 1150.0, 1665.0, 2000.0, 3000.0, 4313.0] | [1200.0, 1500.0, 1800.0, 2700.0, 3960.0, 5000.0, 7500.0, 10620.0]
HV 20A | HV 20A | 20 | 0 | [10.0, 1.3, 0.3, 0.155, 0.1, 0.0555, 0.023, 0.01] | [10.0, 1.3, 0.161, 0.1, 0.0611, 0.0399, 0.0141, 0.01] | 0 | [60.0, 70.0, 80.0, 87.0, 94.0, 110.0, 150.0, 216.0] | [120.0, 150.0, 200.0, 223.0, 260.0, 300.0, 450.0, 532.0]
HV 25A | HV 25A | 25 | 0 | [10.0, 2.512, 0.833, 0.299, 0.1, 0.0372, 0.0223, 0.01] | [10.0, 3.125, 0.597, 0.198, 0.1, 0.0378, 0.022, 0.01] | 0 | [75.0, 82.0, 90.0, 100.0, 124.0, 170.0, 200.0, 289.0] | [150.0, 170.0, 210.0, 250.0, 294.0, 400.0, 500.0, 711.0]
HV 31.5A | HV 31.5A | 31.5 | 0 | [10.0, 2.34, 0.722, 0.181, 0.1, 0.055, 0.0296, 0.01] | [10.0, 2.84, 0.368, 0.164, 0.1, 0.0621, 0.0378, 0.0195, 0.01] | 0 | [95.0, 110.0, 125.0, 150.0, 165.0, 200.0, 250.0, 390.0] | [189.0, 220.0, 300.0, 350.0, 393.0, 450.0, 530.0, 700.0, 960.0]
HV 40A | HV 40A | 40 | 0 | [10.0, 1.3, 0.161, 0.1, 0.0611, 0.0399, 0.0141, 0.01] | [10.0, 2.05, 0.369, 0.198, 0.1, 0.051, 0.0298, 0.01] | 0 | [120.0, 150.0, 200.0, 223.0, 260.0, 300.0, 450.0, 532.0] | [240.0, 300.0, 400.0, 450.0, 530.0, 650.0, 800.0, 1311.0]
HV 50A | HV 50A | 50 | 0 | [10.0, 3.215, 0.597, 0.198, 0.1, 0.0378, 0.022, 0.01] | [10.0, 3.64, 0.854, 0.281, 0.1, 0.0531, 0.022, 0.01] | 0 | [150.0, 170.0, 210.0, 250.0, 294.0, 400.0, 500.0, 711.0] | [300.0, 350.0, 450.0, 550.0, 700.0, 850.0, 1200.0, 1752.0]
HV 6.3A | HV 6.3A | 6.3 | 0 | [10.0, 1.39, 0.344, 0.168, 0.1, 0.056, 0.0263, 0.01] | [10.0, 1.711, 0.516, 0.198, 0.1, 0.0634, 0.0303, 0.01] | 0 | [19.0, 19.5, 20.4, 20.8, 22.0, 25.0, 32.0, 48.0] | [38.0, 40.0, 43.0, 48.0, 53.0, 60.0, 75.0, 118.0]
HV 63A | HV 63A | 63 | 0 | [10.0, 2.84, 0.368, 0.164, 0.1, 0.0621, 0.0378, 0.0195, 0.01] | [10.0, 1.82, 0.344, 0.1, 0.0467, 0.0269, 0.01] | 0 | [189.0, 220.0, 300.0, 350.0, 393.0, 450.0, 530.0, 700.0, 961.0] | [378.0, 500.0, 700.0, 934.0, 1200.0, 1500.0, 2366.0]
HV 80A | HV 80A | 80 | 0 | [10.0, 2.05, 0.369, 0.198, 0.1, 0.051, 0.0298, 0.01] | [10.0, 4.15, 1.03, 0.198, 0.1, 0.051, 0.0172, 0.01] | 0 | [240.0, 300.0, 400.0, 450.0, 530.0, 650.0, 800.0, 1311.0] | [480.0, 550.0, 700.0, 1000.0, 1260.0, 1600.0, 2500.0, 3227.0]
Siemens NH-1-100 | Siemens NH-1-100 | 100 | [5400.0, 2000.0, 400.0, 20.0, 1.0, 0.2, 0.012, 0.004] | 0 | 0 | [150.0, 190.0, 250.0, 430.0, 900.0, 1250.0, 2700.0, 3600.0] | 0 | 0
Siemens NH-1-125 | Siemens NH-1-125 | 125 | [4800.0, 120.0, 7.0, 0.1, 0.004] | 0 | 0 | [180.0, 400.0, 740.0, 2000.0, 4250.0] | 0 | 0
Siemens NH-1-16 | Siemens NH-1-16 | 16 | [4000.0, 400.0, 2.0, 0.1, 0.04, 0.01] | 0 | 0 | [26.0, 35.0, 75.0, 150.0, 200.0, 300.0] | 0 | 0
Siemens NH-1-160 | Siemens NH-1-160 | 160 | [4800.0, 120.0, 7.0, 0.1, 0.004] | 0 | 0 | [210.0, 500.0, 900.0, 2300.0, 5000.0] | 0 | 0
Siemens NH-1-25 | Siemens NH-1-25 | 25 | [4000.0, 1000.0, 10.0, 0.2, 0.02, 0.01] | 0 | 0 | [40.0, 50.0, 100.0, 210.0, 400.0, 500.0] | 0 | 0
Siemens NH-1-50 | Siemens NH-1-50 | 50 | [4000.0, 40.0, 4.0, 1.0, 0.02, 0.01] | 0 | 0 | [86.0, 200.0, 300.0, 400.0, 1000.0, 1280.0] | 0 | 0
Siemens NH-1-63 | Siemens NH-1-63 | 63 | [4000.0, 100.0, 10.0, 2.0, 0.04, 0.01] | 0 | 0 | [100.0, 200.0, 300.0, 400.0, 1000.0, 1500.0] | 0 | 0
Siemens NH-1-80 | Siemens NH-1-80 | 80 | [4800.0, 120.0, 7.0, 0.1, 0.01] | 0 | 0 | [150.58, 250.0, 450.0, 1150.0, 2470.0] | 0 | 0
Siemens NH-2-1000 | Siemens NH-2-1000 | 1000 | [4800.0, 120.0, 7.0, 0.1, 0.004] | 0 | 0 | [1900.0, 3500.0, 8400.0, 24000.0, 52000.0] | 0 | 0
Siemens NH-2-200 | Siemens NH-2-200 | 200 | [4800.0, 120.0, 7.0, 0.1, 0.004] | 0 | 0 | [280.0, 650.0, 1200.0, 3000.0, 7000.0] | 0 | 0
Siemens NH-2-224 | Siemens NH-2-224 | 224 | [4800.0, 120.0, 7.0, 0.2, 0.04, 0.004] | 0 | 0 | [400.0, 750.0, 1453.0, 3025.0, 4315.0, 7600.0] | 0 | 0
Siemens NH-2-250 | Siemens NH-2-250 | 250 | [4800.0, 120.0, 7.0, 0.1, 0.004] | 0 | 0 | [450.0, 800.0, 1650.0, 4000.0, 8500.0] | 0 | 0
Siemens NH-2-315 | Siemens NH-2-315 | 315 | [4800.0, 120.0, 7.0, 0.1, 0.004] | 0 | 0 | [550.0, 920.0, 1900.0, 5000.0, 11000.0] | 0 | 0
Siemens NH-2-355 | Siemens NH-2-355 | 355 | [4800.0, 120.0, 6.0, 0.1, 0.004] | 0 | 0 | [650.0, 1116.27, 2350.0, 5840.0, 12790.0] | 0 | 0
Siemens NH-2-400 | Siemens NH-2-400 | 400 | [4800.0, 120.0, 7.0, 0.1, 0.004] | 0 | 0 | [720.0, 1350.0, 2800.0, 6500.0, 15000.0] | 0 | 0
Siemens NH-2-425 | Siemens NH-2-425 | 425 | [4800.0, 120.0, 7.0, 0.1, 0.004] | 0 | 0 | [850.0, 1500.0, 3050.0, 7500.0, 16500.0] | 0 | 0
Siemens NH-2-630 | Siemens NH-2-630 | 630 | [4800.0, 120.0, 7.0, 0.1, 0.004] | 0 | 0 | [1200.0, 2000.0, 4800.0, 12000.0, 26000.0] | 0 | 0

## dtypes
| element | column | dtype
0 | bus | name | object
1 | bus | vn_kv | float64
2 | bus | type | object
3 | bus | zone | object
4 | bus | in_service | bool
5 | load | name | object
6 | load | bus | uint32
7 | load | p_mw | float64
8 | load | q_mvar | float64
9 | load | const_z_percent | float64
10 | load | const_i_percent | float64
11 | load | sn_mva | float64
12 | load | scaling | float64
13 | load | in_service | bool
14 | load | type | object
15 | ext_grid | name | object
16 | ext_grid | bus | uint32
17 | ext_grid | vm_pu | float64
18 | ext_grid | va_degree | float64
19 | ext_grid | slack_weight | float64
20 | ext_grid | in_service | bool
21 | line | name | object
22 | line | std_type | object
23 | line | from_bus | uint32
24 | line | to_bus | uint32
25 | line | length_km | float64
26 | line | r_ohm_per_km | float64
27 | line | x_ohm_per_km | float64
28 | line | c_nf_per_km | float64
29 | line | g_us_per_km | float64
30 | line | max_i_ka | float64
31 | line | df | float64
32 | line | parallel | uint32
33 | line | type | object
34 | line | in_service | bool
35 | trafo | name | object
36 | trafo | std_type | object
37 | trafo | hv_bus | uint32
38 | trafo | lv_bus | uint32
39 | trafo | sn_mva | float64
40 | trafo | vn_hv_kv | float64
41 | trafo | vn_lv_kv | float64
42 | trafo | vk_percent | float64
43 | trafo | vkr_percent | float64
44 | trafo | pfe_kw | float64
45 | trafo | i0_percent | float64
46 | trafo | shift_degree | float64
47 | trafo | tap_side | object
48 | trafo | tap_neutral | int32
49 | trafo | tap_min | int32
50 | trafo | tap_max | int32
51 | trafo | tap_step_percent | float64
52 | trafo | tap_step_degree | float64
53 | trafo | tap_pos | int32
54 | trafo | tap_phase_shifter | bool
55 | trafo | parallel | uint32
56 | trafo | df | float64
57 | trafo | in_service | bool
58 | line_geodata | coords | object
59 | bus_geodata | x | float64
60 | bus_geodata | y | float64
61 | bus_geodata | coords | object

## parameters
| version | format_version | converged | OPF_converged | name | f_hz | sn_mva
0 | 2.14.6 | 2.14.0 | FALSE | FALSE |  | 50 | 1