## bus
| name | vn_kv | type | zone | in_service
0 | bus_LV_3360-4_0_1_node_0 | 0.4 | n |  | TRUE
1 | bus_LV_3360-4_0_1_node_1 | 0.4 | n |  | TRUE
2 | bus_LV_3360-4_0_1_node_2 | 0.4 | n |  | TRUE
3 | bus_LV_3360-4_0_1_node_3 | 0.4 | n |  | TRUE
4 | bus_LV_3360-4_0_1_node_5 | 0.4 | n |  | TRUE
5 | bus_LV_3360-4_0_1_node_6 | 0.4 | n |  | TRUE
6 | bus_LV_3360-4_0_1_node_138 | 0.4 | n |  | TRUE
7 | bus_LV_3360-4_0_1_node_139 | 0.4 | n |  | TRUE
8 | bus_LV_3360-4_0_1_node_101 | 0.4 | n |  | TRUE
9 | bus_LV_3360-4_0_1_node_4 | 0.4 | n |  | TRUE
10 | bus_LV_3360-4_0_1_node_98 | 0.4 | n |  | TRUE
11 | bus_LV_3360-4_0_1_node_103 | 0.4 | n |  | TRUE
12 | bus_LV_3360-4_0_1_node_100 | 0.4 | n |  | TRUE
13 | bus_LV_3360-4_0_1_node_23 | 0.4 | n |  | TRUE
14 | bus_LV_3360-4_0_1_node_20 | 0.4 | n |  | TRUE
15 | bus_LV_3360-4_0_1_node_74 | 0.4 | n |  | TRUE
16 | bus_LV_3360-4_0_1_node_60 | 0.4 | n |  | TRUE
17 | bus_LV_3360-4_0_1_node_59 | 0.4 | n |  | TRUE
18 | bus_LV_3360-4_0_1_node_57 | 0.4 | n |  | TRUE
19 | bus_LV_3360-4_0_1_node_99 | 0.4 | n |  | TRUE
20 | bus_LV_3360-4_0_1_node_140 | 0.4 | n |  | TRUE
21 | bus_LV_3360-4_0_1_node_73 | 0.4 | n |  | TRUE
22 | bus_LV_3360-4_0_1_node_96 | 0.4 | n |  | TRUE
23 | bus_LV_3360-4_0_1_node_21 | 0.4 | n |  | TRUE
24 | bus_LV_3360-4_0_1_node_7 | 0.4 | n |  | TRUE
25 | bus_LV_3360-4_0_1_node_8 | 0.4 | n |  | TRUE
26 | bus_LV_3360-4_0_1_node_9 | 0.4 | n |  | TRUE
27 | bus_LV_3360-4_0_1_node_11 | 0.4 | n |  | TRUE
28 | bus_LV_3360-4_0_1_node_12 | 0.4 | n |  | TRUE
29 | bus_LV_3360-4_0_1_node_26 | 0.4 | n |  | TRUE
30 | bus_LV_3360-4_0_1_node_25 | 0.4 | n |  | TRUE
31 | bus_LV_3360-4_0_1_node_13 | 0.4 | n |  | TRUE
32 | bus_LV_3360-4_0_1_node_24 | 0.4 | n |  | TRUE
33 | bus_LV_3360-4_0_1_node_27 | 0.4 | n |  | TRUE
34 | bus_LV_3360-4_0_1_node_28 | 0.4 | n |  | TRUE
35 | bus_LV_3360-4_0_1_node_14 | 0.4 | n |  | TRUE
36 | bus_LV_3360-4_0_1_node_15 | 0.4 | n |  | TRUE
37 | bus_LV_3360-4_0_1_node_41 | 0.4 | n |  | TRUE
38 | bus_LV_3360-4_0_1_node_37 | 0.4 | n |  | TRUE
39 | bus_LV_3360-4_0_1_node_215 | 0.4 | n |  | TRUE
40 | bus_LV_3360-4_0_1_node_38 | 0.4 | n |  | TRUE
41 | bus_LV_3360-4_0_1_node_36 | 0.4 | n |  | TRUE
42 | bus_LV_3360-4_0_1_node_16 | 0.4 | n |  | TRUE
43 | bus_LV_3360-4_0_1_node_17 | 0.4 | n |  | TRUE
44 | bus_LV_3360-4_0_1_node_18 | 0.4 | n |  | TRUE
45 | bus_LV_3360-4_0_1_node_19 | 0.4 | n |  | TRUE
46 | bus_LV_3360-4_0_1_node_39 | 0.4 | n |  | TRUE
47 | bus_LV_3360-4_0_1_node_40 | 0.4 | n |  | TRUE
48 | bus_LV_3360-4_0_1_node_32 | 0.4 | n |  | TRUE
49 | bus_LV_3360-4_0_1_node_43 | 0.4 | n |  | TRUE
50 | bus_LV_3360-4_0_1_node_218 | 0.4 | n |  | TRUE
51 | bus_LV_3360-4_0_1_node_156 | 0.4 | n |  | TRUE
52 | bus_LV_3360-4_0_1_node_31 | 0.4 | n |  | TRUE
53 | bus_LV_3360-4_0_1_node_22 | 0.4 | n |  | TRUE
54 | bus_LV_3360-4_0_1_node_34 | 0.4 | n |  | TRUE
55 | bus_LV_3360-4_0_1_node_90 | 0.4 | n |  | TRUE
56 | bus_LV_3360-4_0_1_node_72 | 0.4 | n |  | TRUE
57 | bus_LV_3360-4_0_1_node_97 | 0.4 | n |  | TRUE
58 | bus_LV_3360-4_0_1_node_29 | 0.4 | n |  | TRUE
59 | bus_LV_3360-4_0_1_node_30 | 0.4 | n |  | TRUE
60 | bus_LV_3360-4_0_1_node_35 | 0.4 | n |  | TRUE
61 | bus_LV_3360-4_0_1_node_33 | 0.4 | n |  | TRUE
62 | bus_LV_3360-4_0_1_node_93 | 0.4 | n |  | TRUE
63 | bus_LV_3360-4_0_1_node_91 | 0.4 | n |  | TRUE
64 | bus_LV_3360-4_0_1_node_94 | 0.4 | n |  | TRUE
65 | bus_LV_3360-4_0_1_node_95 | 0.4 | n |  | TRUE
66 | bus_LV_3360-4_0_1_node_205 | 0.4 | n |  | TRUE
67 | bus_LV_3360-4_0_1_node_208 | 0.4 | n |  | TRUE
68 | bus_LV_3360-4_0_1_node_44 | 0.4 | n |  | TRUE
69 | bus_LV_3360-4_0_1_node_157 | 0.4 | n |  | TRUE
70 | bus_LV_3360-4_0_1_node_155 | 0.4 | n |  | TRUE
71 | bus_LV_3360-4_0_1_node_162 | 0.4 | n |  | TRUE
72 | bus_LV_3360-4_0_1_node_45 | 0.4 | n |  | TRUE
73 | bus_LV_3360-4_0_1_node_46 | 0.4 | n |  | TRUE
74 | bus_LV_3360-4_0_1_node_47 | 0.4 | n |  | TRUE
75 | bus_LV_3360-4_0_1_node_82 | 0.4 | n |  | TRUE
76 | bus_LV_3360-4_0_1_node_48 | 0.4 | n |  | TRUE
77 | bus_LV_3360-4_0_1_node_49 | 0.4 | n |  | TRUE
78 | bus_LV_3360-4_0_1_node_83 | 0.4 | n |  | TRUE
79 | bus_LV_3360-4_0_1_node_84 | 0.4 | n |  | TRUE
80 | bus_LV_3360-4_0_1_node_63 | 0.4 | n |  | TRUE
81 | bus_LV_3360-4_0_1_node_81 | 0.4 | n |  | TRUE
82 | bus_LV_3360-4_0_1_node_62 | 0.4 | n |  | TRUE
83 | bus_LV_3360-4_0_1_node_79 | 0.4 | n |  | TRUE
84 | bus_LV_3360-4_0_1_node_85 | 0.4 | n |  | TRUE
85 | bus_LV_3360-4_0_1_node_86 | 0.4 | n |  | TRUE
86 | bus_LV_3360-4_0_1_node_221 | 0.4 | n |  | TRUE
87 | bus_LV_3360-4_0_1_node_55 | 0.4 | n |  | TRUE
88 | bus_LV_3360-4_0_1_node_56 | 0.4 | n |  | TRUE
89 | bus_LV_3360-4_0_1_node_58 | 0.4 | n |  | TRUE
90 | bus_LV_3360-4_0_1_node_61 | 0.4 | n |  | TRUE
91 | bus_LV_3360-4_0_1_node_152 | 0.4 | n |  | TRUE
92 | bus_LV_3360-4_0_1_node_70 | 0.4 | n |  | TRUE
93 | bus_LV_3360-4_0_1_node_92 | 0.4 | n |  | TRUE
94 | bus_LV_3360-4_0_1_node_153 | 0.4 | n |  | TRUE
95 | bus_LV_3360-4_0_1_node_151 | 0.4 | n |  | TRUE
96 | bus_LV_3360-4_0_1_node_64 | 0.4 | n |  | TRUE
97 | bus_LV_3360-4_0_1_node_65 | 0.4 | n |  | TRUE
98 | bus_LV_3360-4_0_1_node_66 | 0.4 | n |  | TRUE
99 | bus_LV_3360-4_0_1_node_67 | 0.4 | n |  | TRUE
100 | bus_LV_3360-4_0_1_node_68 | 0.4 | n |  | TRUE
101 | bus_LV_3360-4_0_1_node_69 | 0.4 | n |  | TRUE
102 | bus_LV_3360-4_0_1_node_71 | 0.4 | n |  | TRUE
103 | bus_LV_3360-4_0_1_node_75 | 0.4 | n |  | TRUE
104 | bus_LV_3360-4_0_1_node_76 | 0.4 | n |  | TRUE
105 | bus_LV_3360-4_0_1_node_87 | 0.4 | n |  | TRUE
106 | bus_LV_3360-4_0_1_node_89 | 0.4 | n |  | TRUE
107 | bus_LV_3360-4_0_1_node_88 | 0.4 | n |  | TRUE
108 | bus_LV_3360-4_0_1_node_77 | 0.4 | n |  | TRUE
109 | bus_LV_3360-4_0_1_node_78 | 0.4 | n |  | TRUE
110 | bus_LV_3360-4_0_1_node_80 | 0.4 | n |  | TRUE
111 | bus_LV_3360-4_0_1_node_102 | 0.4 | n |  | TRUE
112 | bus_LV_3360-4_0_1_node_141 | 0.4 | n |  | TRUE
113 | bus_LV_3360-4_0_1_node_142 | 0.4 | n |  | TRUE
114 | bus_LV_3360-4_0_1_node_143 | 0.4 | n |  | TRUE
115 | bus_LV_3360-4_0_1_node_144 | 0.4 | n |  | TRUE
116 | bus_LV_3360-4_0_1_node_145 | 0.4 | n |  | TRUE
117 | bus_LV_3360-4_0_1_node_147 | 0.4 | n |  | TRUE
118 | bus_LV_3360-4_0_1_node_146 | 0.4 | n |  | TRUE
119 | bus_LV_3360-4_0_1_node_148 | 0.4 | n |  | TRUE
120 | bus_LV_3360-4_0_1_node_149 | 0.4 | n |  | TRUE
121 | bus_LV_3360-4_0_1_node_150 | 0.4 | n |  | TRUE
122 | bus_LV_3360-4_0_1_node_184 | 0.4 | n |  | TRUE
123 | bus_LV_3360-4_0_1_node_154 | 0.4 | n |  | TRUE
124 | bus_LV_3360-4_0_1_node_158 | 0.4 | n |  | TRUE
125 | bus_LV_3360-4_0_1_node_159 | 0.4 | n |  | TRUE
126 | bus_LV_3360-4_0_1_node_160 | 0.4 | n |  | TRUE
127 | bus_LV_3360-4_0_1_node_161 | 0.4 | n |  | TRUE
128 | bus_LV_3360-4_0_1_node_164 | 0.4 | n |  | TRUE
129 | bus_LV_3360-4_0_1_node_163 | 0.4 | n |  | TRUE
130 | bus_LV_3360-4_0_1_node_212 | 0.4 | n |  | TRUE
131 | bus_LV_3360-4_0_1_node_213 | 0.4 | n |  | TRUE
132 | bus_LV_3360-4_0_1_node_210 | 0.4 | n |  | TRUE
133 | bus_LV_3360-4_0_1_node_209 | 0.4 | n |  | TRUE
134 | bus_LV_3360-4_0_1_node_206 | 0.4 | n |  | TRUE
135 | bus_LV_3360-4_0_1_node_207 | 0.4 | n |  | TRUE
136 | bus_LV_3360-4_0_1_node_214 | 0.4 | n |  | TRUE
137 | bus_MV_0_node_55 | 20 | n |  | TRUE

## load
| name | bus | p_mw | q_mvar | const_z_percent | const_i_percent | sn_mva | scaling | in_service | type
0 | LV_3360-4_0_1_load_0 | 0 | 0.00071057 | 0.00017809 | 0 | 0 |  | 1 | TRUE | wye
1 | LV_3360-4_0_1_load_3 | 3 | 0.0010357 | 0.00025957 | 0 | 0 |  | 1 | TRUE | wye
2 | LV_3360-4_0_1_load_138 | 6 | 0.00046897 | 0.00011753 | 0 | 0 |  | 1 | TRUE | wye
3 | LV_3360-4_0_1_load_139 | 7 | 0.000451 | 0.00011303 | 0 | 0 |  | 1 | TRUE | wye
4 | LV_3360-4_0_1_load_101 | 8 | 0.000413 | 0.00010351 | 0 | 0 |  | 1 | TRUE | wye
5 | LV_3360-4_0_1_load_4 | 9 | 0.00048526 | 0.00012162 | 0 | 0 |  | 1 | TRUE | wye
6 | LV_3360-4_0_1_load_98 | 10 | 0.00029732 | 7.4515e-05 | 0 | 0 |  | 1 | TRUE | wye
7 | LV_3360-4_0_1_load_103 | 11 | 0.00014506 | 3.6356e-05 | 0 | 0 |  | 1 | TRUE | wye
8 | LV_3360-4_0_1_load_100 | 12 | 0.00019294 | 4.8354e-05 | 0 | 0 |  | 1 | TRUE | wye
9 | LV_3360-4_0_1_load_20 | 14 | 0.00016377 | 4.1045e-05 | 0 | 0 |  | 1 | TRUE | wye
10 | LV_3360-4_0_1_load_74 | 15 | 0.00023057 | 5.7787e-05 | 0 | 0 |  | 1 | TRUE | wye
11 | LV_3360-4_0_1_load_60 | 16 | 9.986e-05 | 2.5027e-05 | 0 | 0 |  | 1 | TRUE | wye
12 | LV_3360-4_0_1_load_57 | 18 | 0.00041954 | 0.00010515 | 0 | 0 |  | 1 | TRUE | wye
13 | LV_3360-4_0_1_load_99 | 19 | 0.0003925 | 9.8371e-05 | 0 | 0 |  | 1 | TRUE | wye
14 | LV_3360-4_0_1_load_140 | 20 | 0.00056177 | 0.00014079 | 0 | 0 |  | 1 | TRUE | wye
15 | LV_3360-4_0_1_load_96 | 22 | 0.00091191 | 0.00022855 | 0 | 0 |  | 1 | TRUE | wye
16 | LV_3360-4_0_1_load_21 | 23 | 0.0006341 | 0.00015892 | 0 | 0 |  | 1 | TRUE | wye
17 | LV_3360-4_0_1_load_7 | 24 | 0.00011092 | 2.7799e-05 | 0 | 0 |  | 1 | TRUE | wye
18 | LV_3360-4_0_1_load_8 | 25 | 0.00018732 | 4.6946e-05 | 0 | 0 |  | 1 | TRUE | wye
19 | LV_3360-4_0_1_load_12 | 28 | 4.0312e-05 | 1.0103e-05 | 0 | 0 |  | 1 | TRUE | wye
20 | LV_3360-4_0_1_load_25 | 30 | 4.7834e-05 | 1.1988e-05 | 0 | 0 |  | 1 | TRUE | wye
21 | LV_3360-4_0_1_load_13 | 31 | 6.5019e-05 | 1.6295e-05 | 0 | 0 |  | 1 | TRUE | wye
22 | LV_3360-4_0_1_load_27 | 33 | 9.2401e-05 | 2.3158e-05 | 0 | 0 |  | 1 | TRUE | wye
23 | LV_3360-4_0_1_load_28 | 34 | 3.9993e-05 | 1.0023e-05 | 0 | 0 |  | 1 | TRUE | wye
24 | LV_3360-4_0_1_load_14 | 35 | 9.6912e-05 | 2.4288e-05 | 0 | 0 |  | 1 | TRUE | wye
25 | LV_3360-4_0_1_load_41 | 37 | 2.7082e-05 | 6.7874e-06 | 0 | 0 |  | 1 | TRUE | wye
26 | LV_3360-4_0_1_load_215 | 39 | 0.00018922 | 4.7423e-05 | 0 | 0 |  | 1 | TRUE | wye
27 | LV_3360-4_0_1_load_38 | 40 | 4.9059e-05 | 1.2295e-05 | 0 | 0 |  | 1 | TRUE | wye
28 | LV_3360-4_0_1_load_36 | 41 | 3.135e-05 | 7.8571e-06 | 0 | 0 |  | 1 | TRUE | wye
29 | LV_3360-4_0_1_load_16 | 42 | 0.00030079 | 7.5384e-05 | 0 | 0 |  | 1 | TRUE | wye
30 | LV_3360-4_0_1_load_17 | 43 | 0.00034421 | 8.6268e-05 | 0 | 0 |  | 1 | TRUE | wye
31 | LV_3360-4_0_1_load_18 | 44 | 0.00016111 | 4.0377e-05 | 0 | 0 |  | 1 | TRUE | wye
32 | LV_3360-4_0_1_load_32 | 48 | 9.4389e-05 | 2.3656e-05 | 0 | 0 |  | 1 | TRUE | wye
33 | LV_3360-4_0_1_load_43 | 49 | 0.00017049 | 4.2729e-05 | 0 | 0 |  | 1 | TRUE | wye
34 | LV_3360-4_0_1_load_218 | 50 | 0.00045552 | 0.00011416 | 0 | 0 |  | 1 | TRUE | wye
35 | LV_3360-4_0_1_load_31 | 52 | 0.00015862 | 3.9754e-05 | 0 | 0 |  | 1 | TRUE | wye
36 | LV_3360-4_0_1_load_22 | 53 | 9.161e-05 | 2.296e-05 | 0 | 0 |  | 1 | TRUE | wye
37 | LV_3360-4_0_1_load_34 | 54 | 0.00051526 | 0.00012914 | 0 | 0 |  | 1 | TRUE | wye
38 | LV_3360-4_0_1_load_90 | 55 | 0.00018926 | 4.7432e-05 | 0 | 0 |  | 1 | TRUE | wye
39 | LV_3360-4_0_1_load_97 | 57 | 0.00054947 | 0.00013771 | 0 | 0 |  | 1 | TRUE | wye
40 | LV_3360-4_0_1_load_29 | 58 | 0.00018153 | 4.5496e-05 | 0 | 0 |  | 1 | TRUE | wye
41 | LV_3360-4_0_1_load_30 | 59 | 6.4378e-05 | 1.6135e-05 | 0 | 0 |  | 1 | TRUE | wye
42 | LV_3360-4_0_1_load_35 | 60 | 5.044e-05 | 1.2641e-05 | 0 | 0 |  | 1 | TRUE | wye
43 | LV_3360-4_0_1_load_33 | 61 | 0.00016294 | 4.0836e-05 | 0 | 0 |  | 1 | TRUE | wye
44 | LV_3360-4_0_1_load_93 | 62 | 0.00025263 | 6.3316e-05 | 0 | 0 |  | 1 | TRUE | wye
45 | LV_3360-4_0_1_load_94 | 64 | 0.00031596 | 7.9188e-05 | 0 | 0 |  | 1 | TRUE | wye
46 | LV_3360-4_0_1_load_95 | 65 | 0.00014656 | 3.6731e-05 | 0 | 0 |  | 1 | TRUE | wye
47 | LV_3360-4_0_1_load_208 | 67 | 6.0802e-05 | 1.5238e-05 | 0 | 0 |  | 1 | TRUE | wye
48 | LV_3360-4_0_1_load_44 | 68 | 0.0003437 | 8.6139e-05 | 0 | 0 |  | 1 | TRUE | wye
49 | LV_3360-4_0_1_load_157 | 69 | 0.00012594 | 3.1565e-05 | 0 | 0 |  | 1 | TRUE | wye
50 | LV_3360-4_0_1_load_155 | 70 | 0.00013585 | 3.4048e-05 | 0 | 0 |  | 1 | TRUE | wye
51 | LV_3360-4_0_1_load_162 | 71 | 9.6886e-05 | 2.4282e-05 | 0 | 0 |  | 1 | TRUE | wye
52 | LV_3360-4_0_1_load_45 | 72 | 0.00013395 | 3.3571e-05 | 0 | 0 |  | 1 | TRUE | wye
53 | LV_3360-4_0_1_load_46 | 73 | 0.00016276 | 4.0792e-05 | 0 | 0 |  | 1 | TRUE | wye
54 | LV_3360-4_0_1_load_47 | 74 | 0.00014998 | 3.7588e-05 | 0 | 0 |  | 1 | TRUE | wye
55 | LV_3360-4_0_1_load_82 | 75 | 0.00013091 | 3.2809e-05 | 0 | 0 |  | 1 | TRUE | wye
56 | LV_3360-4_0_1_load_48 | 76 | 0.00025622 | 6.4215e-05 | 0 | 0 |  | 1 | TRUE | wye
57 | LV_3360-4_0_1_load_49 | 77 | 0.00013992 | 3.5067e-05 | 0 | 0 |  | 1 | TRUE | wye
58 | LV_3360-4_0_1_load_83 | 78 | 0.00037784 | 9.4696e-05 | 0 | 0 |  | 1 | TRUE | wye
59 | LV_3360-4_0_1_load_84 | 79 | 0.0001351 | 3.3859e-05 | 0 | 0 |  | 1 | TRUE | wye
60 | LV_3360-4_0_1_load_63 | 80 | 0.00020512 | 5.1409e-05 | 0 | 0 |  | 1 | TRUE | wye
61 | LV_3360-4_0_1_load_81 | 81 | 0.00011388 | 2.8541e-05 | 0 | 0 |  | 1 | TRUE | wye
62 | LV_3360-4_0_1_load_62 | 82 | 0.00038624 | 9.68e-05 | 0 | 0 |  | 1 | TRUE | wye
63 | LV_3360-4_0_1_load_85 | 84 | 0.00010331 | 2.5891e-05 | 0 | 0 |  | 1 | TRUE | wye
64 | LV_3360-4_0_1_load_86 | 85 | 0.00016085 | 4.0313e-05 | 0 | 0 |  | 1 | TRUE | wye
65 | LV_3360-4_0_1_load_221 | 86 | 0.00010007 | 2.5081e-05 | 0 | 0 |  | 1 | TRUE | wye
66 | LV_3360-4_0_1_load_55 | 87 | 0.00024783 | 6.2113e-05 | 0 | 0 |  | 1 | TRUE | wye
67 | LV_3360-4_0_1_load_56 | 88 | 0.00010439 | 2.6163e-05 | 0 | 0 |  | 1 | TRUE | wye
68 | LV_3360-4_0_1_load_58 | 89 | 0.00024086 | 6.0364e-05 | 0 | 0 |  | 1 | TRUE | wye
69 | LV_3360-4_0_1_load_61 | 90 | 0.00025888 | 6.4881e-05 | 0 | 0 |  | 1 | TRUE | wye
70 | LV_3360-4_0_1_load_70 | 92 | 0.00087857 | 0.00022019 | 0 | 0 |  | 1 | TRUE | wye
71 | LV_3360-4_0_1_load_92 | 93 | 0.00040472 | 0.00010143 | 0 | 0 |  | 1 | TRUE | wye
72 | LV_3360-4_0_1_load_153 | 94 | 0.00020164 | 5.0537e-05 | 0 | 0 |  | 1 | TRUE | wye
73 | LV_3360-4_0_1_load_151 | 95 | 0.00026487 | 6.6383e-05 | 0 | 0 |  | 1 | TRUE | wye
74 | LV_3360-4_0_1_load_65 | 97 | 0.0001415 | 3.5464e-05 | 0 | 0 |  | 1 | TRUE | wye
75 | LV_3360-4_0_1_load_66 | 98 | 0.0002303 | 5.772e-05 | 0 | 0 |  | 1 | TRUE | wye
76 | LV_3360-4_0_1_load_67 | 99 | 0.00028425 | 7.1241e-05 | 0 | 0 |  | 1 | TRUE | wye
77 | LV_3360-4_0_1_load_68 | 100 | 0.00029344 | 7.3543e-05 | 0 | 0 |  | 1 | TRUE | wye
78 | LV_3360-4_0_1_load_71 | 102 | 0.00019318 | 4.8417e-05 | 0 | 0 |  | 1 | TRUE | wye
79 | LV_3360-4_0_1_load_75 | 103 | 0.00025778 | 6.4605e-05 | 0 | 0 |  | 1 | TRUE | wye
80 | LV_3360-4_0_1_load_76 | 104 | 0.00026632 | 6.6746e-05 | 0 | 0 |  | 1 | TRUE | wye
81 | LV_3360-4_0_1_load_89 | 106 | 0.00031507 | 7.8963e-05 | 0 | 0 |  | 1 | TRUE | wye
82 | LV_3360-4_0_1_load_88 | 107 | 0.0003705 | 9.2855e-05 | 0 | 0 |  | 1 | TRUE | wye
83 | LV_3360-4_0_1_load_77 | 108 | 9.0976e-05 | 2.2801e-05 | 0 | 0 |  | 1 | TRUE | wye
84 | LV_3360-4_0_1_load_78 | 109 | 0.00031852 | 7.983e-05 | 0 | 0 |  | 1 | TRUE | wye
85 | LV_3360-4_0_1_load_80 | 110 | 0.0014397 | 0.00036083 | 0 | 0 |  | 1 | TRUE | wye
86 | LV_3360-4_0_1_load_102 | 111 | 0.00042987 | 0.00010774 | 0 | 0 |  | 1 | TRUE | wye
87 | LV_3360-4_0_1_load_141 | 112 | 0.00097521 | 0.00024441 | 0 | 0 |  | 1 | TRUE | wye
88 | LV_3360-4_0_1_load_142 | 113 | 0.00032294 | 8.0936e-05 | 0 | 0 |  | 1 | TRUE | wye
89 | LV_3360-4_0_1_load_143 | 114 | 0.00076109 | 0.00019075 | 0 | 0 |  | 1 | TRUE | wye
90 | LV_3360-4_0_1_load_144 | 115 | 0.00082525 | 0.00020683 | 0 | 0 |  | 1 | TRUE | wye
91 | LV_3360-4_0_1_load_145 | 116 | 0.00013291 | 3.3311e-05 | 0 | 0 |  | 1 | TRUE | wye
92 | LV_3360-4_0_1_load_147 | 117 | 8.2845e-05 | 2.0763e-05 | 0 | 0 |  | 1 | TRUE | wye
93 | LV_3360-4_0_1_load_146 | 118 | 0.00017578 | 4.4055e-05 | 0 | 0 |  | 1 | TRUE | wye
94 | LV_3360-4_0_1_load_149 | 120 | 0.00023184 | 5.8105e-05 | 0 | 0 |  | 1 | TRUE | wye
95 | LV_3360-4_0_1_load_150 | 121 | 0.00020061 | 5.0277e-05 | 0 | 0 |  | 1 | TRUE | wye
96 | LV_3360-4_0_1_load_184 | 122 | 0.00072519 | 0.00018175 | 0 | 0 |  | 1 | TRUE | wye
97 | LV_3360-4_0_1_load_154 | 123 | 0.00071723 | 0.00017976 | 0 | 0 |  | 1 | TRUE | wye
98 | LV_3360-4_0_1_load_159 | 125 | 0.00010525 | 2.6379e-05 | 0 | 0 |  | 1 | TRUE | wye
99 | LV_3360-4_0_1_load_160 | 126 | 0.00041411 | 0.00010379 | 0 | 0 |  | 1 | TRUE | wye
100 | LV_3360-4_0_1_load_161 | 127 | 0.00015637 | 3.9189e-05 | 0 | 0 |  | 1 | TRUE | wye
101 | LV_3360-4_0_1_load_164 | 128 | 0.00037408 | 9.3753e-05 | 0 | 0 |  | 1 | TRUE | wye
102 | LV_3360-4_0_1_load_163 | 129 | 3.5864e-05 | 8.9882e-06 | 0 | 0 |  | 1 | TRUE | wye
103 | LV_3360-4_0_1_load_213 | 131 | 9.0364e-05 | 2.2647e-05 | 0 | 0 |  | 1 | TRUE | wye
104 | LV_3360-4_0_1_load_210 | 132 | 0.00025798 | 6.4656e-05 | 0 | 0 |  | 1 | TRUE | wye
105 | LV_3360-4_0_1_load_209 | 133 | 6.9109e-05 | 1.732e-05 | 0 | 0 |  | 1 | TRUE | wye
106 | LV_3360-4_0_1_load_206 | 134 | 8.5511e-05 | 2.1431e-05 | 0 | 0 |  | 1 | TRUE | wye
107 | LV_3360-4_0_1_load_207 | 135 | 3.2858e-05 | 8.235e-06 | 0 | 0 |  | 1 | TRUE | wye
108 | LV_3360-4_0_1_load_214 | 136 | 4.6266e-05 | 1.1595e-05 | 0 | 0 |  | 1 | TRUE | wye

## ext_grid
| name | bus | vm_pu | va_degree | slack_weight | in_service
0 |  | 87 | 1 | 0 | 1 | TRUE

## line
| name | std_type | from_bus | to_bus | length_km | r_ohm_per_km | x_ohm_per_km | c_nf_per_km | g_us_per_km | max_i_ka | df | parallel | type | in_service
0 | LV_3360-4_0_1_line_0 | NAYY 4x150 SE | 0 | 1 | 0.12195 | 0.208 | 0.08 | 261 | 0 | 0.27 | 1 | 1 | cs | TRUE
1 | LV_3360-4_0_1_line_1 | NAYY 4x150 SE | 0 | 2 | 0.10625 | 0.208 | 0.08 | 261 | 0 | 0.27 | 1 | 1 | cs | TRUE
2 | LV_3360-4_0_1_line_2 | NAYY 4x150 SE | 1 | 3 | 0.20349 | 0.208 | 0.08 | 261 | 0 | 0.27 | 1 | 1 | cs | TRUE
3 | LV_3360-4_0_1_line_3 | NAYY 4x150 SE | 2 | 4 | 0.089165 | 0.208 | 0.08 | 261 | 0 | 0.27 | 1 | 1 | cs | TRUE
4 | LV_3360-4_0_1_line_4 | NAYY 4x150 SE | 2 | 5 | 0.1741 | 0.208 | 0.08 | 261 | 0 | 0.27 | 1 | 1 | cs | TRUE
5 | LV_3360-4_0_1_line_5 | NAYY 4x150 SE | 4 | 11 | 0.016888 | 0.208 | 0.08 | 261 | 0 | 0.27 | 1 | 1 | cs | TRUE
6 | LV_3360-4_0_1_line_6 | NAYY 4x150 SE | 4 | 12 | 0.045497 | 0.208 | 0.08 | 261 | 0 | 0.27 | 1 | 1 | cs | TRUE
7 | LV_3360-4_0_1_line_7 | NAYY 4x150 SE | 5 | 13 | 0.1377 | 0.208 | 0.08 | 261 | 0 | 0.27 | 1 | 1 | cs | TRUE
8 | LV_3360-4_0_1_line_8 | NAYY 4x150 SE | 5 | 14 | 0.2575 | 0.208 | 0.08 | 261 | 0 | 0.27 | 1 | 1 | cs | TRUE
9 | LV_3360-4_0_1_line_9 | NAYY 4x150 SE | 6 | 7 | 0.053232 | 0.208 | 0.08 | 261 | 0 | 0.27 | 1 | 1 | cs | TRUE
10 | LV_3360-4_0_1_line_10 | NAYY 4x150 SE | 6 | 8 | 0.18471 | 0.208 | 0.08 | 261 | 0 | 0.27 | 1 | 1 | cs | TRUE
11 | LV_3360-4_0_1_line_11 | NAYY 4x150 SE | 7 | 20 | 0.13147 | 0.208 | 0.08 | 261 | 0 | 0.27 | 1 | 1 | cs | TRUE
12 | LV_3360-4_0_1_line_12 | NAYY 4x150 SE | 8 | 111 | 0.18122 | 0.208 | 0.08 | 261 | 0 | 0.27 | 1 | 1 | cs | TRUE
13 | LV_3360-4_0_1_line_13 | NAYY 4x150 SE | 8 | 19 | 0.26788 | 0.208 | 0.08 | 261 | 0 | 0.27 | 1 | 1 | cs | TRUE
14 | LV_3360-4_0_1_line_14 | NAYY 4x150 SE | 9 | 10 | 0.0095127 | 0.208 | 0.08 | 261 | 0 | 0.27 | 1 | 1 | cs | TRUE
15 | LV_3360-4_0_1_line_15 | NAYY 4x150 SE | 10 | 15 | 0.0090617 | 0.208 | 0.08 | 261 | 0 | 0.27 | 1 | 1 | cs | TRUE
16 | LV_3360-4_0_1_line_16 | NAYY 4x150 SE | 11 | 18 | 0.032936 | 0.208 | 0.08 | 261 | 0 | 0.27 | 1 | 1 | cs | TRUE
17 | LV_3360-4_0_1_line_17 | NAYY 4x150 SE | 12 | 19 | 0.012855 | 0.208 | 0.08 | 261 | 0 | 0.27 | 1 | 1 | cs | TRUE
18 | LV_3360-4_0_1_line_18 | NAYY 4x150 SE | 13 | 21 | 0.10606 | 0.208 | 0.08 | 261 | 0 | 0.27 | 1 | 1 | cs | TRUE
19 | LV_3360-4_0_1_line_19 | NAYY 4x150 SE | 13 | 22 | 0.15502 | 0.208 | 0.08 | 261 | 0 | 0.27 | 1 | 1 | cs | TRUE
20 | LV_3360-4_0_1_line_20 | NAYY 4x150 SE | 14 | 23 | 0.14293 | 0.208 | 0.08 | 261 | 0 | 0.27 | 1 | 1 | cs | TRUE
21 | LV_3360-4_0_1_line_21 | NAYY 4x150 SE | 15 | 56 | 0.17847 | 0.208 | 0.08 | 261 | 0 | 0.27 | 1 | 1 | cs | TRUE
22 | LV_3360-4_0_1_line_22 | NAYY 4x150 SE | 16 | 17 | 0.16485 | 0.208 | 0.08 | 261 | 0 | 0.27 | 1 | 1 | cs | TRUE
23 | LV_3360-4_0_1_line_23 | NAYY 4x150 SE | 17 | 90 | 0.046354 | 0.208 | 0.08 | 261 | 0 | 0.27 | 1 | 1 | cs | TRUE
24 | LV_3360-4_0_1_line_24 | NAYY 4x150 SE | 17 | 89 | 0.16184 | 0.208 | 0.08 | 261 | 0 | 0.27 | 1 | 1 | cs | TRUE
25 | LV_3360-4_0_1_line_25 | NAYY 4x150 SE | 18 | 88 | 0.01635 | 0.208 | 0.08 | 261 | 0 | 0.27 | 1 | 1 | cs | TRUE
26 | LV_3360-4_0_1_line_26 | NAYY 4x150 SE | 20 | 112 | 0.0108 | 0.208 | 0.08 | 261 | 0 | 0.27 | 1 | 1 | cs | TRUE
27 | LV_3360-4_0_1_line_27 | NAYY 4x150 SE | 21 | 55 | 0.014092 | 0.208 | 0.08 | 261 | 0 | 0.27 | 1 | 1 | cs | TRUE
28 | LV_3360-4_0_1_line_28 | NAYY 4x150 SE | 21 | 56 | 0.016906 | 0.208 | 0.08 | 261 | 0 | 0.27 | 1 | 1 | cs | TRUE
29 | LV_3360-4_0_1_line_29 | NAYY 4x150 SE | 22 | 57 | 0.0036054 | 0.208 | 0.08 | 261 | 0 | 0.27 | 1 | 1 | cs | TRUE
30 | LV_3360-4_0_1_line_30 | NAYY 4x150 SE | 23 | 53 | 0.028569 | 0.208 | 0.08 | 261 | 0 | 0.27 | 1 | 1 | cs | TRUE
31 | LV_3360-4_0_1_line_31 | NAYY 4x150 SE | 24 | 25 | 0.10578 | 0.208 | 0.08 | 261 | 0 | 0.27 | 1 | 1 | cs | TRUE
32 | LV_3360-4_0_1_line_32 | NAYY 4x150 SE | 24 | 26 | 0.11313 | 0.208 | 0.08 | 261 | 0 | 0.27 | 1 | 1 | cs | TRUE
33 | LV_3360-4_0_1_line_33 | NAYY 4x150 SE | 26 | 27 | 0.14985 | 0.208 | 0.08 | 261 | 0 | 0.27 | 1 | 1 | cs | TRUE
34 | LV_3360-4_0_1_line_34 | NAYY 4x150 SE | 26 | 28 | 0.10051 | 0.208 | 0.08 | 261 | 0 | 0.27 | 1 | 1 | cs | TRUE
35 | LV_3360-4_0_1_line_35 | NAYY 4x150 SE | 27 | 29 | 0.02184 | 0.208 | 0.08 | 261 | 0 | 0.27 | 1 | 1 | cs | TRUE
36 | LV_3360-4_0_1_line_36 | NAYY 4x150 SE | 27 | 30 | 0.11831 | 0.208 | 0.08 | 261 | 0 | 0.27 | 1 | 1 | cs | TRUE
37 | LV_3360-4_0_1_line_37 | NAYY 4x150 SE | 28 | 31 | 0.089598 | 0.208 | 0.08 | 261 | 0 | 0.27 | 1 | 1 | cs | TRUE
38 | LV_3360-4_0_1_line_38 | NAYY 4x150 SE | 29 | 34 | 0.045431 | 0.208 | 0.08 | 261 | 0 | 0.27 | 1 | 1 | cs | TRUE
39 | LV_3360-4_0_1_line_39 | NAYY 4x150 SE | 30 | 32 | 0.22475 | 0.208 | 0.08 | 261 | 0 | 0.27 | 1 | 1 | cs | TRUE
40 | LV_3360-4_0_1_line_40 | NAYY 4x150 SE | 31 | 35 | 0.081528 | 0.208 | 0.08 | 261 | 0 | 0.27 | 1 | 1 | cs | TRUE
41 | LV_3360-4_0_1_line_41 | NAYY 4x150 SE | 32 | 33 | 0.19786 | 0.208 | 0.08 | 261 | 0 | 0.27 | 1 | 1 | cs | TRUE
42 | LV_3360-4_0_1_line_42 | NAYY 4x150 SE | 35 | 36 | 0.03117 | 0.208 | 0.08 | 261 | 0 | 0.27 | 1 | 1 | cs | TRUE
43 | LV_3360-4_0_1_line_43 | NAYY 4x150 SE | 36 | 37 | 0.13965 | 0.208 | 0.08 | 261 | 0 | 0.27 | 1 | 1 | cs | TRUE
44 | LV_3360-4_0_1_line_44 | NAYY 4x150 SE | 36 | 38 | 0.082672 | 0.208 | 0.08 | 261 | 0 | 0.27 | 1 | 1 | cs | TRUE
45 | LV_3360-4_0_1_line_45 | NAYY 4x150 SE | 37 | 39 | 0.034169 | 0.208 | 0.08 | 261 | 0 | 0.27 | 1 | 1 | cs | TRUE
46 | LV_3360-4_0_1_line_46 | NAYY 4x150 SE | 38 | 40 | 0.17613 | 0.208 | 0.08 | 261 | 0 | 0.27 | 1 | 1 | cs | TRUE
47 | LV_3360-4_0_1_line_47 | NAYY 4x150 SE | 38 | 41 | 0.099485 | 0.208 | 0.08 | 261 | 0 | 0.27 | 1 | 1 | cs | TRUE
48 | LV_3360-4_0_1_line_48 | NAYY 4x150 SE | 39 | 71 | 0.16304 | 0.208 | 0.08 | 261 | 0 | 0.27 | 1 | 1 | cs | TRUE
49 | LV_3360-4_0_1_line_49 | NAYY 4x150 SE | 40 | 66 | 0.049641 | 0.208 | 0.08 | 261 | 0 | 0.27 | 1 | 1 | cs | TRUE
50 | LV_3360-4_0_1_line_50 | NAYY 4x150 SE | 41 | 60 | 0.013364 | 0.208 | 0.08 | 261 | 0 | 0.27 | 1 | 1 | cs | TRUE
51 | LV_3360-4_0_1_line_51 | NAYY 4x150 SE | 42 | 43 | 0.02747 | 0.208 | 0.08 | 261 | 0 | 0.27 | 1 | 1 | cs | TRUE
52 | LV_3360-4_0_1_line_52 | NAYY 4x150 SE | 42 | 44 | 0.0023039 | 0.208 | 0.08 | 261 | 0 | 0.27 | 1 | 1 | cs | TRUE
53 | LV_3360-4_0_1_line_53 | NAYY 4x150 SE | 43 | 45 | 0.056863 | 0.208 | 0.08 | 261 | 0 | 0.27 | 1 | 1 | cs | TRUE
54 | LV_3360-4_0_1_line_54 | NAYY 4x150 SE | 45 | 46 | 0.10359 | 0.208 | 0.08 | 261 | 0 | 0.27 | 1 | 1 | cs | TRUE
55 | LV_3360-4_0_1_line_55 | NAYY 4x150 SE | 45 | 47 | 0.20339 | 0.208 | 0.08 | 261 | 0 | 0.27 | 1 | 1 | cs | TRUE
56 | LV_3360-4_0_1_line_56 | NAYY 4x150 SE | 45 | 48 | 0.10689 | 0.208 | 0.08 | 261 | 0 | 0.27 | 1 | 1 | cs | TRUE
57 | LV_3360-4_0_1_line_57 | NAYY 4x150 SE | 46 | 49 | 0.043971 | 0.208 | 0.08 | 261 | 0 | 0.27 | 1 | 1 | cs | TRUE
58 | LV_3360-4_0_1_line_58 | NAYY 4x150 SE | 47 | 50 | 0.0924 | 0.208 | 0.08 | 261 | 0 | 0.27 | 1 | 1 | cs | TRUE
59 | LV_3360-4_0_1_line_59 | NAYY 4x150 SE | 47 | 51 | 0.066951 | 0.208 | 0.08 | 261 | 0 | 0.27 | 1 | 1 | cs | TRUE
60 | LV_3360-4_0_1_line_60 | NAYY 4x150 SE | 48 | 52 | 0.0095686 | 0.208 | 0.08 | 261 | 0 | 0.27 | 1 | 1 | cs | TRUE
61 | LV_3360-4_0_1_line_61 | NAYY 4x150 SE | 49 | 68 | 0.01392 | 0.208 | 0.08 | 261 | 0 | 0.27 | 1 | 1 | cs | TRUE
62 | LV_3360-4_0_1_line_62 | NAYY 4x150 SE | 51 | 69 | 0.022146 | 0.208 | 0.08 | 261 | 0 | 0.27 | 1 | 1 | cs | TRUE
63 | LV_3360-4_0_1_line_63 | NAYY 4x150 SE | 51 | 70 | 0.049598 | 0.208 | 0.08 | 261 | 0 | 0.27 | 1 | 1 | cs | TRUE
64 | LV_3360-4_0_1_line_64 | NAYY 4x150 SE | 52 | 61 | 0.01342 | 0.208 | 0.08 | 261 | 0 | 0.27 | 1 | 1 | cs | TRUE
65 | LV_3360-4_0_1_line_65 | NAYY 4x150 SE | 53 | 54 | 0.28978 | 0.208 | 0.08 | 261 | 0 | 0.27 | 1 | 1 | cs | TRUE
66 | LV_3360-4_0_1_line_66 | NAYY 4x150 SE | 55 | 63 | 0.04736 | 0.208 | 0.08 | 261 | 0 | 0.27 | 1 | 1 | cs | TRUE
67 | LV_3360-4_0_1_line_67 | NAYY 4x150 SE | 56 | 92 | 0.28168 | 0.208 | 0.08 | 261 | 0 | 0.27 | 1 | 1 | cs | TRUE
68 | LV_3360-4_0_1_line_68 | NAYY 4x150 SE | 58 | 59 | 0.022213 | 0.208 | 0.08 | 261 | 0 | 0.27 | 1 | 1 | cs | TRUE
69 | LV_3360-4_0_1_line_69 | NAYY 4x150 SE | 59 | 60 | 0.013955 | 0.208 | 0.08 | 261 | 0 | 0.27 | 1 | 1 | cs | TRUE
70 | LV_3360-4_0_1_line_70 | NAYY 4x150 SE | 62 | 63 | 0.022564 | 0.208 | 0.08 | 261 | 0 | 0.27 | 1 | 1 | cs | TRUE
71 | LV_3360-4_0_1_line_71 | NAYY 4x150 SE | 63 | 93 | 0.033199 | 0.208 | 0.08 | 261 | 0 | 0.27 | 1 | 1 | cs | TRUE
72 | LV_3360-4_0_1_line_72 | NAYY 4x150 SE | 63 | 64 | 0.090655 | 0.208 | 0.08 | 261 | 0 | 0.27 | 1 | 1 | cs | TRUE
73 | LV_3360-4_0_1_line_73 | NAYY 4x150 SE | 64 | 65 | 0.16124 | 0.208 | 0.08 | 261 | 0 | 0.27 | 1 | 1 | cs | TRUE
74 | LV_3360-4_0_1_line_74 | NAYY 4x150 SE | 66 | 67 | 0.096404 | 0.208 | 0.08 | 261 | 0 | 0.27 | 1 | 1 | cs | TRUE
75 | LV_3360-4_0_1_line_75 | NAYY 4x150 SE | 67 | 135 | 0.021287 | 0.208 | 0.08 | 261 | 0 | 0.27 | 1 | 1 | cs | TRUE
76 | LV_3360-4_0_1_line_76 | NAYY 4x150 SE | 69 | 124 | 0.062856 | 0.208 | 0.08 | 261 | 0 | 0.27 | 1 | 1 | cs | TRUE
77 | LV_3360-4_0_1_line_77 | NAYY 4x150 SE | 70 | 123 | 0.1645 | 0.208 | 0.08 | 261 | 0 | 0.27 | 1 | 1 | cs | TRUE
78 | LV_3360-4_0_1_line_78 | NAYY 4x150 SE | 71 | 129 | 0.12775 | 0.208 | 0.08 | 261 | 0 | 0.27 | 1 | 1 | cs | TRUE
79 | LV_3360-4_0_1_line_79 | NAYY 4x150 SE | 71 | 127 | 0.15169 | 0.208 | 0.08 | 261 | 0 | 0.27 | 1 | 1 | cs | TRUE
80 | LV_3360-4_0_1_line_80 | NAYY 4x150 SE | 72 | 73 | 0.069296 | 0.208 | 0.08 | 261 | 0 | 0.27 | 1 | 1 | cs | TRUE
81 | LV_3360-4_0_1_line_81 | NAYY 4x150 SE | 72 | 74 | 0.15821 | 0.208 | 0.08 | 261 | 0 | 0.27 | 1 | 1 | cs | TRUE
82 | LV_3360-4_0_1_line_82 | NAYY 4x150 SE | 72 | 75 | 0.18511 | 0.208 | 0.08 | 261 | 0 | 0.27 | 1 | 1 | cs | TRUE
83 | LV_3360-4_0_1_line_83 | NAYY 4x150 SE | 73 | 76 | 0.044667 | 0.208 | 0.08 | 261 | 0 | 0.27 | 1 | 1 | cs | TRUE
84 | LV_3360-4_0_1_line_84 | NAYY 4x150 SE | 74 | 77 | 0.014848 | 0.208 | 0.08 | 261 | 0 | 0.27 | 1 | 1 | cs | TRUE
85 | LV_3360-4_0_1_line_85 | NAYY 4x150 SE | 75 | 78 | 0.064705 | 0.208 | 0.08 | 261 | 0 | 0.27 | 1 | 1 | cs | TRUE
86 | LV_3360-4_0_1_line_86 | NAYY 4x150 SE | 75 | 79 | 0.11522 | 0.208 | 0.08 | 261 | 0 | 0.27 | 1 | 1 | cs | TRUE
87 | LV_3360-4_0_1_line_87 | NAYY 4x150 SE | 76 | 80 | 0.091465 | 0.208 | 0.08 | 261 | 0 | 0.27 | 1 | 1 | cs | TRUE
88 | LV_3360-4_0_1_line_88 | NAYY 4x150 SE | 77 | 81 | 0.080767 | 0.208 | 0.08 | 261 | 0 | 0.27 | 1 | 1 | cs | TRUE
89 | LV_3360-4_0_1_line_89 | NAYY 4x150 SE | 79 | 84 | 0.0040952 | 0.208 | 0.08 | 261 | 0 | 0.27 | 1 | 1 | cs | TRUE
90 | LV_3360-4_0_1_line_90 | NAYY 4x150 SE | 80 | 82 | 0.0088814 | 0.208 | 0.08 | 261 | 0 | 0.27 | 1 | 1 | cs | TRUE
91 | LV_3360-4_0_1_line_91 | NAYY 4x150 SE | 81 | 83 | 0.053345 | 0.208 | 0.08 | 261 | 0 | 0.27 | 1 | 1 | cs | TRUE
92 | LV_3360-4_0_1_line_92 | NAYY 4x150 SE | 82 | 96 | 0.029636 | 0.208 | 0.08 | 261 | 0 | 0.27 | 1 | 1 | cs | TRUE
93 | LV_3360-4_0_1_line_93 | NAYY 4x150 SE | 83 | 108 | 0.0092887 | 0.208 | 0.08 | 261 | 0 | 0.27 | 1 | 1 | cs | TRUE
94 | LV_3360-4_0_1_line_94 | NAYY 4x150 SE | 83 | 104 | 0.015049 | 0.208 | 0.08 | 261 | 0 | 0.27 | 1 | 1 | cs | TRUE
95 | LV_3360-4_0_1_line_95 | NAYY 4x150 SE | 84 | 85 | 0.17942 | 0.208 | 0.08 | 261 | 0 | 0.27 | 1 | 1 | cs | TRUE
96 | LV_3360-4_0_1_line_96 | NAYY 4x150 SE | 85 | 86 | 0.16369 | 0.208 | 0.08 | 261 | 0 | 0.27 | 1 | 1 | cs | TRUE
97 | LV_3360-4_0_1_line_97 | NAYY 4x150 SE | 85 | 105 | 0.11394 | 0.208 | 0.08 | 261 | 0 | 0.27 | 1 | 1 | cs | TRUE
98 | LV_3360-4_0_1_line_98 | NAYY 4x150 SE | 87 | 88 | 0.071433 | 0.208 | 0.08 | 261 | 0 | 0.27 | 1 | 1 | cs | TRUE
99 | LV_3360-4_0_1_line_99 | NAYY 4x150 SE | 90 | 91 | 0.0061775 | 0.208 | 0.08 | 261 | 0 | 0.27 | 1 | 1 | cs | TRUE
100 | LV_3360-4_0_1_line_100 | NAYY 4x150 SE | 91 | 94 | 0.028371 | 0.208 | 0.08 | 261 | 0 | 0.27 | 1 | 1 | cs | TRUE
101 | LV_3360-4_0_1_line_101 | NAYY 4x150 SE | 91 | 95 | 0.031714 | 0.208 | 0.08 | 261 | 0 | 0.27 | 1 | 1 | cs | TRUE
102 | LV_3360-4_0_1_line_102 | NAYY 4x150 SE | 92 | 101 | 0.024407 | 0.208 | 0.08 | 261 | 0 | 0.27 | 1 | 1 | cs | TRUE
103 | LV_3360-4_0_1_line_103 | NAYY 4x150 SE | 94 | 123 | 0.041022 | 0.208 | 0.08 | 261 | 0 | 0.27 | 1 | 1 | cs | TRUE
104 | LV_3360-4_0_1_line_104 | NAYY 4x150 SE | 95 | 120 | 0.031236 | 0.208 | 0.08 | 261 | 0 | 0.27 | 1 | 1 | cs | TRUE
105 | LV_3360-4_0_1_line_105 | NAYY 4x150 SE | 96 | 97 | 0.015016 | 0.208 | 0.08 | 261 | 0 | 0.27 | 1 | 1 | cs | TRUE
106 | LV_3360-4_0_1_line_106 | NAYY 4x150 SE | 97 | 98 | 0.049171 | 0.208 | 0.08 | 261 | 0 | 0.27 | 1 | 1 | cs | TRUE
107 | LV_3360-4_0_1_line_107 | NAYY 4x150 SE | 98 | 99 | 0.048277 | 0.208 | 0.08 | 261 | 0 | 0.27 | 1 | 1 | cs | TRUE
108 | LV_3360-4_0_1_line_108 | NAYY 4x150 SE | 100 | 101 | 0.14687 | 0.208 | 0.08 | 261 | 0 | 0.27 | 1 | 1 | cs | TRUE
109 | LV_3360-4_0_1_line_109 | NAYY 4x150 SE | 101 | 102 | 0.080487 | 0.208 | 0.08 | 261 | 0 | 0.27 | 1 | 1 | cs | TRUE
110 | LV_3360-4_0_1_line_110 | NAYY 4x150 SE | 102 | 103 | 0.09904 | 0.208 | 0.08 | 261 | 0 | 0.27 | 1 | 1 | cs | TRUE
111 | LV_3360-4_0_1_line_111 | NAYY 4x150 SE | 103 | 104 | 0.0099626 | 0.208 | 0.08 | 261 | 0 | 0.27 | 1 | 1 | cs | TRUE
112 | LV_3360-4_0_1_line_112 | NAYY 4x150 SE | 105 | 106 | 0.032022 | 0.208 | 0.08 | 261 | 0 | 0.27 | 1 | 1 | cs | TRUE
113 | LV_3360-4_0_1_line_113 | NAYY 4x150 SE | 105 | 107 | 0.043132 | 0.208 | 0.08 | 261 | 0 | 0.27 | 1 | 1 | cs | TRUE
114 | LV_3360-4_0_1_line_114 | NAYY 4x150 SE | 108 | 109 | 0.084375 | 0.208 | 0.08 | 261 | 0 | 0.27 | 1 | 1 | cs | TRUE
115 | LV_3360-4_0_1_line_115 | NAYY 4x150 SE | 109 | 110 | 0.011661 | 0.208 | 0.08 | 261 | 0 | 0.27 | 1 | 1 | cs | TRUE
116 | LV_3360-4_0_1_line_116 | NAYY 4x150 SE | 112 | 113 | 0.0072481 | 0.208 | 0.08 | 261 | 0 | 0.27 | 1 | 1 | cs | TRUE
117 | LV_3360-4_0_1_line_117 | NAYY 4x150 SE | 113 | 114 | 0.016835 | 0.208 | 0.08 | 261 | 0 | 0.27 | 1 | 1 | cs | TRUE
118 | LV_3360-4_0_1_line_118 | NAYY 4x150 SE | 114 | 115 | 0.10425 | 0.208 | 0.08 | 261 | 0 | 0.27 | 1 | 1 | cs | TRUE
119 | LV_3360-4_0_1_line_119 | NAYY 4x150 SE | 115 | 116 | 0.019075 | 0.208 | 0.08 | 261 | 0 | 0.27 | 1 | 1 | cs | TRUE
120 | LV_3360-4_0_1_line_120 | NAYY 4x150 SE | 116 | 117 | 0.025539 | 0.208 | 0.08 | 261 | 0 | 0.27 | 1 | 1 | cs | TRUE
121 | LV_3360-4_0_1_line_121 | NAYY 4x150 SE | 117 | 118 | 0.010479 | 0.208 | 0.08 | 261 | 0 | 0.27 | 1 | 1 | cs | TRUE
122 | LV_3360-4_0_1_line_122 | NAYY 4x150 SE | 118 | 119 | 0.08589 | 0.208 | 0.08 | 261 | 0 | 0.27 | 1 | 1 | cs | TRUE
123 | LV_3360-4_0_1_line_123 | NAYY 4x150 SE | 119 | 120 | 0.047482 | 0.208 | 0.08 | 261 | 0 | 0.27 | 1 | 1 | cs | TRUE
124 | LV_3360-4_0_1_line_124 | NAYY 4x150 SE | 119 | 121 | 0.17523 | 0.208 | 0.08 | 261 | 0 | 0.27 | 1 | 1 | cs | TRUE
125 | LV_3360-4_0_1_line_125 | NAYY 4x150 SE | 121 | 122 | 0.05462 | 0.208 | 0.08 | 261 | 0 | 0.27 | 1 | 1 | cs | TRUE
126 | LV_3360-4_0_1_line_126 | NAYY 4x150 SE | 124 | 125 | 0.03384 | 0.208 | 0.08 | 261 | 0 | 0.27 | 1 | 1 | cs | TRUE
127 | LV_3360-4_0_1_line_127 | NAYY 4x150 SE | 124 | 126 | 0.053539 | 0.208 | 0.08 | 261 | 0 | 0.27 | 1 | 1 | cs | TRUE
128 | LV_3360-4_0_1_line_128 | NAYY 4x150 SE | 125 | 127 | 0.0028115 | 0.208 | 0.08 | 261 | 0 | 0.27 | 1 | 1 | cs | TRUE
129 | LV_3360-4_0_1_line_129 | NAYY 4x150 SE | 126 | 128 | 0.011709 | 0.208 | 0.08 | 261 | 0 | 0.27 | 1 | 1 | cs | TRUE
130 | LV_3360-4_0_1_line_130 | NAYY 4x150 SE | 129 | 130 | 0.02771 | 0.208 | 0.08 | 261 | 0 | 0.27 | 1 | 1 | cs | TRUE
131 | LV_3360-4_0_1_line_131 | NAYY 4x150 SE | 130 | 131 | 0.075563 | 0.208 | 0.08 | 261 | 0 | 0.27 | 1 | 1 | cs | TRUE
132 | LV_3360-4_0_1_line_132 | NAYY 4x150 SE | 130 | 132 | 0.14736 | 0.208 | 0.08 | 261 | 0 | 0.27 | 1 | 1 | cs | TRUE
133 | LV_3360-4_0_1_line_133 | NAYY 4x150 SE | 131 | 136 | 0.10566 | 0.208 | 0.08 | 261 | 0 | 0.27 | 1 | 1 | cs | TRUE
134 | LV_3360-4_0_1_line_134 | NAYY 4x150 SE | 132 | 133 | 0.058139 | 0.208 | 0.08 | 261 | 0 | 0.27 | 1 | 1 | cs | TRUE
135 | LV_3360-4_0_1_line_135 | NAYY 4x150 SE | 132 | 134 | 0.009107 | 0.208 | 0.08 | 261 | 0 | 0.27 | 1 | 1 | cs | TRUE

## trafo
| name | std_type | hv_bus | lv_bus | sn_mva | vn_hv_kv | vn_lv_kv | vk_percent | vkr_percent | pfe_kw | i0_percent | shift_degree | tap_side | tap_neutral | tap_min | tap_max | tap_step_percent | tap_step_degree | tap_pos | tap_phase_shifter | parallel | df | in_service
0 | LV_3360-4_0_1_trafo_55 | 0.25 MVA 20/0.4 kV | 137 | 87 | 0.25 | 20 | 0.4 | 6 | 1.44 | 0.8 | 0.32 | 150 | hv | 0 | -2 | 2 | 2.5 | 0 | 0 | FALSE | 1 | 1 | TRUE

## line_geodata
| x0 | y0 | x1 | y1 | x2 | y2 | x3 | y3 | x4 | y4 | x5 | y5 | x6 | y6 | x7 | y7 | x8 | y8 | x9 | y9 | x10 | y10 | x11 | y11 | x12 | y12 | x13 | y13 | x14 | y14 | x15 | y15 | x16 | y16 | x17 | y17 | x18 | y18 | x19 | y19 | x20 | y20 | x21 | y21 | x22 | y22 | x23 | y23
0 | 2734277.2566 | 1231080.8616 | 2734284.8484 | 1231086.9049 | 2734295.9773 | 1231088.9802 | 2734311.0827 | 1231086.0856 | 2734329.3381 | 1231078.5916 | 2734343.8106 | 1231067.1644 | 2734354.4783 | 1231058.1422 | 2734361.7732 | 1231054.5262 | 2734369.041 | 1231054.457 | 2734374.7003 | 1231052.1385 | 2734383.0373 | 1231043.6859
1 | 2734421.75 | 1231093.4482 | 2734423.4507 | 1231082.2438 | 2734427.7629 | 1231063.1139 | 2734428.3078 | 1231050.0818 | 2734427.6713 | 1231042.7167 | 2734425.0798 | 1231036.0302 | 2734419.8106 | 1231032.1522 | 2734412.391 | 1231030.5609 | 2734404.6181 | 1231030.8522 | 2734396.4278 | 1231033.1801 | 2734390.8689 | 1231035.7455 | 2734383.0373 | 1231043.6859
2 | 2734277.2566 | 1231080.8616 | 2734264.5057 | 1231075.1244 | 2734257.7763 | 1231083.2237 | 2734253.1692 | 1231089.9476 | 2734246.5069 | 1231102.7859 | 2734237.7889 | 1231108.0269 | 2734216.3575 | 1231112.2355 | 2734186.5633 | 1231129.4444 | 2734176.2251 | 1231141.3434 | 2734136.7013 | 1231162.6364 | 2734142.8048 | 1231170.503 | 2734131.0418 | 1231182.7592 | 2734128.9593 | 1231183.8308
3 | 2734398.3934 | 1231176.7244 | 2734404.4664 | 1231166.831 | 2734408.5772 | 1231154.5913 | 2734416.4549 | 1231127.5575 | 2734425.432 | 1231100.1594 | 2734421.75 | 1231093.4482
4 | 2734421.75 | 1231093.4482 | 2734425.432 | 1231100.1594 | 2734435.1824 | 1231081.4528 | 2734448.2684 | 1231061.6652 | 2734460.4702 | 1231048.8079 | 2734479.3078 | 1231032.6758 | 2734498.3035 | 1231019.939 | 2734518.5245 | 1231009.3096 | 2734528.5496 | 1231003.5871 | 2734535.7674 | 1230998.3682 | 2734545.6474 | 1230990.018
5 | 2734398.3934 | 1231176.7244 | 2734399.9253 | 1231181.6854 | 2734401.2814 | 1231188.0548 | 2734401.7424 | 1231191.4571 | 2734400.7028 | 1231192.8654
6 | 2734398.3934 | 1231176.7244 | 2734387.7268 | 1231187.7149 | 2734375.0391 | 1231196.9471 | 2734363.4607 | 1231205.6599
7 | 2734612.8135 | 1230870.4587 | 2734593.031 | 1230900.8367 | 2734586.1578 | 1230913.2473 | 2734579.537 | 1230925.2187 | 2734569.6333 | 1230948.6589 | 2734563.2454 | 1230964.7392 | 2734556.6779 | 1230976.3671 | 2734545.6474 | 1230990.018
8 | 2734545.6474 | 1230990.018 | 2734547.2936 | 1231003.6446 | 2734546.3923 | 1231009.3179 | 2734543.4 | 1231014.6437 | 2734528.3969 | 1231027.3928 | 2734515.2149 | 1231038.3595 | 2734503.6467 | 1231050.9974 | 2734496.7904 | 1231061.34 | 2734492.6355 | 1231076.5256 | 2734490.3233 | 1231092.309 | 2734491.342 | 1231101.1951 | 2734493.337 | 1231108.1239 | 2734506.4756 | 1231131.1963 | 2734509.9415 | 1231142.7623 | 2734510.7092 | 1231151.0201 | 2734511.7067 | 1231156.4917 | 2734514.0313 | 1231159.5691 | 2734518.9171 | 1231160.625 | 2734522.61 | 1231159.4854 | 2734526.1302 | 1231155.6062 | 2734528.5191 | 1231131.751 | 2734543.1002 | 1231113.609
9 | 2734133.2123 | 1231485.6832 | 2734176.1185 | 1231517.1901
10 | 2734133.2123 | 1231485.6832 | 2734154.5948 | 1231302.2182
11 | 2734176.1185 | 1231517.1901 | 2734201.5295 | 1231535.8498 | 2734249.9973 | 1231568.9277 | 2734288.4999 | 1231583.7773
12 | 2734004.0767 | 1231350.4833 | 2734013.3337 | 1231348.8683 | 2734023.6968 | 1231348.9353 | 2734040.0588 | 1231350.0829 | 2734080.5117 | 1231354.0205 | 2734096.1778 | 1231355.7864 | 2734106.4172 | 1231355.6284 | 2734114.4437 | 1231354.4862 | 2734123.985 | 1231351.0207 | 2734132.4757 | 1231346.097 | 2734140.4126 | 1231338.5251 | 2734144.8405 | 1231332.342 | 2734148.4618 | 1231324.6394 | 2734151.6371 | 1231314.2021 | 2734154.5948 | 1231302.2182
13 | 2734354.7622 | 1231215.0894 | 2734354.4129 | 1231215.4856 | 2734346.85 | 1231226.602 | 2734340.3137 | 1231236.8852 | 2734335.3142 | 1231245.2127 | 2734331.6046 | 1231250.1108 | 2734324.8483 | 1231256.0521 | 2734318.1481 | 1231260.1821 | 2734308.2108 | 1231263.7273 | 2734296.8998 | 1231265.3621 | 2734289.1622 | 1231264.7757 | 2734279.8812 | 1231262.7533 | 2734257.459 | 1231255.1738 | 2734225.4912 | 1231243.5311 | 2734209.9868 | 1231239.2886 | 2734199.8783 | 1231238.0038 | 2734192.4067 | 1231239.3919 | 2734184.4809 | 1231242.1042 | 2734178.461 | 1231245.638 | 2734172.5181 | 1231251.1308 | 2734167.7551 | 1231257.0506 | 2734163.6673 | 1231266.2884 | 2734159.8934 | 1231280.7489 | 2734154.5948 | 1231302.2182
14 | 2734566.5039 | 1230941.7703 | 2734562.7473 | 1230950.5099
15 | 2734566.5039 | 1230941.7703 | 2734570.0823 | 1230933.4451
16 | 2734400.7028 | 1231192.8654 | 2734398.8035 | 1231195.4385 | 2734394.6481 | 1231199.6036 | 2734390.0189 | 1231202.6127 | 2734385.3979 | 1231204.2541 | 2734381.9034 | 1231205.9988 | 2734380.6294 | 1231208.3943 | 2734380.3699 | 1231210.8238 | 2734380.942 | 1231212.6605 | 2734382.7304 | 1231214.3246
17 | 2734354.7622 | 1231215.0894 | 2734362.3134 | 1231206.5232 | 2734363.4607 | 1231205.6599
18 | 2734612.8135 | 1230870.4587 | 2734627.4335 | 1230849.2272 | 2734634.7011 | 1230835.4689 | 2734640.0629 | 1230819.2098 | 2734646.0174 | 1230791.51 | 2734649.5916 | 1230772.5526
19 | 2734612.8135 | 1230870.4587 | 2734655.4222 | 1230913.1375 | 2734671.3938 | 1230929.8913 | 2734689.516 | 1230946.6938 | 2734728.2545 | 1230973.0463
20 | 2734673.2814 | 1231137.5661 | 2734591.0208 | 1231099.9384 | 2734550.2712 | 1231104.6868 | 2734543.1002 | 1231113.609
21 | 2734632.6747 | 1230771.413 | 2734633.4177 | 1230781.4272 | 2734628.7058 | 1230819.1637 | 2734618.2716 | 1230847.6073 | 2734578.1383 | 1230904.3471 | 2734577.2588 | 1230916.7488 | 2734570.0823 | 1230933.4451
22 | 2734539.0225 | 1231762.9373 | 2734546.2433 | 1231747.1762 | 2734551.3297 | 1231734.0023 | 2734553.8397 | 1231725.8744 | 2734556.9929 | 1231717.1049 | 2734561.1813 | 1231706.7909 | 2734563.7434 | 1231701.3777 | 2734566.0781 | 1231696.9712 | 2734565.5564 | 1231692.9115 | 2734562.3052 | 1231683.9302 | 2734555.3603 | 1231667.7704 | 2734551.1679 | 1231655.5206 | 2734548.1993 | 1231643.0873 | 2734546.2178 | 1231631.8996 | 2734545.8061 | 1231622.9827 | 2734548.3682 | 1231617.5694 | 2734552.5707 | 1231616.3301 | 2734558.462 | 1231616.4635
23 | 2734539.0225 | 1231762.9373 | 2734536.8635 | 1231768.9492 | 2734532.7388 | 1231772.7813 | 2734499.3141 | 1231780.6388
24 | 2734539.0225 | 1231762.9373 | 2734538.3679 | 1231756.7172 | 2734530.2501 | 1231748.5265 | 2734504.5038 | 1231727.5817 | 2734504.0055 | 1231673.302 | 2734499.8307 | 1231651.5668 | 2734495.1529 | 1231640.3403 | 2734489.2488 | 1231625.7165 | 2734486.6164 | 1231619.7572
25 | 2734398.0091 | 1231220.1248 | 2734392.8078 | 1231217.9888 | 2734386.1607 | 1231215.4141 | 2734382.7304 | 1231214.3246 | 2734382.7304 | 1231214.3246
26 | 2734297.5673 | 1231589.5725 | 2734290.0294 | 1231584.3671 | 2734288.4999 | 1231583.7773
27 | 2734649.5916 | 1230772.5526 | 2734651.6589 | 1230761.5789 | 2734652.8662 | 1230758.9146
28 | 2734632.6747 | 1230771.413 | 2734649.5916 | 1230772.5526
29 | 2734731.2355 | 1230975.0742 | 2734728.2545 | 1230973.0463
30 | 2734673.2814 | 1231137.5661 | 2734692.978 | 1231146.5757 | 2734699.6022 | 1231148.5399
31 | 2735063.4811 | 1232121.4704 | 2735067.9618 | 1232117.4889 | 2735087.9235 | 1232114.4844 | 2735109.3212 | 1232103.6391 | 2735149.1689 | 1232064.8537
32 | 2735094.628 | 1232224.731 | 2735095.4092 | 1232215.6966 | 2735091.2665 | 1232203.3252 | 2735079.5022 | 1232192.9824 | 2735062.4355 | 1232152.3043 | 2735060.8999 | 1232136.2112 | 2735063.1294 | 1232121.7828 | 2735063.4811 | 1232121.4704
33 | 2735094.628 | 1232224.731 | 2735141.2622 | 1232303.981 | 2735181.2377 | 1232333.2483 | 2735181.4454 | 1232341.7603
34 | 2735094.628 | 1232224.731 | 2734997.6569 | 1232198.2875
35 | 2735175.8128 | 1232362.2498 | 2735181.6608 | 1232350.2725 | 2735181.4454 | 1232341.7603
36 | 2735181.4454 | 1232341.7603 | 2735238.3865 | 1232368.8119 | 2735271.366 | 1232385.9102 | 2735288.6267 | 1232380.3983
37 | 2734954.0995 | 1232135.2405 | 2734975.9727 | 1232143.1216 | 2734973.1748 | 1232173.9067 | 2734992.124 | 1232196.7787 | 2734997.6569 | 1232198.2875
38 | 2735175.8128 | 1232362.2498 | 2735131.1696 | 1232370.6753 | 2735131.1696 | 1232370.6753
39 | 2735378.3656 | 1232231.7138 | 2735364.1825 | 1232254.3991 | 2735359.9721 | 1232250.0106 | 2735352.1769 | 1232267.6371 | 2735339.5105 | 1232255.6829 | 2735333.1452 | 1232264.7458 | 2735325.0767 | 1232259.7912 | 2735309.1362 | 1232264.1988 | 2735298.3913 | 1232341.1535 | 2735288.6267 | 1232380.3983
40 | 2734885.9973 | 1232178.8815 | 2734886.8518 | 1232176.2605 | 2734954.0995 | 1232135.2405 | 2734954.0995 | 1232135.2405
41 | 2735378.3656 | 1232231.7138 | 2735382.7213 | 1232224.7403 | 2735402.7583 | 1232210.4511 | 2735427.8401 | 1232217.7842 | 2735435.2976 | 1232241.897 | 2735448.9129 | 1232239.1382 | 2735532.8985 | 1232292.9851
42 | 2734881.2218 | 1232209.35 | 2734881.608 | 1232192.3442 | 2734885.9973 | 1232178.8815
43 | 2734881.2218 | 1232209.35 | 2734791.3746 | 1232191.1077 | 2734769.1625 | 1232167.1058 | 2734765.6751 | 1232152.2446
44 | 2734913.6284 | 1232285.4393 | 2734881.2218 | 1232209.35
45 | 2734763.7686 | 1232118.3642 | 2734763.2358 | 1232141.8499 | 2734765.6751 | 1232152.2446
46 | 2734913.6284 | 1232285.4393 | 2734909.87 | 1232289.4908 | 2734899.5026 | 1232300.6873 | 2734876.136 | 1232325.9009 | 2734789.629 | 1232398.8901 | 2734786.0225 | 1232405.7905
47 | 2734913.6284 | 1232285.4393 | 2734913.4371 | 1232287.192 | 2734912.4023 | 1232296.7322 | 2734910.3897 | 1232315.3024 | 2734905.0076 | 1232341.1468 | 2734888.7333 | 1232373.95 | 2734895.1087 | 1232374.7817
48 | 2734603.037 | 1232091.0217 | 2734763.7686 | 1232118.3642
49 | 2734790.8357 | 1232453.1973 | 2734781.4724 | 1232414.4963 | 2734786.0225 | 1232405.7905
50 | 2734895.1087 | 1232374.7817 | 2734904.2166 | 1232375.9698 | 2734908.0952 | 1232374.4145
51 | 2734903.9166 | 1231760.5904 | 2734901.8895 | 1231762.9376 | 2734899.2221 | 1231769.6383 | 2734898.6201 | 1231778.1319 | 2734900.42 | 1231786.5839
52 | 2734900.8998 | 1231788.8372 | 2734900.42 | 1231786.5839
53 | 2734938.2609 | 1231715.2889 | 2734908.1062 | 1231755.7391 | 2734903.9166 | 1231760.5904
54 | 2734938.2609 | 1231715.2889 | 2734975.255 | 1231705.2757 | 2734989.6318 | 1231701.054 | 2735003.8119 | 1231694.4926 | 2735016.0429 | 1231686.6859 | 2735029.9132 | 1231671.7548
55 | 2734938.2609 | 1231715.2889 | 2734928.5347 | 1231713.8892 | 2734908.3249 | 1231711.4174 | 2734893.3832 | 1231712.824 | 2734884.6215 | 1231716.9954 | 2734818.5822 | 1231750.9932 | 2734771.4928 | 1231776.5697 | 2734763.3535 | 1231782.0343 | 2734756.2897 | 1231790.8484
56 | 2734938.2609 | 1231715.2889 | 2734941.6971 | 1231710.763 | 2734942.8176 | 1231706.129 | 2734941.624 | 1231695.971 | 2734937.7841 | 1231677.2456 | 2734909.5019 | 1231616.4047
57 | 2735029.9132 | 1231671.7548 | 2735035.7472 | 1231715.3367
58 | 2734702.7629 | 1231728.8269 | 2734748.6525 | 1231750.1294 | 2734752.2891 | 1231758.4745 | 2734754.4092 | 1231765.5397 | 2734754.5075 | 1231779.9097 | 2734756.2897 | 1231790.8484
59 | 2734756.2897 | 1231790.8484 | 2734751.0793 | 1231810.1356 | 2734742.6747 | 1231831.3076 | 2734731.9624 | 1231853.0167
60 | 2734905.4684 | 1231607.7278 | 2734909.5019 | 1231616.4047
61 | 2735037.5941 | 1231729.1338 | 2735035.7472 | 1231715.3367
62 | 2734731.9624 | 1231853.0167 | 2734728.2626 | 1231874.8515
63 | 2734731.9624 | 1231853.0167 | 2734707.2151 | 1231874.9302 | 2734694.2066 | 1231885.1499
64 | 2734899.8115 | 1231595.5586 | 2734905.4684 | 1231607.7278
65 | 2734794.9224 | 1231319.2664 | 2734855.3796 | 1231237.9902 | 2734843.831 | 1231209.3595 | 2734779.5588 | 1231172.2484 | 2734699.6022 | 1231148.5399
66 | 2734672.4131 | 1230715.7766 | 2734652.8662 | 1230758.9146
67 | 2734632.6747 | 1230771.413 | 2734630.5438 | 1230766.138 | 2734625.6105 | 1230759.8099 | 2734615.088 | 1230751.0086 | 2734600.4917 | 1230739.0792 | 2734604.9121 | 1230717.2162 | 2734595.1609 | 1230702.7943 | 2734583.5614 | 1230680.3238 | 2734580.4219 | 1230676.7497 | 2734576.0587 | 1230674.0153 | 2734558.2085 | 1230665.2261 | 2734553.6609 | 1230662.5987 | 2734552.5168 | 1230658.2469 | 2734548.3556 | 1230657.63 | 2734537.1638 | 1230676.3705 | 2734534.111 | 1230669.9738 | 2734526.9417 | 1230676.7173 | 2734511.1344 | 1230684.7888 | 2734503.8401 | 1230686.681 | 2734459.002 | 1230681.1178 | 2734456.6738 | 1230680.1977 | 2734453.5417 | 1230676.9686 | 2734447.7005 | 1230668.3568
68 | 2734940.5761 | 1232358.7552 | 2734927.1818 | 1232366.7609 | 2734921.0478 | 1232369.2206
69 | 2734908.0952 | 1232374.4145 | 2734921.0478 | 1232369.2206
70 | 2734672.4131 | 1230715.7766 | 2734682.5053 | 1230695.595
71 | 2734672.4131 | 1230715.7766 | 2734672.3427 | 1230748.9699
72 | 2734672.4131 | 1230715.7766 | 2734714.4539 | 1230768.1624 | 2734737.6432 | 1230771.8841
73 | 2734737.6432 | 1230771.8841 | 2734742.373 | 1230772.6432 | 2734760.0203 | 1230735.5671 | 2734776.9446 | 1230730.3685 | 2734798.3653 | 1230722.7031 | 2734808.392 | 1230733.6397 | 2734828.8492 | 1230758.0798 | 2734840.2966 | 1230783.8725
74 | 2734790.8357 | 1232453.1973 | 2734838.541 | 1232463.9995 | 2734839.1315 | 1232466.0146 | 2734841.7197 | 1232474.8031 | 2734843.8225 | 1232481.9457 | 2734844.3053 | 1232510.7258
75 | 2734833.2789 | 1232528.9347 | 2734844.3053 | 1232510.7258 | 2734844.3053 | 1232510.7258
76 | 2734694.6517 | 1231927.5015 | 2734703.7737 | 1231916.7768 | 2734713.54 | 1231902.3636 | 2734723.2864 | 1231887.494 | 2734728.2626 | 1231874.8515
77 | 2734556.9188 | 1231809.2041 | 2734563.3463 | 1231812.5523 | 2734580.9381 | 1231822.5591 | 2734618.6624 | 1231851.8047 | 2734661.0284 | 1231885.8154 | 2734668.4755 | 1231889.1536 | 2734678.2007 | 1231890.2526 | 2734685.3011 | 1231889.1681 | 2734693.0304 | 1231886.0739 | 2734694.2066 | 1231885.1499
78 | 2734603.037 | 1232091.0217 | 2734594.5843 | 1232102.985 | 2734590.0565 | 1232113.5804 | 2734588.7696 | 1232134.9362 | 2734590.4664 | 1232178.4006 | 2734585.2286 | 1232196.5975 | 2734576.1196 | 1232211.8312
79 | 2734674.64 | 1231958.1863 | 2734668.3959 | 1231966.5178 | 2734658.5467 | 1231986.9344 | 2734624.3388 | 1232061.9681 | 2734613.9068 | 1232078.7017 | 2734603.037 | 1232091.0217 | 2734603.037 | 1232091.0217
80 | 2733983.1345 | 1230786.9732 | 2733981.968 | 1230787.0847 | 2733972.659 | 1230787.9423 | 2733968.7587 | 1230790.5456 | 2733963.5843 | 1230794.8771 | 2733959.9462 | 1230801.6453 | 2733956.8739 | 1230808.86 | 2733953.4659 | 1230817.8575 | 2733949.6284 | 1230824.7325 | 2733941.8637 | 1230836.762
81 | 2733983.1345 | 1230786.9732 | 2733993.4494 | 1230785.9869 | 2734003.4416 | 1230782.3868 | 2734009.5966 | 1230778.589 | 2734017.4154 | 1230771.2367 | 2734022.7797 | 1230760.5041 | 2734027.6734 | 1230742.7549 | 2734029.999 | 1230735.0563 | 2734034.4618 | 1230728.6848 | 2734040.6792 | 1230725.1442 | 2734046.1716 | 1230724.523 | 2734053.1449 | 1230725.7702 | 2734058.4655 | 1230729.4043 | 2734066.901 | 1230733.0087 | 2734075.916 | 1230732.4225 | 2734089.2942 | 1230727.5312 | 2734100.7669 | 1230718.8751
82 | 2733983.1345 | 1230786.9732 | 2733898.5785 | 1230622.3079
83 | 2733911.2226 | 1230868.4495 | 2733919.3368 | 1230863.9835 | 2733927.3675 | 1230855.6239 | 2733938.8956 | 1230841.3604 | 2733941.8637 | 1230836.762
84 | 2734100.7669 | 1230718.8751 | 2734112.6194 | 1230709.9325
85 | 2733898.5785 | 1230622.3079 | 2733842.8941 | 1230655.2615
86 | 2733898.5785 | 1230622.3079 | 2733977.8227 | 1230575.4119 | 2733995.7492 | 1230560.775
87 | 2733867.8532 | 1230938.1162 | 2733870.4374 | 1230933.4524 | 2733870.4628 | 1230927.2811 | 2733867.8318 | 1230912.8985 | 2733868.5399 | 1230904.3405 | 2733872.0139 | 1230898.1246 | 2733879.2259 | 1230890.1135 | 2733889.1431 | 1230881.0847 | 2733901.1305 | 1230874.0042 | 2733911.2226 | 1230868.4495
88 | 2734184.8022 | 1230680.5877 | 2734150.0592 | 1230683.4421 | 2734137.0642 | 1230691.4891 | 2734112.6194 | 1230709.9325
89 | 2733998.9214 | 1230558.185 | 2733995.7492 | 1230560.775
90 | 2733863.5588 | 1230945.8898 | 2733863.6213 | 1230945.7538 | 2733867.8532 | 1230938.1162
91 | 2734237.9679 | 1230676.2198 | 2734184.8022 | 1230680.5877
92 | 2733850.1574 | 1230972.3066 | 2733858.8009 | 1230956.2431 | 2733863.5588 | 1230945.8898
93 | 2734237.9679 | 1230676.2198 | 2734240.0846 | 1230685.2641
94 | 2734237.9679 | 1230676.2198 | 2734250.6657 | 1230668.1428
95 | 2733998.9214 | 1230558.185 | 2734032.362 | 1230530.8809 | 2734150.4366 | 1230462.8918
96 | 2734150.4366 | 1230462.8918 | 2734012.9469 | 1230374.0549
97 | 2734257.5634 | 1230433.4117 | 2734248.0604 | 1230436.4553 | 2734193.8828 | 1230438.69 | 2734159.3298 | 1230457.7709 | 2734150.4366 | 1230462.8918
98 | 2734463.862 | 1231244.0201 | 2734460.6899 | 1231244.6462 | 2734454.5891 | 1231244.7194 | 2734449.7291 | 1231244.1979 | 2734445.6854 | 1231243.0944 | 2734441.0772 | 1231240.1544 | 2734430.823 | 1231235.2628 | 2734417.5749 | 1231228.0794 | 2734400.66 | 1231221.2135 | 2734398.0091 | 1231220.1248
99 | 2734493.3005 | 1231782.0525 | 2734499.3141 | 1231780.6388
100 | 2734493.3005 | 1231782.0525 | 2734516.0699 | 1231788.9179 | 2734520.1904 | 1231790.9375
101 | 2734493.3005 | 1231782.0525 | 2734462.2405 | 1231775.6475
102 | 2734433.9999 | 1230648.1578 | 2734447.7005 | 1230668.3568
103 | 2734520.1904 | 1231790.9375 | 2734548.3262 | 1231804.7279 | 2734556.9188 | 1231809.2041
104 | 2734462.2405 | 1231775.6475 | 2734431.6486 | 1231769.339
105 | 2733850.1574 | 1230972.3066 | 2733864.5824 | 1230976.4781
106 | 2733864.5824 | 1230976.4781 | 2733894.4891 | 1230985.1266 | 2733912.2227 | 1230988.434
107 | 2733953.208 | 1231012.7837 | 2733936.0292 | 1230999.4299 | 2733919.177 | 1230989.7309 | 2733912.2227 | 1230988.434
108 | 2734433.9999 | 1230648.1578 | 2734441.7474 | 1230645.3306 | 2734456.847 | 1230637.3875 | 2734471.8384 | 1230623.5147 | 2734502.4072 | 1230588.9767 | 2734514.2114 | 1230572.3073 | 2734523.666 | 1230557.6754 | 2734536.3032 | 1230546.0514
109 | 2734433.9999 | 1230648.1578 | 2734390.6561 | 1230662.279 | 2734355.7578 | 1230661.8744
110 | 2734355.7578 | 1230661.8744 | 2734319.0081 | 1230661.4484 | 2734283.3329 | 1230654.1142 | 2734261.9924 | 1230660.9381 | 2734259.0719 | 1230662.7958
111 | 2734250.6657 | 1230668.1428 | 2734259.0719 | 1230662.7958
112 | 2734257.5634 | 1230433.4117 | 2734283.0617 | 1230452.8817
113 | 2734257.5634 | 1230433.4117 | 2734268.2112 | 1230430.0048 | 2734276.7948 | 1230414.6634 | 2734279.796 | 1230400.6072
114 | 2734240.0846 | 1230685.2641 | 2734241.9136 | 1230693.0787 | 2734241.6529 | 1230727.7578 | 2734249.5142 | 1230768.6782
115 | 2734251.7142 | 1230780.1294 | 2734249.5142 | 1230768.6782
116 | 2734297.5673 | 1231589.5725 | 2734303.5315 | 1231593.6912 | 2734303.5315 | 1231593.6912
117 | 2734311.3307 | 1231608.2155 | 2734308.2561 | 1231605.5524 | 2734303.5315 | 1231593.6912
118 | 2734311.3307 | 1231608.2155 | 2734316.0211 | 1231612.278 | 2734326.5279 | 1231612.6713 | 2734336.6138 | 1231617.2697 | 2734357.3565 | 1231630.3718 | 2734370.646 | 1231641.7152 | 2734382.6115 | 1231654.3185 | 2734384.5438 | 1231661.3349 | 2734380.8092 | 1231664.3308 | 2734375.8307 | 1231664.7075 | 2734375.8307 | 1231664.7075
119 | 2734357.1207 | 1231665.5854 | 2734366.1942 | 1231663.3552 | 2734375.8307 | 1231664.7075
120 | 2734357.1207 | 1231665.5854 | 2734357.1207 | 1231665.5854 | 2734350.2191 | 1231675.9605 | 2734348.549 | 1231685.1528 | 2734349.4619 | 1231688.7744
121 | 2734352.0233 | 1231698.935 | 2734349.4619 | 1231688.7744
122 | 2734387.8246 | 1231776.1846 | 2734359.0261 | 1231726.7138 | 2734352.0233 | 1231698.935
123 | 2734387.8246 | 1231776.1846 | 2734395.0551 | 1231770.0206 | 2734401.2649 | 1231766.4468 | 2734412.9763 | 1231765.4885 | 2734431.6486 | 1231769.339
124 | 2734387.8246 | 1231776.1846 | 2734384.5645 | 1231784.9962 | 2734381.1322 | 1231803.4343 | 2734376.4329 | 1231845.7308 | 2734378.5528 | 1231880.6196 | 2734376.7605 | 1231894.5465 | 2734370.3398 | 1231907.1121 | 2734359.9738 | 1231919.9443 | 2734340.5252 | 1231935.5258
125 | 2734340.5252 | 1231935.5258 | 2734312.1452 | 1231958.2629 | 2734294.393 | 1231962.5179
126 | 2734694.6517 | 1231927.5015 | 2734688.9824 | 1231936.9701 | 2734677.4188 | 1231954.4786 | 2734676.3262 | 1231955.9365
127 | 2734694.6517 | 1231927.5015 | 2734676.7699 | 1231926.629 | 2734663.1975 | 1231932.4933 | 2734649.1755 | 1231934.4662 | 2734642.8564 | 1231932.2688
128 | 2734676.3262 | 1231955.9365 | 2734674.64 | 1231958.1863
129 | 2734631.7973 | 1231928.4231 | 2734642.8564 | 1231932.2688
130 | 2734561.8987 | 1232235.6138 | 2734576.1196 | 1232211.8312
131 | 2734561.8987 | 1232235.6138 | 2734564.9219 | 1232213.519 | 2734563.8594 | 1232205.9106 | 2734559.1584 | 1232198.4089 | 2734552.1494 | 1232193.8019 | 2734543.9421 | 1232192.604 | 2734531.8357 | 1232193.6421 | 2734524.0744 | 1232192.1961
132 | 2734561.8987 | 1232235.6138 | 2734592.0604 | 1232379.8531
133 | 2734425.3767 | 1232166.5997 | 2734480.6189 | 1232167.8501 | 2734515.0512 | 1232190.5151 | 2734524.0744 | 1232192.1961
134 | 2734538.1953 | 1232386.3795 | 2734544.5843 | 1232392.6671 | 2734592.0604 | 1232379.8531 | 2734592.0604 | 1232379.8531
135 | 2734593.998 | 1232388.7516 | 2734592.0604 | 1232379.8531

## bus_geodata
| x | y | coords
0 | 2734383.0373 | 1231043.6859
1 | 2734277.2566 | 1231080.8616
2 | 2734421.75 | 1231093.4482
3 | 2734128.9593 | 1231183.8308
4 | 2734398.3934 | 1231176.7244
5 | 2734545.6474 | 1230990.018
6 | 2734133.2123 | 1231485.6832
7 | 2734176.1185 | 1231517.1901
8 | 2734154.5948 | 1231302.2182
9 | 2734562.7473 | 1230950.5099
10 | 2734566.5039 | 1230941.7703
11 | 2734400.7028 | 1231192.8654
12 | 2734363.4607 | 1231205.6599
13 | 2734612.8135 | 1230870.4587
14 | 2734543.1002 | 1231113.609
15 | 2734570.0823 | 1230933.4451
16 | 2734558.462 | 1231616.4635
17 | 2734539.0225 | 1231762.9373
18 | 2734382.7304 | 1231214.3246
19 | 2734354.7622 | 1231215.0894
20 | 2734288.4999 | 1231583.7773
21 | 2734649.5916 | 1230772.5526
22 | 2734728.2545 | 1230973.0463
23 | 2734673.2814 | 1231137.5661
24 | 2735063.4811 | 1232121.4704
25 | 2735149.1689 | 1232064.8537
26 | 2735094.628 | 1232224.731
27 | 2735181.4454 | 1232341.7603
28 | 2734997.6569 | 1232198.2875
29 | 2735175.8128 | 1232362.2498
30 | 2735288.6267 | 1232380.3983
31 | 2734954.0995 | 1232135.2405
32 | 2735378.3656 | 1232231.7138
33 | 2735532.8985 | 1232292.9851
34 | 2735131.1696 | 1232370.6753
35 | 2734885.9973 | 1232178.8815
36 | 2734881.2218 | 1232209.35
37 | 2734765.6751 | 1232152.2446
38 | 2734913.6284 | 1232285.4393
39 | 2734763.7686 | 1232118.3642
40 | 2734786.0225 | 1232405.7905
41 | 2734895.1087 | 1232374.7817
42 | 2734900.42 | 1231786.5839
43 | 2734903.9166 | 1231760.5904
44 | 2734900.8998 | 1231788.8372
45 | 2734938.2609 | 1231715.2889
46 | 2735029.9132 | 1231671.7548
47 | 2734756.2897 | 1231790.8484
48 | 2734909.5019 | 1231616.4047
49 | 2735035.7472 | 1231715.3367
50 | 2734702.7629 | 1231728.8269
51 | 2734731.9624 | 1231853.0167
52 | 2734905.4684 | 1231607.7278
53 | 2734699.6022 | 1231148.5399
54 | 2734794.9224 | 1231319.2664
55 | 2734652.8662 | 1230758.9146
56 | 2734632.6747 | 1230771.413
57 | 2734731.2355 | 1230975.0742
58 | 2734940.5761 | 1232358.7552
59 | 2734921.0478 | 1232369.2206
60 | 2734908.0952 | 1232374.4145
61 | 2734899.8115 | 1231595.5586
62 | 2734682.5053 | 1230695.595
63 | 2734672.4131 | 1230715.7766
64 | 2734737.6432 | 1230771.8841
65 | 2734840.2966 | 1230783.8725
66 | 2734790.8357 | 1232453.1973
67 | 2734844.3053 | 1232510.7258
68 | 2735037.5941 | 1231729.1338
69 | 2734728.2626 | 1231874.8515
70 | 2734694.2066 | 1231885.1499
71 | 2734603.037 | 1232091.0217
72 | 2733983.1345 | 1230786.9732
73 | 2733941.8637 | 1230836.762
74 | 2734100.7669 | 1230718.8751
75 | 2733898.5785 | 1230622.3079
76 | 2733911.2226 | 1230868.4495
77 | 2734112.6194 | 1230709.9325
78 | 2733842.8941 | 1230655.2615
79 | 2733995.7492 | 1230560.775
80 | 2733867.8532 | 1230938.1162
81 | 2734184.8022 | 1230680.5877
82 | 2733863.5588 | 1230945.8898
83 | 2734237.9679 | 1230676.2198
84 | 2733998.9214 | 1230558.185
85 | 2734150.4366 | 1230462.8918
86 | 2734012.9469 | 1230374.0549
87 | 2734463.862 | 1231244.0201
88 | 2734398.0091 | 1231220.1248
89 | 2734486.6164 | 1231619.7572
90 | 2734499.3141 | 1231780.6388
91 | 2734493.3005 | 1231782.0525
92 | 2734447.7005 | 1230668.3568
93 | 2734672.3427 | 1230748.9699
94 | 2734520.1904 | 1231790.9375
95 | 2734462.2405 | 1231775.6475
96 | 2733850.1574 | 1230972.3066
97 | 2733864.5824 | 1230976.4781
98 | 2733912.2227 | 1230988.434
99 | 2733953.208 | 1231012.7837
100 | 2734536.3032 | 1230546.0514
101 | 2734433.9999 | 1230648.1578
102 | 2734355.7578 | 1230661.8744
103 | 2734259.0719 | 1230662.7958
104 | 2734250.6657 | 1230668.1428
105 | 2734257.5634 | 1230433.4117
106 | 2734283.0617 | 1230452.8817
107 | 2734279.796 | 1230400.6072
108 | 2734240.0846 | 1230685.2641
109 | 2734249.5142 | 1230768.6782
110 | 2734251.7142 | 1230780.1294
111 | 2734004.0767 | 1231350.4833
112 | 2734297.5673 | 1231589.5725
113 | 2734303.5315 | 1231593.6912
114 | 2734311.3307 | 1231608.2155
115 | 2734375.8307 | 1231664.7075
116 | 2734357.1207 | 1231665.5854
117 | 2734349.4619 | 1231688.7744
118 | 2734352.0233 | 1231698.935
119 | 2734387.8246 | 1231776.1846
120 | 2734431.6486 | 1231769.339
121 | 2734340.5252 | 1231935.5258
122 | 2734294.393 | 1231962.5179
123 | 2734556.9188 | 1231809.2041
124 | 2734694.6517 | 1231927.5015
125 | 2734676.3262 | 1231955.9365
126 | 2734642.8564 | 1231932.2688
127 | 2734674.64 | 1231958.1863
128 | 2734631.7973 | 1231928.4231
129 | 2734576.1196 | 1232211.8312
130 | 2734561.8987 | 1232235.6138
131 | 2734524.0744 | 1232192.1961
132 | 2734592.0604 | 1232379.8531
133 | 2734538.1953 | 1232386.3795
134 | 2734593.998 | 1232388.7516
135 | 2734833.2789 | 1232528.9347
136 | 2734425.3767 | 1232166.5997
137 | 2734463.862 | 1231244.0201

## line_std_types
| c_nf_per_km | r_ohm_per_km | x_ohm_per_km | max_i_ka | type | q_mm2 | alpha | voltage_rating
NAYY 4x50 SE | 210 | 0.642 | 0.083 | 0.142 | cs | 50 | 0.00403 | LV
NAYY 4x120 SE | 264 | 0.225 | 0.08 | 0.242 | cs | 120 | 0.00403 | LV
NAYY 4x150 SE | 261 | 0.208 | 0.08 | 0.27 | cs | 150 | 0.00403 | LV
NA2XS2Y 1x95 RM/25 12/20 kV | 216 | 0.313 | 0.132 | 0.252 | cs | 95 | 0.00403 | MV
NA2XS2Y 1x185 RM/25 12/20 kV | 273 | 0.161 | 0.117 | 0.362 | cs | 185 | 0.00403 | MV
NA2XS2Y 1x240 RM/25 12/20 kV | 304 | 0.122 | 0.112 | 0.421 | cs | 240 | 0.00403 | MV
NA2XS2Y 1x95 RM/25 6/10 kV | 315 | 0.313 | 0.123 | 0.249 | cs | 95 | 0.00403 | MV
NA2XS2Y 1x185 RM/25 6/10 kV | 406 | 0.161 | 0.11 | 0.358 | cs | 185 | 0.00403 | MV
NA2XS2Y 1x240 RM/25 6/10 kV | 456 | 0.122 | 0.105 | 0.416 | cs | 240 | 0.00403 | MV
NA2XS2Y 1x150 RM/25 12/20 kV | 250 | 0.206 | 0.116 | 0.319 | cs | 150 | 0.00403 | MV
NA2XS2Y 1x120 RM/25 12/20 kV | 230 | 0.253 | 0.119 | 0.283 | cs | 120 | 0.00403 | MV
NA2XS2Y 1x70 RM/25 12/20 kV | 190 | 0.443 | 0.132 | 0.22 | cs | 70 | 0.00403 | MV
NA2XS2Y 1x150 RM/25 6/10 kV | 360 | 0.206 | 0.11 | 0.315 | cs | 150 | 0.00403 | MV
NA2XS2Y 1x120 RM/25 6/10 kV | 340 | 0.253 | 0.113 | 0.28 | cs | 120 | 0.00403 | MV
NA2XS2Y 1x70 RM/25 6/10 kV | 280 | 0.443 | 0.123 | 0.217 | cs | 70 | 0.00403 | MV
N2XS(FL)2Y 1x120 RM/35 64/110 kV | 112 | 0.153 | 0.166 | 0.366 | cs | 120 | 0.00393 | HV
N2XS(FL)2Y 1x185 RM/35 64/110 kV | 125 | 0.099 | 0.156 | 0.457 | cs | 185 | 0.00393 | HV
N2XS(FL)2Y 1x240 RM/35 64/110 kV | 135 | 0.075 | 0.149 | 0.526 | cs | 240 | 0.00393 | HV
N2XS(FL)2Y 1x300 RM/35 64/110 kV | 144 | 0.06 | 0.144 | 0.588 | cs | 300 | 0.00393 | HV
15-AL1/3-ST1A 0.4 | 11 | 1.8769 | 0.35 | 0.105 | ol | 16 | 0.00403 | LV
24-AL1/4-ST1A 0.4 | 11.25 | 1.2012 | 0.335 | 0.14 | ol | 24 | 0.00403 | LV
48-AL1/8-ST1A 0.4 | 12.2 | 0.5939 | 0.3 | 0.21 | ol | 48 | 0.00403 | LV
94-AL1/15-ST1A 0.4 | 13.2 | 0.306 | 0.29 | 0.35 | ol | 94 | 0.00403 | LV
34-AL1/6-ST1A 10.0 | 9.7 | 0.8342 | 0.36 | 0.17 | ol | 34 | 0.00403 | MV
48-AL1/8-ST1A 10.0 | 10.1 | 0.5939 | 0.35 | 0.21 | ol | 48 | 0.00403 | MV
70-AL1/11-ST1A 10.0 | 10.4 | 0.4132 | 0.339 | 0.29 | ol | 70 | 0.00403 | MV
94-AL1/15-ST1A 10.0 | 10.75 | 0.306 | 0.33 | 0.35 | ol | 94 | 0.00403 | MV
122-AL1/20-ST1A 10.0 | 11.1 | 0.2376 | 0.323 | 0.41 | ol | 122 | 0.00403 | MV
149-AL1/24-ST1A 10.0 | 11.25 | 0.194 | 0.315 | 0.47 | ol | 149 | 0.00403 | MV
34-AL1/6-ST1A 20.0 | 9.15 | 0.8342 | 0.382 | 0.17 | ol | 34 | 0.00403 | MV
48-AL1/8-ST1A 20.0 | 9.5 | 0.5939 | 0.372 | 0.21 | ol | 48 | 0.00403 | MV
70-AL1/11-ST1A 20.0 | 9.7 | 0.4132 | 0.36 | 0.29 | ol | 70 | 0.00403 | MV
94-AL1/15-ST1A 20.0 | 10 | 0.306 | 0.35 | 0.35 | ol | 94 | 0.00403 | MV
122-AL1/20-ST1A 20.0 | 10.3 | 0.2376 | 0.344 | 0.41 | ol | 122 | 0.00403 | MV
149-AL1/24-ST1A 20.0 | 10.5 | 0.194 | 0.337 | 0.47 | ol | 149 | 0.00403 | MV
184-AL1/30-ST1A 20.0 | 10.75 | 0.1571 | 0.33 | 0.535 | ol | 184 | 0.00403 | MV
243-AL1/39-ST1A 20.0 | 11 | 0.1188 | 0.32 | 0.645 | ol | 243 | 0.00403 | MV
48-AL1/8-ST1A 110.0 | 8 | 0.5939 | 0.46 | 0.21 | ol | 48 | 0.00403 | HV
70-AL1/11-ST1A 110.0 | 8.4 | 0.4132 | 0.45 | 0.29 | ol | 70 | 0.00403 | HV
94-AL1/15-ST1A 110.0 | 8.65 | 0.306 | 0.44 | 0.35 | ol | 94 | 0.00403 | HV
122-AL1/20-ST1A 110.0 | 8.5 | 0.2376 | 0.43 | 0.41 | ol | 122 | 0.00403 | HV
149-AL1/24-ST1A 110.0 | 8.75 | 0.194 | 0.41 | 0.47 | ol | 149 | 0.00403 | HV
184-AL1/30-ST1A 110.0 | 8.8 | 0.1571 | 0.4 | 0.535 | ol | 184 | 0.00403 | HV
243-AL1/39-ST1A 110.0 | 9 | 0.1188 | 0.39 | 0.645 | ol | 243 | 0.00403 | HV
305-AL1/39-ST1A 110.0 | 9.2 | 0.0949 | 0.38 | 0.74 | ol | 305 | 0.00403 | HV
490-AL1/64-ST1A 110.0 | 9.75 | 0.059 | 0.37 | 0.96 | ol | 490 | 0.00403 | HV
679-AL1/86-ST1A 110.0 | 9.95 | 0.042 | 0.36 | 1.15 | ol | 679 | 0.00403 | HV
490-AL1/64-ST1A 220.0 | 10 | 0.059 | 0.285 | 0.96 | ol | 490 | 0.00403 | HV
679-AL1/86-ST1A 220.0 | 11.7 | 0.042 | 0.275 | 1.15 | ol | 679 | 0.00403 | HV
490-AL1/64-ST1A 380.0 | 11 | 0.059 | 0.253 | 0.96 | ol | 490 | 0.00403 | HV
679-AL1/86-ST1A 380.0 | 14.6 | 0.042 | 0.25 | 1.15 | ol | 679 | 0.00403 | HV

## trafo_std_types
| i0_percent | pfe_kw | vkr_percent | sn_mva | vn_lv_kv | vn_hv_kv | vk_percent | shift_degree | vector_group | tap_side | tap_neutral | tap_min | tap_max | tap_step_degree | tap_step_percent | tap_phase_shifter
160 MVA 380/110 kV | 0.06 | 60 | 0.25 | 160 | 110 | 380 | 12.2 | 0 | Yy0 | hv | 0 | -9 | 9 | 0 | 1.5 | FALSE
100 MVA 220/110 kV | 0.06 | 55 | 0.26 | 100 | 110 | 220 | 12 | 0 | Yy0 | hv | 0 | -9 | 9 | 0 | 1.5 | FALSE
63 MVA 110/20 kV | 0.04 | 22 | 0.32 | 63 | 20 | 110 | 18 | 150 | YNd5 | hv | 0 | -9 | 9 | 0 | 1.5 | FALSE
40 MVA 110/20 kV | 0.05 | 18 | 0.34 | 40 | 20 | 110 | 16.2 | 150 | YNd5 | hv | 0 | -9 | 9 | 0 | 1.5 | FALSE
25 MVA 110/20 kV | 0.07 | 14 | 0.41 | 25 | 20 | 110 | 12 | 150 | YNd5 | hv | 0 | -9 | 9 | 0 | 1.5 | FALSE
63 MVA 110/10 kV | 0.04 | 22 | 0.32 | 63 | 10 | 110 | 18 | 150 | YNd5 | hv | 0 | -9 | 9 | 0 | 1.5 | FALSE
40 MVA 110/10 kV | 0.05 | 18 | 0.34 | 40 | 10 | 110 | 16.2 | 150 | YNd5 | hv | 0 | -9 | 9 | 0 | 1.5 | FALSE
25 MVA 110/10 kV | 0.07 | 14 | 0.41 | 25 | 10 | 110 | 12 | 150 | YNd5 | hv | 0 | -9 | 9 | 0 | 1.5 | FALSE
0.25 MVA 20/0.4 kV | 0.32 | 0.8 | 1.44 | 0.25 | 0.4 | 20 | 6 | 150 | Yzn5 | hv | 0 | -2 | 2 | 0 | 2.5 | FALSE
0.4 MVA 20/0.4 kV | 0.3375 | 1.35 | 1.425 | 0.4 | 0.4 | 20 | 6 | 150 | Dyn5 | hv | 0 | -2 | 2 | 0 | 2.5 | FALSE
0.63 MVA 20/0.4 kV | 0.2619 | 1.65 | 1.206 | 0.63 | 0.4 | 20 | 6 | 150 | Dyn5 | hv | 0 | -2 | 2 | 0 | 2.5 | FALSE
0.25 MVA 10/0.4 kV | 0.24 | 0.6 | 1.2 | 0.25 | 0.4 | 10 | 4 | 150 | Dyn5 | hv | 0 | -2 | 2 | 0 | 2.5 | FALSE
0.4 MVA 10/0.4 kV | 0.2375 | 0.95 | 1.325 | 0.4 | 0.4 | 10 | 4 | 150 | Dyn5 | hv | 0 | -2 | 2 | 0 | 2.5 | FALSE
0.63 MVA 10/0.4 kV | 0.1873 | 1.18 | 1.0794 | 0.63 | 0.4 | 10 | 4 | 150 | Dyn5 | hv | 0 | -2 | 2 | 0 | 2.5 | FALSE

## trafo3w_std_types
| sn_hv_mva | sn_mv_mva | sn_lv_mva | vn_hv_kv | vn_mv_kv | vn_lv_kv | vk_hv_percent | vk_mv_percent | vk_lv_percent | vkr_hv_percent | vkr_mv_percent | vkr_lv_percent | pfe_kw | i0_percent | shift_mv_degree | shift_lv_degree | vector_group | tap_side | tap_neutral | tap_min | tap_max | tap_step_percent
63/25/38 MVA 110/20/10 kV | 63 | 25 | 38 | 110 | 20 | 10 | 10.4 | 10.4 | 10.4 | 0.28 | 0.32 | 0.35 | 35 | 0.89 | 0 | 0 | YN0yn0yn0 | hv | 0 | -10 | 10 | 1.2
63/25/38 MVA 110/10/10 kV | 63 | 25 | 38 | 110 | 10 | 10 | 10.4 | 10.4 | 10.4 | 0.28 | 0.32 | 0.35 | 35 | 0.89 | 0 | 0 | YN0yn0yn0 | hv | 0 | -10 | 10 | 1.2

## fuse_std_types
| fuse_type | i_rated_a | t_avg | t_min | t_total | x_avg | x_min | x_total
HV 100A | HV 100A | 100 | 0 | [10.0, 3.64, 0.854, 0.281, 0.1, 0.0531, 0.022, 0.01] | [10.0, 4.267, 1.21, 0.403, 0.1, 0.058, 0.022, 0.01] | 0 | [300.0, 350.0, 450.0, 550.0, 700.0, 850.0, 1200.0, 1752.0] | [600.0, 700.0, 900.0, 1150.0, 1665.0, 2000.0, 3000.0, 4313.0]
HV 10A | HV 10A | 10 | 0 | [10.0, 1675.0, 0.344, 0.156, 0.1, 0.0417, 0.0171, 0.01] | [10.0, 1.3, 0.3, 0.155, 0.1, 0.0555, 0.023, 0.01] | 0 | [30.0, 32.0, 35.0, 37.0, 39.0, 50.0, 70.0, 88.0] | [60.0, 70.0, 80.0, 87.0, 94.0, 110.0, 150.0, 216.0]
HV 125A | HV 125A | 125 | 0 | [10.0, 1.82, 0.344, 0.1, 0.0467, 0.0269, 0.01] | [10.0, 2.478, 0.426, 0.1, 0.0427, 0.0211, 0.01] | 0 | [375.0, 500.0, 700.0, 925.0, 1200.0, 1500.0, 2341.0] | [750.0, 1000.0, 1500.0, 2200.0, 3000.0, 4000.0, 5765.0]
HV 160A | HV 160A | 160 | 0 | [10.0, 4.15, 1.03, 0.198, 0.1, 0.051, 0.0172, 0.01] | [10.0, 2.3, 0.734, 0.274, 0.1, 0.046, 0.0177, 0.01] | 0 | [480.0, 550.0, 700.0, 1000.0, 1260.0, 1600.0, 2500.0, 3227.0] | [960.0, 1300.0, 1700.0, 2200.0, 2996.0, 4000.0, 6000.0, 7946.0]
HV 16A | HV 16A | 16 | 0 | [10.0, 0.352, 0.164, 0.1, 0.0649, 0.0342, 0.01] | [10.0, 2.34, 0.722, 0.181, 0.1, 0.055, 0.0296, 0.01] | 0 | [48.0, 60.0, 65.0, 71.0, 80.0, 100.0, 162.0] | [96.0, 110.0, 125.0, 150.0, 168.0, 200.0, 250.0, 398.0]
HV 200A | HV 200A | 200 | 0 | [10.0, 4.267, 1.21, 0.403, 0.1, 0.058, 0.022, 0.01] | [10.0, 3.73, 1.654, 0.328, 0.1, 0.0531, 0.019, 0.01] | 0 | [600.0, 700.0, 900.0, 1150.0, 1665.0, 2000.0, 3000.0, 4313.0] | [1200.0, 1500.0, 1800.0, 2700.0, 3960.0, 5000.0, 7500.0, 10620.0]
HV 20A | HV 20A | 20 | 0 | [10.0, 1.3, 0.3, 0.155, 0.1, 0.0555, 0.023, 0.01] | [10.0, 1.3, 0.161, 0.1, 0.0611, 0.0399, 0.0141, 0.01] | 0 | [60.0, 70.0, 80.0, 87.0, 94.0, 110.0, 150.0, 216.0] | [120.0, 150.0, 200.0, 223.0, 260.0, 300.0, 450.0, 532.0]
HV 25A | HV 25A | 25 | 0 | [10.0, 2.512, 0.833, 0.299, 0.1, 0.0372, 0.0223, 0.01] | [10.0, 3.125, 0.597, 0.198, 0.1, 0.0378, 0.022, 0.01] | 0 | [75.0, 82.0, 90.0, 100.0, 124.0, 170.0, 200.0, 289.0] | [150.0, 170.0, 210.0, 250.0, 294.0, 400.0, 500.0, 711.0]
HV 31.5A | HV 31.5A | 31.5 | 0 | [10.0, 2.34, 0.722, 0.181, 0.1, 0.055, 0.0296, 0.01] | [10.0, 2.84, 0.368, 0.164, 0.1, 0.0621, 0.0378, 0.0195, 0.01] | 0 | [95.0, 110.0, 125.0, 150.0, 165.0, 200.0, 250.0, 390.0] | [189.0, 220.0, 300.0, 350.0, 393.0, 450.0, 530.0, 700.0, 960.0]
HV 40A | HV 40A | 40 | 0 | [10.0, 1.3, 0.161, 0.1, 0.0611, 0.0399, 0.0141, 0.01] | [10.0, 2.05, 0.369, 0.198, 0.1, 0.051, 0.0298, 0.01] | 0 | [120.0, 150.0, 200.0, 223.0, 260.0, 300.0, 450.0, 532.0] | [240.0, 300.0, 400.0, 450.0, 530.0, 650.0, 800.0, 1311.0]
HV 50A | HV 50A | 50 | 0 | [10.0, 3.215, 0.597, 0.198, 0.1, 0.0378, 0.022, 0.01] | [10.0, 3.64, 0.854, 0.281, 0.1, 0.0531, 0.022, 0.01] | 0 | [150.0, 170.0, 210.0, 250.0, 294.0, 400.0, 500.0, 711.0] | [300.0, 350.0, 450.0, 550.0, 700.0, 850.0, 1200.0, 1752.0]
HV 6.3A | HV 6.3A | 6.3 | 0 | [10.0, 1.39, 0.344, 0.168, 0.1, 0.056, 0.0263, 0.01] | [10.0, 1.711, 0.516, 0.198, 0.1, 0.0634, 0.0303, 0.01] | 0 | [19.0, 19.5, 20.4, 20.8, 22.0, 25.0, 32.0, 48.0] | [38.0, 40.0, 43.0, 48.0, 53.0, 60.0, 75.0, 118.0]
HV 63A | HV 63A | 63 | 0 | [10.0, 2.84, 0.368, 0.164, 0.1, 0.0621, 0.0378, 0.0195, 0.01] | [10.0, 1.82, 0.344, 0.1, 0.0467, 0.0269, 0.01] | 0 | [189.0, 220.0, 300.0, 350.0, 393.0, 450.0, 530.0, 700.0, 961.0] | [378.0, 500.0, 700.0, 934.0, 1200.0, 1500.0, 2366.0]
HV 80A | HV 80A | 80 | 0 | [10.0, 2.05, 0.369, 0.198, 0.1, 0.051, 0.0298, 0.01] | [10.0, 4.15, 1.03, 0.198, 0.1, 0.051, 0.0172, 0.01] | 0 | [240.0, 300.0, 400.0, 450.0, 530.0, 650.0, 800.0, 1311.0] | [480.0, 550.0, 700.0, 1000.0, 1260.0, 1600.0, 2500.0, 3227.0]
Siemens NH-1-100 | Siemens NH-1-100 | 100 | [5400.0, 2000.0, 400.0, 20.0, 1.0, 0.2, 0.012, 0.004] | 0 | 0 | [150.0, 190.0, 250.0, 430.0, 900.0, 1250.0, 2700.0, 3600.0] | 0 | 0
Siemens NH-1-125 | Siemens NH-1-125 | 125 | [4800.0, 120.0, 7.0, 0.1, 0.004] | 0 | 0 | [180.0, 400.0, 740.0, 2000.0, 4250.0] | 0 | 0
Siemens NH-1-16 | Siemens NH-1-16 | 16 | [4000.0, 400.0, 2.0, 0.1, 0.04, 0.01] | 0 | 0 | [26.0, 35.0, 75.0, 150.0, 200.0, 300.0] | 0 | 0
Siemens NH-1-160 | Siemens NH-1-160 | 160 | [4800.0, 120.0, 7.0, 0.1, 0.004] | 0 | 0 | [210.0, 500.0, 900.0, 2300.0, 5000.0] | 0 | 0
Siemens NH-1-25 | Siemens NH-1-25 | 25 | [4000.0, 1000.0, 10.0, 0.2, 0.02, 0.01] | 0 | 0 | [40.0, 50.0, 100.0, 210.0, 400.0, 500.0] | 0 | 0
Siemens NH-1-50 | Siemens NH-1-50 | 50 | [4000.0, 40.0, 4.0, 1.0, 0.02, 0.01] | 0 | 0 | [86.0, 200.0, 300.0, 400.0, 1000.0, 1280.0] | 0 | 0
Siemens NH-1-63 | Siemens NH-1-63 | 63 | [4000.0, 100.0, 10.0, 2.0, 0.04, 0.01] | 0 | 0 | [100.0, 200.0, 300.0, 400.0, 1000.0, 1500.0] | 0 | 0
Siemens NH-1-80 | Siemens NH-1-80 | 80 | [4800.0, 120.0, 7.0, 0.1, 0.01] | 0 | 0 | [150.58, 250.0, 450.0, 1150.0, 2470.0] | 0 | 0
Siemens NH-2-1000 | Siemens NH-2-1000 | 1000 | [4800.0, 120.0, 7.0, 0.1, 0.004] | 0 | 0 | [1900.0, 3500.0, 8400.0, 24000.0, 52000.0] | 0 | 0
Siemens NH-2-200 | Siemens NH-2-200 | 200 | [4800.0, 120.0, 7.0, 0.1, 0.004] | 0 | 0 | [280.0, 650.0, 1200.0, 3000.0, 7000.0] | 0 | 0
Siemens NH-2-224 | Siemens NH-2-224 | 224 | [4800.0, 120.0, 7.0, 0.2, 0.04, 0.004] | 0 | 0 | [400.0, 750.0, 1453.0, 3025.0, 4315.0, 7600.0] | 0 | 0
Siemens NH-2-250 | Siemens NH-2-250 | 250 | [4800.0, 120.0, 7.0, 0.1, 0.004] | 0 | 0 | [450.0, 800.0, 1650.0, 4000.0, 8500.0] | 0 | 0
Siemens NH-2-315 | Siemens NH-2-315 | 315 | [4800.0, 120.0, 7.0, 0.1, 0.004] | 0 | 0 | [550.0, 920.0, 1900.0, 5000.0, 11000.0] | 0 | 0
Siemens NH-2-355 | Siemens NH-2-355 | 355 | [4800.0, 120.0, 6.0, 0.1, 0.004] | 0 | 0 | [650.0, 1116.27, 2350.0, 5840.0, 12790.0] | 0 | 0
Siemens NH-2-400 | Siemens NH-2-400 | 400 | [4800.0, 120.0, 7.0, 0.1, 0.004] | 0 | 0 | [720.0, 1350.0, 2800.0, 6500.0, 15000.0] | 0 | 0
Siemens NH-2-425 | Siemens NH-2-425 | 425 | [4800.0, 120.0, 7.0, 0.1, 0.004] | 0 | 0 | [850.0, 1500.0, 3050.0, 7500.0, 16500.0] | 0 | 0
Siemens NH-2-630 | Siemens NH-2-630 | 630 | [4800.0, 120.0, 7.0, 0.1, 0.004] | 0 | 0 | [1200.0, 2000.0, 4800.0, 12000.0, 26000.0] | 0 | 0

## dtypes
| element | column | dtype
0 | bus | name | object
1 | bus | vn_kv | float64
2 | bus | type | object
3 | bus | zone | object
4 | bus | in_service | bool
5 | load | name | object
6 | load | bus | uint32
7 | load | p_mw | float64
8 | load | q_mvar | float64
9 | load | const_z_percent | float64
10 | load | const_i_percent | float64
11 | load | sn_mva | float64
12 | load | scaling | float64
13 | load | in_service | bool
14 | load | type | object
15 | ext_grid | name | object
16 | ext_grid | bus | uint32
17 | ext_grid | vm_pu | float64
18 | ext_grid | va_degree | float64
19 | ext_grid | slack_weight | float64
20 | ext_grid | in_service | bool
21 | line | name | object
22 | line | std_type | object
23 | line | from_bus | uint32
24 | line | to_bus | uint32
25 | line | length_km | float64
26 | line | r_ohm_per_km | float64
27 | line | x_ohm_per_km | float64
28 | line | c_nf_per_km | float64
29 | line | g_us_per_km | float64
30 | line | max_i_ka | float64
31 | line | df | float64
32 | line | parallel | uint32
33 | line | type | object
34 | line | in_service | bool
35 | trafo | name | object
36 | trafo | std_type | object
37 | trafo | hv_bus | uint32
38 | trafo | lv_bus | uint32
39 | trafo | sn_mva | float64
40 | trafo | vn_hv_kv | float64
41 | trafo | vn_lv_kv | float64
42 | trafo | vk_percent | float64
43 | trafo | vkr_percent | float64
44 | trafo | pfe_kw | float64
45 | trafo | i0_percent | float64
46 | trafo | shift_degree | float64
47 | trafo | tap_side | object
48 | trafo | tap_neutral | int32
49 | trafo | tap_min | int32
50 | trafo | tap_max | int32
51 | trafo | tap_step_percent | float64
52 | trafo | tap_step_degree | float64
53 | trafo | tap_pos | int32
54 | trafo | tap_phase_shifter | bool
55 | trafo | parallel | uint32
56 | trafo | df | float64
57 | trafo | in_service | bool
58 | line_geodata | coords | object
59 | bus_geodata | x | float64
60 | bus_geodata | y | float64
61 | bus_geodata | coords | object

## parameters
| version | format_version | converged | OPF_converged | name | f_hz | sn_mva
0 | 2.14.6 | 2.14.0 | FALSE | FALSE |  | 50 | 1