## bus
| name | vn_kv | type | zone | in_service
0 | bus_LV_3360-7_0_3_node_0 | 0.4 | n |  | TRUE
1 | bus_LV_3360-7_0_3_node_1 | 0.4 | n |  | TRUE
2 | bus_LV_3360-7_0_3_node_227 | 0.4 | n |  | TRUE
3 | bus_LV_3360-7_0_3_node_2 | 0.4 | n |  | TRUE
4 | bus_LV_3360-7_0_3_node_44 | 0.4 | n |  | TRUE
5 | bus_LV_3360-7_0_3_node_34 | 0.4 | n |  | TRUE
6 | bus_LV_3360-7_0_3_node_36 | 0.4 | n |  | TRUE
7 | bus_LV_3360-7_0_3_node_31 | 0.4 | n |  | TRUE
8 | bus_LV_3360-7_0_3_node_3 | 0.4 | n |  | TRUE
9 | bus_LV_3360-7_0_3_node_4 | 0.4 | n |  | TRUE
10 | bus_LV_3360-7_0_3_node_5 | 0.4 | n |  | TRUE
11 | bus_LV_3360-7_0_3_node_6 | 0.4 | n |  | TRUE
12 | bus_LV_3360-7_0_3_node_28 | 0.4 | n |  | TRUE
13 | bus_LV_3360-7_0_3_node_7 | 0.4 | n |  | TRUE
14 | bus_LV_3360-7_0_3_node_15 | 0.4 | n |  | TRUE
15 | bus_LV_3360-7_0_3_node_16 | 0.4 | n |  | TRUE
16 | bus_LV_3360-7_0_3_node_180 | 0.4 | n |  | TRUE
17 | bus_LV_3360-7_0_3_node_29 | 0.4 | n |  | TRUE
18 | bus_LV_3360-7_0_3_node_179 | 0.4 | n |  | TRUE
19 | bus_LV_3360-7_0_3_node_181 | 0.4 | n |  | TRUE
20 | bus_LV_3360-7_0_3_node_182 | 0.4 | n |  | TRUE
21 | bus_LV_3360-7_0_3_node_183 | 0.4 | n |  | TRUE
22 | bus_LV_3360-7_0_3_node_184 | 0.4 | n |  | TRUE
23 | bus_LV_3360-7_0_3_node_8 | 0.4 | n |  | TRUE
24 | bus_LV_3360-7_0_3_node_9 | 0.4 | n |  | TRUE
25 | bus_LV_3360-7_0_3_node_10 | 0.4 | n |  | TRUE
26 | bus_LV_3360-7_0_3_node_11 | 0.4 | n |  | TRUE
27 | bus_LV_3360-7_0_3_node_41 | 0.4 | n |  | TRUE
28 | bus_LV_3360-7_0_3_node_26 | 0.4 | n |  | TRUE
29 | bus_LV_3360-7_0_3_node_27 | 0.4 | n |  | TRUE
30 | bus_LV_3360-7_0_3_node_39 | 0.4 | n |  | TRUE
31 | bus_LV_3360-7_0_3_node_46 | 0.4 | n |  | TRUE
32 | bus_LV_3360-7_0_3_node_37 | 0.4 | n |  | TRUE
33 | bus_LV_3360-7_0_3_node_12 | 0.4 | n |  | TRUE
34 | bus_LV_3360-7_0_3_node_13 | 0.4 | n |  | TRUE
35 | bus_LV_3360-7_0_3_node_14 | 0.4 | n |  | TRUE
36 | bus_LV_3360-7_0_3_node_21 | 0.4 | n |  | TRUE
37 | bus_LV_3360-7_0_3_node_25 | 0.4 | n |  | TRUE
38 | bus_LV_3360-7_0_3_node_20 | 0.4 | n |  | TRUE
39 | bus_LV_3360-7_0_3_node_17 | 0.4 | n |  | TRUE
40 | bus_LV_3360-7_0_3_node_30 | 0.4 | n |  | TRUE
41 | bus_LV_3360-7_0_3_node_18 | 0.4 | n |  | TRUE
42 | bus_LV_3360-7_0_3_node_19 | 0.4 | n |  | TRUE
43 | bus_LV_3360-7_0_3_node_155 | 0.4 | n |  | TRUE
44 | bus_LV_3360-7_0_3_node_154 | 0.4 | n |  | TRUE
45 | bus_LV_3360-7_0_3_node_22 | 0.4 | n |  | TRUE
46 | bus_LV_3360-7_0_3_node_23 | 0.4 | n |  | TRUE
47 | bus_LV_3360-7_0_3_node_24 | 0.4 | n |  | TRUE
48 | bus_LV_3360-7_0_3_node_32 | 0.4 | n |  | TRUE
49 | bus_LV_3360-7_0_3_node_38 | 0.4 | n |  | TRUE
50 | bus_LV_3360-7_0_3_node_33 | 0.4 | n |  | TRUE
51 | bus_LV_3360-7_0_3_node_43 | 0.4 | n |  | TRUE
52 | bus_LV_3360-7_0_3_node_217 | 0.4 | n |  | TRUE
53 | bus_LV_3360-7_0_3_node_218 | 0.4 | n |  | TRUE
54 | bus_LV_3360-7_0_3_node_42 | 0.4 | n |  | TRUE
55 | bus_LV_3360-7_0_3_node_48 | 0.4 | n |  | TRUE
56 | bus_LV_3360-7_0_3_node_45 | 0.4 | n |  | TRUE
57 | bus_LV_3360-7_0_3_node_35 | 0.4 | n |  | TRUE
58 | bus_LV_3360-7_0_3_node_40 | 0.4 | n |  | TRUE
59 | bus_LV_3360-7_0_3_node_47 | 0.4 | n |  | TRUE
60 | bus_LV_3360-7_0_3_node_124 | 0.4 | n |  | TRUE
61 | bus_LV_3360-7_0_3_node_224 | 0.4 | n |  | TRUE
62 | bus_LV_3360-7_0_3_node_123 | 0.4 | n |  | TRUE
63 | bus_LV_3360-7_0_3_node_225 | 0.4 | n |  | TRUE
64 | bus_LV_3360-7_0_3_node_223 | 0.4 | n |  | TRUE
65 | bus_LV_3360-7_0_3_node_49 | 0.4 | n |  | TRUE
66 | bus_LV_3360-7_0_3_node_50 | 0.4 | n |  | TRUE
67 | bus_LV_3360-7_0_3_node_51 | 0.4 | n |  | TRUE
68 | bus_LV_3360-7_0_3_node_52 | 0.4 | n |  | TRUE
69 | bus_LV_3360-7_0_3_node_53 | 0.4 | n |  | TRUE
70 | bus_LV_3360-7_0_3_node_54 | 0.4 | n |  | TRUE
71 | bus_LV_3360-7_0_3_node_55 | 0.4 | n |  | TRUE
72 | bus_LV_3360-7_0_3_node_75 | 0.4 | n |  | TRUE
73 | bus_LV_3360-7_0_3_node_66 | 0.4 | n |  | TRUE
74 | bus_LV_3360-7_0_3_node_56 | 0.4 | n |  | TRUE
75 | bus_LV_3360-7_0_3_node_76 | 0.4 | n |  | TRUE
76 | bus_LV_3360-7_0_3_node_64 | 0.4 | n |  | TRUE
77 | bus_LV_3360-7_0_3_node_57 | 0.4 | n |  | TRUE
78 | bus_LV_3360-7_0_3_node_73 | 0.4 | n |  | TRUE
79 | bus_LV_3360-7_0_3_node_74 | 0.4 | n |  | TRUE
80 | bus_LV_3360-7_0_3_node_58 | 0.4 | n |  | TRUE
81 | bus_LV_3360-7_0_3_node_59 | 0.4 | n |  | TRUE
82 | bus_LV_3360-7_0_3_node_60 | 0.4 | n |  | TRUE
83 | bus_LV_3360-7_0_3_node_61 | 0.4 | n |  | TRUE
84 | bus_LV_3360-7_0_3_node_62 | 0.4 | n |  | TRUE
85 | bus_LV_3360-7_0_3_node_82 | 0.4 | n |  | TRUE
86 | bus_LV_3360-7_0_3_node_108 | 0.4 | n |  | TRUE
87 | bus_LV_3360-7_0_3_node_101 | 0.4 | n |  | TRUE
88 | bus_LV_3360-7_0_3_node_85 | 0.4 | n |  | TRUE
89 | bus_LV_3360-7_0_3_node_67 | 0.4 | n |  | TRUE
90 | bus_LV_3360-7_0_3_node_106 | 0.4 | n |  | TRUE
91 | bus_LV_3360-7_0_3_node_102 | 0.4 | n |  | TRUE
92 | bus_LV_3360-7_0_3_node_100 | 0.4 | n |  | TRUE
93 | bus_LV_3360-7_0_3_node_63 | 0.4 | n |  | TRUE
94 | bus_LV_3360-7_0_3_node_65 | 0.4 | n |  | TRUE
95 | bus_LV_3360-7_0_3_node_90 | 0.4 | n |  | TRUE
96 | bus_LV_3360-7_0_3_node_216 | 0.4 | n |  | TRUE
97 | bus_LV_3360-7_0_3_node_68 | 0.4 | n |  | TRUE
98 | bus_LV_3360-7_0_3_node_69 | 0.4 | n |  | TRUE
99 | bus_LV_3360-7_0_3_node_70 | 0.4 | n |  | TRUE
100 | bus_LV_3360-7_0_3_node_71 | 0.4 | n |  | TRUE
101 | bus_LV_3360-7_0_3_node_72 | 0.4 | n |  | TRUE
102 | bus_LV_3360-7_0_3_node_126 | 0.4 | n |  | TRUE
103 | bus_LV_3360-7_0_3_node_125 | 0.4 | n |  | TRUE
104 | bus_LV_3360-7_0_3_node_94 | 0.4 | n |  | TRUE
105 | bus_LV_3360-7_0_3_node_93 | 0.4 | n |  | TRUE
106 | bus_LV_3360-7_0_3_node_201 | 0.4 | n |  | TRUE
107 | bus_LV_3360-7_0_3_node_122 | 0.4 | n |  | TRUE
108 | bus_LV_3360-7_0_3_node_98 | 0.4 | n |  | TRUE
109 | bus_LV_3360-7_0_3_node_99 | 0.4 | n |  | TRUE
110 | bus_LV_3360-7_0_3_node_113 | 0.4 | n |  | TRUE
111 | bus_LV_3360-7_0_3_node_77 | 0.4 | n |  | TRUE
112 | bus_LV_3360-7_0_3_node_78 | 0.4 | n |  | TRUE
113 | bus_LV_3360-7_0_3_node_79 | 0.4 | n |  | TRUE
114 | bus_LV_3360-7_0_3_node_80 | 0.4 | n |  | TRUE
115 | bus_LV_3360-7_0_3_node_81 | 0.4 | n |  | TRUE
116 | bus_LV_3360-7_0_3_node_83 | 0.4 | n |  | TRUE
117 | bus_LV_3360-7_0_3_node_84 | 0.4 | n |  | TRUE
118 | bus_LV_3360-7_0_3_node_196 | 0.4 | n |  | TRUE
119 | bus_LV_3360-7_0_3_node_86 | 0.4 | n |  | TRUE
120 | bus_LV_3360-7_0_3_node_194 | 0.4 | n |  | TRUE
121 | bus_LV_3360-7_0_3_node_87 | 0.4 | n |  | TRUE
122 | bus_LV_3360-7_0_3_node_88 | 0.4 | n |  | TRUE
123 | bus_LV_3360-7_0_3_node_89 | 0.4 | n |  | TRUE
124 | bus_LV_3360-7_0_3_node_91 | 0.4 | n |  | TRUE
125 | bus_LV_3360-7_0_3_node_109 | 0.4 | n |  | TRUE
126 | bus_LV_3360-7_0_3_node_92 | 0.4 | n |  | TRUE
127 | bus_LV_3360-7_0_3_node_215 | 0.4 | n |  | TRUE
128 | bus_LV_3360-7_0_3_node_95 | 0.4 | n |  | TRUE
129 | bus_LV_3360-7_0_3_node_96 | 0.4 | n |  | TRUE
130 | bus_LV_3360-7_0_3_node_97 | 0.4 | n |  | TRUE
131 | bus_LV_3360-7_0_3_node_121 | 0.4 | n |  | TRUE
132 | bus_LV_3360-7_0_3_node_120 | 0.4 | n |  | TRUE
133 | bus_LV_3360-7_0_3_node_111 | 0.4 | n |  | TRUE
134 | bus_LV_3360-7_0_3_node_226 | 0.4 | n |  | TRUE
135 | bus_LV_3360-7_0_3_node_103 | 0.4 | n |  | TRUE
136 | bus_LV_3360-7_0_3_node_104 | 0.4 | n |  | TRUE
137 | bus_LV_3360-7_0_3_node_105 | 0.4 | n |  | TRUE
138 | bus_LV_3360-7_0_3_node_107 | 0.4 | n |  | TRUE
139 | bus_LV_3360-7_0_3_node_222 | 0.4 | n |  | TRUE
140 | bus_LV_3360-7_0_3_node_221 | 0.4 | n |  | TRUE
141 | bus_LV_3360-7_0_3_node_110 | 0.4 | n |  | TRUE
142 | bus_LV_3360-7_0_3_node_112 | 0.4 | n |  | TRUE
143 | bus_LV_3360-7_0_3_node_114 | 0.4 | n |  | TRUE
144 | bus_LV_3360-7_0_3_node_115 | 0.4 | n |  | TRUE
145 | bus_LV_3360-7_0_3_node_136 | 0.4 | n |  | TRUE
146 | bus_LV_3360-7_0_3_node_134 | 0.4 | n |  | TRUE
147 | bus_LV_3360-7_0_3_node_127 | 0.4 | n |  | TRUE
148 | bus_LV_3360-7_0_3_node_132 | 0.4 | n |  | TRUE
149 | bus_LV_3360-7_0_3_node_135 | 0.4 | n |  | TRUE
150 | bus_LV_3360-7_0_3_node_128 | 0.4 | n |  | TRUE
151 | bus_LV_3360-7_0_3_node_220 | 0.4 | n |  | TRUE
152 | bus_LV_3360-7_0_3_node_116 | 0.4 | n |  | TRUE
153 | bus_LV_3360-7_0_3_node_117 | 0.4 | n |  | TRUE
154 | bus_LV_3360-7_0_3_node_118 | 0.4 | n |  | TRUE
155 | bus_LV_3360-7_0_3_node_119 | 0.4 | n |  | TRUE
156 | bus_LV_3360-7_0_3_node_200 | 0.4 | n |  | TRUE
157 | bus_LV_3360-7_0_3_node_129 | 0.4 | n |  | TRUE
158 | bus_LV_3360-7_0_3_node_130 | 0.4 | n |  | TRUE
159 | bus_LV_3360-7_0_3_node_131 | 0.4 | n |  | TRUE
160 | bus_LV_3360-7_0_3_node_133 | 0.4 | n |  | TRUE
161 | bus_LV_3360-7_0_3_node_137 | 0.4 | n |  | TRUE
162 | bus_LV_3360-7_0_3_node_138 | 0.4 | n |  | TRUE
163 | bus_LV_3360-7_0_3_node_139 | 0.4 | n |  | TRUE
164 | bus_LV_3360-7_0_3_node_212 | 0.4 | n |  | TRUE
165 | bus_LV_3360-7_0_3_node_213 | 0.4 | n |  | TRUE
166 | bus_LV_3360-7_0_3_node_214 | 0.4 | n |  | TRUE
167 | bus_LV_3360-7_0_3_node_147 | 0.4 | n |  | TRUE
168 | bus_LV_3360-7_0_3_node_148 | 0.4 | n |  | TRUE
169 | bus_LV_3360-7_0_3_node_140 | 0.4 | n |  | TRUE
170 | bus_LV_3360-7_0_3_node_141 | 0.4 | n |  | TRUE
171 | bus_LV_3360-7_0_3_node_142 | 0.4 | n |  | TRUE
172 | bus_LV_3360-7_0_3_node_143 | 0.4 | n |  | TRUE
173 | bus_LV_3360-7_0_3_node_144 | 0.4 | n |  | TRUE
174 | bus_LV_3360-7_0_3_node_167 | 0.4 | n |  | TRUE
175 | bus_LV_3360-7_0_3_node_168 | 0.4 | n |  | TRUE
176 | bus_LV_3360-7_0_3_node_166 | 0.4 | n |  | TRUE
177 | bus_LV_3360-7_0_3_node_145 | 0.4 | n |  | TRUE
178 | bus_LV_3360-7_0_3_node_146 | 0.4 | n |  | TRUE
179 | bus_LV_3360-7_0_3_node_170 | 0.4 | n |  | TRUE
180 | bus_LV_3360-7_0_3_node_158 | 0.4 | n |  | TRUE
181 | bus_LV_3360-7_0_3_node_159 | 0.4 | n |  | TRUE
182 | bus_LV_3360-7_0_3_node_157 | 0.4 | n |  | TRUE
183 | bus_LV_3360-7_0_3_node_163 | 0.4 | n |  | TRUE
184 | bus_LV_3360-7_0_3_node_160 | 0.4 | n |  | TRUE
185 | bus_LV_3360-7_0_3_node_162 | 0.4 | n |  | TRUE
186 | bus_LV_3360-7_0_3_node_173 | 0.4 | n |  | TRUE
187 | bus_LV_3360-7_0_3_node_165 | 0.4 | n |  | TRUE
188 | bus_LV_3360-7_0_3_node_161 | 0.4 | n |  | TRUE
189 | bus_LV_3360-7_0_3_node_149 | 0.4 | n |  | TRUE
190 | bus_LV_3360-7_0_3_node_150 | 0.4 | n |  | TRUE
191 | bus_LV_3360-7_0_3_node_151 | 0.4 | n |  | TRUE
192 | bus_LV_3360-7_0_3_node_152 | 0.4 | n |  | TRUE
193 | bus_LV_3360-7_0_3_node_202 | 0.4 | n |  | TRUE
194 | bus_LV_3360-7_0_3_node_203 | 0.4 | n |  | TRUE
195 | bus_LV_3360-7_0_3_node_153 | 0.4 | n |  | TRUE
196 | bus_LV_3360-7_0_3_node_177 | 0.4 | n |  | TRUE
197 | bus_LV_3360-7_0_3_node_174 | 0.4 | n |  | TRUE
198 | bus_LV_3360-7_0_3_node_175 | 0.4 | n |  | TRUE
199 | bus_LV_3360-7_0_3_node_164 | 0.4 | n |  | TRUE
200 | bus_LV_3360-7_0_3_node_169 | 0.4 | n |  | TRUE
201 | bus_LV_3360-7_0_3_node_171 | 0.4 | n |  | TRUE
202 | bus_LV_3360-7_0_3_node_172 | 0.4 | n |  | TRUE
203 | bus_LV_3360-7_0_3_node_176 | 0.4 | n |  | TRUE
204 | bus_LV_3360-7_0_3_node_178 | 0.4 | n |  | TRUE
205 | bus_LV_3360-7_0_3_node_186 | 0.4 | n |  | TRUE
206 | bus_LV_3360-7_0_3_node_206 | 0.4 | n |  | TRUE
207 | bus_LV_3360-7_0_3_node_188 | 0.4 | n |  | TRUE
208 | bus_LV_3360-7_0_3_node_185 | 0.4 | n |  | TRUE
209 | bus_LV_3360-7_0_3_node_193 | 0.4 | n |  | TRUE
210 | bus_LV_3360-7_0_3_node_205 | 0.4 | n |  | TRUE
211 | bus_LV_3360-7_0_3_node_208 | 0.4 | n |  | TRUE
212 | bus_LV_3360-7_0_3_node_189 | 0.4 | n |  | TRUE
213 | bus_LV_3360-7_0_3_node_190 | 0.4 | n |  | TRUE
214 | bus_LV_3360-7_0_3_node_209 | 0.4 | n |  | TRUE
215 | bus_LV_3360-7_0_3_node_191 | 0.4 | n |  | TRUE
216 | bus_LV_3360-7_0_3_node_192 | 0.4 | n |  | TRUE
217 | bus_LV_3360-7_0_3_node_199 | 0.4 | n |  | TRUE
218 | bus_LV_3360-7_0_3_node_198 | 0.4 | n |  | TRUE
219 | bus_LV_3360-7_0_3_node_207 | 0.4 | n |  | TRUE
220 | bus_LV_3360-7_0_3_node_197 | 0.4 | n |  | TRUE
221 | bus_LV_3360-7_0_3_node_195 | 0.4 | n |  | TRUE
222 | bus_LV_3360-7_0_3_node_204 | 0.4 | n |  | TRUE
223 | bus_LV_3360-7_0_3_node_210 | 0.4 | n |  | TRUE
224 | bus_LV_3360-7_0_3_node_211 | 0.4 | n |  | TRUE
225 | bus_MV_38_0_node_94 | 20 | n |  | TRUE

## load
| name | bus | p_mw | q_mvar | const_z_percent | const_i_percent | sn_mva | scaling | in_service | type
0 | LV_3360-7_0_3_load_0 | 0 | 0.00065479 | 0.00016411 | 0 | 0 |  | 1 | TRUE | wye
1 | LV_3360-7_0_3_load_227 | 2 | 0.00042687 | 0.00010698 | 0 | 0 |  | 1 | TRUE | wye
2 | LV_3360-7_0_3_load_2 | 3 | 0.00015858 | 3.9743e-05 | 0 | 0 |  | 1 | TRUE | wye
3 | LV_3360-7_0_3_load_44 | 4 | 0.00029657 | 7.4328e-05 | 0 | 0 |  | 1 | TRUE | wye
4 | LV_3360-7_0_3_load_34 | 5 | 0.00080099 | 0.00020075 | 0 | 0 |  | 1 | TRUE | wye
5 | LV_3360-7_0_3_load_36 | 6 | 0.00036903 | 9.2488e-05 | 0 | 0 |  | 1 | TRUE | wye
6 | LV_3360-7_0_3_load_31 | 7 | 0.0015306 | 0.00038361 | 0 | 0 |  | 1 | TRUE | wye
7 | LV_3360-7_0_3_load_3 | 8 | 0.00033608 | 8.4229e-05 | 0 | 0 |  | 1 | TRUE | wye
8 | LV_3360-7_0_3_load_4 | 9 | 0.00017417 | 4.365e-05 | 0 | 0 |  | 1 | TRUE | wye
9 | LV_3360-7_0_3_load_5 | 10 | 0.0015151 | 0.00037971 | 0 | 0 |  | 1 | TRUE | wye
10 | LV_3360-7_0_3_load_28 | 12 | 0.00034841 | 8.7319e-05 | 0 | 0 |  | 1 | TRUE | wye
11 | LV_3360-7_0_3_load_7 | 13 | 0.0001651 | 4.1378e-05 | 0 | 0 |  | 1 | TRUE | wye
12 | LV_3360-7_0_3_load_15 | 14 | 0.00012833 | 3.2162e-05 | 0 | 0 |  | 1 | TRUE | wye
13 | LV_3360-7_0_3_load_179 | 18 | 0.00026212 | 6.5693e-05 | 0 | 0 |  | 1 | TRUE | wye
14 | LV_3360-7_0_3_load_182 | 20 | 0.00019016 | 4.7659e-05 | 0 | 0 |  | 1 | TRUE | wye
15 | LV_3360-7_0_3_load_183 | 21 | 0.00040198 | 0.00010075 | 0 | 0 |  | 1 | TRUE | wye
16 | LV_3360-7_0_3_load_184 | 22 | 0.00055776 | 0.00013979 | 0 | 0 |  | 1 | TRUE | wye
17 | LV_3360-7_0_3_load_8 | 23 | 0.00042007 | 0.00010528 | 0 | 0 |  | 1 | TRUE | wye
18 | LV_3360-7_0_3_load_9 | 24 | 0.00040726 | 0.00010207 | 0 | 0 |  | 1 | TRUE | wye
19 | LV_3360-7_0_3_load_10 | 25 | 0.00028021 | 7.0228e-05 | 0 | 0 |  | 1 | TRUE | wye
20 | LV_3360-7_0_3_load_41 | 27 | 0.0010449 | 0.00026187 | 0 | 0 |  | 1 | TRUE | wye
21 | LV_3360-7_0_3_load_26 | 28 | 0.0004171 | 0.00010454 | 0 | 0 |  | 1 | TRUE | wye
22 | LV_3360-7_0_3_load_27 | 29 | 0.00022705 | 5.6904e-05 | 0 | 0 |  | 1 | TRUE | wye
23 | LV_3360-7_0_3_load_46 | 31 | 0.00025523 | 6.3967e-05 | 0 | 0 |  | 1 | TRUE | wye
24 | LV_3360-7_0_3_load_37 | 32 | 0.00049998 | 0.00012531 | 0 | 0 |  | 1 | TRUE | wye
25 | LV_3360-7_0_3_load_12 | 33 | 8.235e-05 | 2.0639e-05 | 0 | 0 |  | 1 | TRUE | wye
26 | LV_3360-7_0_3_load_13 | 34 | 8.7936e-05 | 2.2039e-05 | 0 | 0 |  | 1 | TRUE | wye
27 | LV_3360-7_0_3_load_14 | 35 | 9.0755e-05 | 2.2745e-05 | 0 | 0 |  | 1 | TRUE | wye
28 | LV_3360-7_0_3_load_21 | 36 | 0.0001794 | 4.4962e-05 | 0 | 0 |  | 1 | TRUE | wye
29 | LV_3360-7_0_3_load_25 | 37 | 9.9526e-05 | 2.4943e-05 | 0 | 0 |  | 1 | TRUE | wye
30 | LV_3360-7_0_3_load_20 | 38 | 4.9567e-05 | 1.2423e-05 | 0 | 0 |  | 1 | TRUE | wye
31 | LV_3360-7_0_3_load_17 | 39 | 0.00015766 | 3.9512e-05 | 0 | 0 |  | 1 | TRUE | wye
32 | LV_3360-7_0_3_load_18 | 41 | 4.2455e-05 | 1.064e-05 | 0 | 0 |  | 1 | TRUE | wye
33 | LV_3360-7_0_3_load_19 | 42 | 3.954e-05 | 9.9096e-06 | 0 | 0 |  | 1 | TRUE | wye
34 | LV_3360-7_0_3_load_155 | 43 | 6.7912e-05 | 1.702e-05 | 0 | 0 |  | 1 | TRUE | wye
35 | LV_3360-7_0_3_load_154 | 44 | 5.1509e-05 | 1.2909e-05 | 0 | 0 |  | 1 | TRUE | wye
36 | LV_3360-7_0_3_load_23 | 46 | 0.00061471 | 0.00015406 | 0 | 0 |  | 1 | TRUE | wye
37 | LV_3360-7_0_3_load_24 | 47 | 3.7704e-05 | 9.4496e-06 | 0 | 0 |  | 1 | TRUE | wye
38 | LV_3360-7_0_3_load_32 | 48 | 8.7481e-05 | 2.1925e-05 | 0 | 0 |  | 1 | TRUE | wye
39 | LV_3360-7_0_3_load_38 | 49 | 4.0241e-05 | 1.0085e-05 | 0 | 0 |  | 1 | TRUE | wye
40 | LV_3360-7_0_3_load_33 | 50 | 9.0315e-05 | 2.2635e-05 | 0 | 0 |  | 1 | TRUE | wye
41 | LV_3360-7_0_3_load_43 | 51 | 6.1188e-05 | 1.5335e-05 | 0 | 0 |  | 1 | TRUE | wye
42 | LV_3360-7_0_3_load_217 | 52 | 0.00035747 | 8.9589e-05 | 0 | 0 |  | 1 | TRUE | wye
43 | LV_3360-7_0_3_load_218 | 53 | 0.00011361 | 2.8473e-05 | 0 | 0 |  | 1 | TRUE | wye
44 | LV_3360-7_0_3_load_42 | 54 | 0.00013906 | 3.4852e-05 | 0 | 0 |  | 1 | TRUE | wye
45 | LV_3360-7_0_3_load_48 | 55 | 0.00019661 | 4.9276e-05 | 0 | 0 |  | 1 | TRUE | wye
46 | LV_3360-7_0_3_load_45 | 56 | 0.00025446 | 6.3773e-05 | 0 | 0 |  | 1 | TRUE | wye
47 | LV_3360-7_0_3_load_35 | 57 | 0.00055956 | 0.00014024 | 0 | 0 |  | 1 | TRUE | wye
48 | LV_3360-7_0_3_load_47 | 59 | 0.0003973 | 9.9573e-05 | 0 | 0 |  | 1 | TRUE | wye
49 | LV_3360-7_0_3_load_124 | 60 | 0.00051442 | 0.00012893 | 0 | 0 |  | 1 | TRUE | wye
50 | LV_3360-7_0_3_load_123 | 62 | 0.00049115 | 0.00012309 | 0 | 0 |  | 1 | TRUE | wye
51 | LV_3360-7_0_3_load_225 | 63 | 0.0003989 | 9.9974e-05 | 0 | 0 |  | 1 | TRUE | wye
52 | LV_3360-7_0_3_load_223 | 64 | 0.00033609 | 8.4233e-05 | 0 | 0 |  | 1 | TRUE | wye
53 | LV_3360-7_0_3_load_49 | 65 | 0.0019702 | 0.00049379 | 0 | 0 |  | 1 | TRUE | wye
54 | LV_3360-7_0_3_load_50 | 66 | 0.002656 | 0.00066566 | 0 | 0 |  | 1 | TRUE | wye
55 | LV_3360-7_0_3_load_52 | 68 | 0.0048452 | 0.0012143 | 0 | 0 |  | 1 | TRUE | wye
56 | LV_3360-7_0_3_load_53 | 69 | 0.0043785 | 0.0010974 | 0 | 0 |  | 1 | TRUE | wye
57 | LV_3360-7_0_3_load_54 | 70 | 0.0020298 | 0.00050871 | 0 | 0 |  | 1 | TRUE | wye
58 | LV_3360-7_0_3_load_55 | 71 | 0.0068891 | 0.0017266 | 0 | 0 |  | 1 | TRUE | wye
59 | LV_3360-7_0_3_load_75 | 72 | 0.00075907 | 0.00019024 | 0 | 0 |  | 1 | TRUE | wye
60 | LV_3360-7_0_3_load_66 | 73 | 0.00094659 | 0.00023724 | 0 | 0 |  | 1 | TRUE | wye
61 | LV_3360-7_0_3_load_56 | 74 | 0.0030257 | 0.00075832 | 0 | 0 |  | 1 | TRUE | wye
62 | LV_3360-7_0_3_load_76 | 75 | 0.0019256 | 0.0004826 | 0 | 0 |  | 1 | TRUE | wye
63 | LV_3360-7_0_3_load_64 | 76 | 0.0084864 | 0.0021269 | 0 | 0 |  | 1 | TRUE | wye
64 | LV_3360-7_0_3_load_57 | 77 | 0.0035354 | 0.00088606 | 0 | 0 |  | 1 | TRUE | wye
65 | LV_3360-7_0_3_load_73 | 78 | 0.0027377 | 0.00068612 | 0 | 0 |  | 1 | TRUE | wye
66 | LV_3360-7_0_3_load_74 | 79 | 0.0022827 | 0.0005721 | 0 | 0 |  | 1 | TRUE | wye
67 | LV_3360-7_0_3_load_58 | 80 | 0.0013395 | 0.0003357 | 0 | 0 |  | 1 | TRUE | wye
68 | LV_3360-7_0_3_load_59 | 81 | 0.00075811 | 0.00019 | 0 | 0 |  | 1 | TRUE | wye
69 | LV_3360-7_0_3_load_60 | 82 | 0.00088732 | 0.00022238 | 0 | 0 |  | 1 | TRUE | wye
70 | LV_3360-7_0_3_load_61 | 83 | 0.00068597 | 0.00017192 | 0 | 0 |  | 1 | TRUE | wye
71 | LV_3360-7_0_3_load_108 | 86 | 0.00097463 | 0.00024427 | 0 | 0 |  | 1 | TRUE | wye
72 | LV_3360-7_0_3_load_85 | 88 | 0.00069894 | 0.00017517 | 0 | 0 |  | 1 | TRUE | wye
73 | LV_3360-7_0_3_load_106 | 90 | 0.0002339 | 5.8621e-05 | 0 | 0 |  | 1 | TRUE | wye
74 | LV_3360-7_0_3_load_100 | 92 | 0.00029972 | 7.5116e-05 | 0 | 0 |  | 1 | TRUE | wye
75 | LV_3360-7_0_3_load_63 | 93 | 0.0058608 | 0.0014688 | 0 | 0 |  | 1 | TRUE | wye
76 | LV_3360-7_0_3_load_65 | 94 | 0.0038728 | 0.00097061 | 0 | 0 |  | 1 | TRUE | wye
77 | LV_3360-7_0_3_load_90 | 95 | 0.0072386 | 0.0018142 | 0 | 0 |  | 1 | TRUE | wye
78 | LV_3360-7_0_3_load_68 | 97 | 0.0015932 | 0.00039929 | 0 | 0 |  | 1 | TRUE | wye
79 | LV_3360-7_0_3_load_69 | 98 | 0.0013129 | 0.00032903 | 0 | 0 |  | 1 | TRUE | wye
80 | LV_3360-7_0_3_load_70 | 99 | 0.0023945 | 0.00060012 | 0 | 0 |  | 1 | TRUE | wye
81 | LV_3360-7_0_3_load_126 | 102 | 0.0013075 | 0.00032769 | 0 | 0 |  | 1 | TRUE | wye
82 | LV_3360-7_0_3_load_125 | 103 | 0.0012546 | 0.00031444 | 0 | 0 |  | 1 | TRUE | wye
83 | LV_3360-7_0_3_load_94 | 104 | 0.002097 | 0.00052556 | 0 | 0 |  | 1 | TRUE | wye
84 | LV_3360-7_0_3_load_93 | 105 | 0.0019494 | 0.00048857 | 0 | 0 |  | 1 | TRUE | wye
85 | LV_3360-7_0_3_load_201 | 106 | 0.00045183 | 0.00011324 | 0 | 0 |  | 1 | TRUE | wye
86 | LV_3360-7_0_3_load_122 | 107 | 0.00080895 | 0.00020274 | 0 | 0 |  | 1 | TRUE | wye
87 | LV_3360-7_0_3_load_98 | 108 | 0.0038995 | 0.00097731 | 0 | 0 |  | 1 | TRUE | wye
88 | LV_3360-7_0_3_load_99 | 109 | 0.00075129 | 0.00018829 | 0 | 0 |  | 1 | TRUE | wye
89 | LV_3360-7_0_3_load_113 | 110 | 0.00097577 | 0.00024455 | 0 | 0 |  | 1 | TRUE | wye
90 | LV_3360-7_0_3_load_77 | 111 | 0.0040314 | 0.0010104 | 0 | 0 |  | 1 | TRUE | wye
91 | LV_3360-7_0_3_load_78 | 112 | 0.0037705 | 0.00094497 | 0 | 0 |  | 1 | TRUE | wye
92 | LV_3360-7_0_3_load_79 | 113 | 0.0022627 | 0.00056708 | 0 | 0 |  | 1 | TRUE | wye
93 | LV_3360-7_0_3_load_81 | 115 | 0.0016725 | 0.00041918 | 0 | 0 |  | 1 | TRUE | wye
94 | LV_3360-7_0_3_load_83 | 116 | 0.00036982 | 9.2686e-05 | 0 | 0 |  | 1 | TRUE | wye
95 | LV_3360-7_0_3_load_84 | 117 | 0.001487 | 0.00037267 | 0 | 0 |  | 1 | TRUE | wye
96 | LV_3360-7_0_3_load_196 | 118 | 0.0010477 | 0.00026259 | 0 | 0 |  | 1 | TRUE | wye
97 | LV_3360-7_0_3_load_194 | 120 | 0.0015188 | 0.00038064 | 0 | 0 |  | 1 | TRUE | wye
98 | LV_3360-7_0_3_load_87 | 121 | 0.00065255 | 0.00016354 | 0 | 0 |  | 1 | TRUE | wye
99 | LV_3360-7_0_3_load_88 | 122 | 0.0014547 | 0.00036458 | 0 | 0 |  | 1 | TRUE | wye
100 | LV_3360-7_0_3_load_89 | 123 | 0.0007721 | 0.00019351 | 0 | 0 |  | 1 | TRUE | wye
101 | LV_3360-7_0_3_load_91 | 124 | 0.0012541 | 0.00031431 | 0 | 0 |  | 1 | TRUE | wye
102 | LV_3360-7_0_3_load_109 | 125 | 0.0014143 | 0.00035446 | 0 | 0 |  | 1 | TRUE | wye
103 | LV_3360-7_0_3_load_92 | 126 | 0.00094804 | 0.0002376 | 0 | 0 |  | 1 | TRUE | wye
104 | LV_3360-7_0_3_load_215 | 127 | 0.00010592 | 2.6546e-05 | 0 | 0 |  | 1 | TRUE | wye
105 | LV_3360-7_0_3_load_95 | 128 | 0.0027717 | 0.00069466 | 0 | 0 |  | 1 | TRUE | wye
106 | LV_3360-7_0_3_load_96 | 129 | 0.0018422 | 0.00046169 | 0 | 0 |  | 1 | TRUE | wye
107 | LV_3360-7_0_3_load_97 | 130 | 0.002325 | 0.0005827 | 0 | 0 |  | 1 | TRUE | wye
108 | LV_3360-7_0_3_load_120 | 132 | 0.00044903 | 0.00011254 | 0 | 0 |  | 1 | TRUE | wye
109 | LV_3360-7_0_3_load_111 | 133 | 0.0015172 | 0.00038026 | 0 | 0 |  | 1 | TRUE | wye
110 | LV_3360-7_0_3_load_226 | 134 | 0.00031703 | 7.9454e-05 | 0 | 0 |  | 1 | TRUE | wye
111 | LV_3360-7_0_3_load_103 | 135 | 0.00021394 | 5.362e-05 | 0 | 0 |  | 1 | TRUE | wye
112 | LV_3360-7_0_3_load_104 | 136 | 0.00022589 | 5.6614e-05 | 0 | 0 |  | 1 | TRUE | wye
113 | LV_3360-7_0_3_load_105 | 137 | 0.00022319 | 5.5937e-05 | 0 | 0 |  | 1 | TRUE | wye
114 | LV_3360-7_0_3_load_107 | 138 | 0.0015257 | 0.00038239 | 0 | 0 |  | 1 | TRUE | wye
115 | LV_3360-7_0_3_load_222 | 139 | 0.00058586 | 0.00014683 | 0 | 0 |  | 1 | TRUE | wye
116 | LV_3360-7_0_3_load_110 | 141 | 0.0009567 | 0.00023977 | 0 | 0 |  | 1 | TRUE | wye
117 | LV_3360-7_0_3_load_115 | 144 | 0.0011707 | 0.00029341 | 0 | 0 |  | 1 | TRUE | wye
118 | LV_3360-7_0_3_load_136 | 145 | 0.00037333 | 9.3565e-05 | 0 | 0 |  | 1 | TRUE | wye
119 | LV_3360-7_0_3_load_134 | 146 | 0.0001838 | 4.6065e-05 | 0 | 0 |  | 1 | TRUE | wye
120 | LV_3360-7_0_3_load_127 | 147 | 0.0011962 | 0.00029978 | 0 | 0 |  | 1 | TRUE | wye
121 | LV_3360-7_0_3_load_132 | 148 | 0.0003147 | 7.8872e-05 | 0 | 0 |  | 1 | TRUE | wye
122 | LV_3360-7_0_3_load_135 | 149 | 0.00024317 | 6.0943e-05 | 0 | 0 |  | 1 | TRUE | wye
123 | LV_3360-7_0_3_load_128 | 150 | 0.0010978 | 0.00027513 | 0 | 0 |  | 1 | TRUE | wye
124 | LV_3360-7_0_3_load_220 | 151 | 0.00053623 | 0.00013439 | 0 | 0 |  | 1 | TRUE | wye
125 | LV_3360-7_0_3_load_116 | 152 | 0.00031568 | 7.9116e-05 | 0 | 0 |  | 1 | TRUE | wye
126 | LV_3360-7_0_3_load_117 | 153 | 0.00035811 | 8.975e-05 | 0 | 0 |  | 1 | TRUE | wye
127 | LV_3360-7_0_3_load_118 | 154 | 0.0004513 | 0.00011311 | 0 | 0 |  | 1 | TRUE | wye
128 | LV_3360-7_0_3_load_119 | 155 | 0.00041086 | 0.00010297 | 0 | 0 |  | 1 | TRUE | wye
129 | LV_3360-7_0_3_load_200 | 156 | 0.0020498 | 0.00051372 | 0 | 0 |  | 1 | TRUE | wye
130 | LV_3360-7_0_3_load_129 | 157 | 0.00041344 | 0.00010362 | 0 | 0 |  | 1 | TRUE | wye
131 | LV_3360-7_0_3_load_131 | 159 | 0.00037181 | 9.3184e-05 | 0 | 0 |  | 1 | TRUE | wye
132 | LV_3360-7_0_3_load_133 | 160 | 0.00042918 | 0.00010756 | 0 | 0 |  | 1 | TRUE | wye
133 | LV_3360-7_0_3_load_137 | 161 | 0.00019949 | 4.9997e-05 | 0 | 0 |  | 1 | TRUE | wye
134 | LV_3360-7_0_3_load_138 | 162 | 0.00057633 | 0.00014444 | 0 | 0 |  | 1 | TRUE | wye
135 | LV_3360-7_0_3_load_139 | 163 | 0.0019556 | 0.00049012 | 0 | 0 |  | 1 | TRUE | wye
136 | LV_3360-7_0_3_load_212 | 164 | 0.0024835 | 0.00062242 | 0 | 0 |  | 1 | TRUE | wye
137 | LV_3360-7_0_3_load_213 | 165 | 0.0010641 | 0.00026668 | 0 | 0 |  | 1 | TRUE | wye
138 | LV_3360-7_0_3_load_214 | 166 | 0.00055813 | 0.00013988 | 0 | 0 |  | 1 | TRUE | wye
139 | LV_3360-7_0_3_load_147 | 167 | 0.0015743 | 0.00039456 | 0 | 0 |  | 1 | TRUE | wye
140 | LV_3360-7_0_3_load_140 | 169 | 0.00013251 | 3.3209e-05 | 0 | 0 |  | 1 | TRUE | wye
141 | LV_3360-7_0_3_load_143 | 172 | 0.00010516 | 2.6355e-05 | 0 | 0 |  | 1 | TRUE | wye
142 | LV_3360-7_0_3_load_167 | 174 | 4.1549e-05 | 1.0413e-05 | 0 | 0 |  | 1 | TRUE | wye
143 | LV_3360-7_0_3_load_168 | 175 | 2.4145e-05 | 6.0513e-06 | 0 | 0 |  | 1 | TRUE | wye
144 | LV_3360-7_0_3_load_166 | 176 | 0.0001353 | 3.3909e-05 | 0 | 0 |  | 1 | TRUE | wye
145 | LV_3360-7_0_3_load_145 | 177 | 5.8054e-05 | 1.455e-05 | 0 | 0 |  | 1 | TRUE | wye
146 | LV_3360-7_0_3_load_146 | 178 | 5.7737e-05 | 1.447e-05 | 0 | 0 |  | 1 | TRUE | wye
147 | LV_3360-7_0_3_load_170 | 179 | 5.2649e-05 | 1.3195e-05 | 0 | 0 |  | 1 | TRUE | wye
148 | LV_3360-7_0_3_load_158 | 180 | 0.00011232 | 2.8149e-05 | 0 | 0 |  | 1 | TRUE | wye
149 | LV_3360-7_0_3_load_159 | 181 | 6.8868e-05 | 1.726e-05 | 0 | 0 |  | 1 | TRUE | wye
150 | LV_3360-7_0_3_load_157 | 182 | 0.00023433 | 5.8729e-05 | 0 | 0 |  | 1 | TRUE | wye
151 | LV_3360-7_0_3_load_163 | 183 | 0.00034377 | 8.6157e-05 | 0 | 0 |  | 1 | TRUE | wye
152 | LV_3360-7_0_3_load_173 | 186 | 0.00022924 | 5.7454e-05 | 0 | 0 |  | 1 | TRUE | wye
153 | LV_3360-7_0_3_load_165 | 187 | 4.6553e-05 | 1.1667e-05 | 0 | 0 |  | 1 | TRUE | wye
154 | LV_3360-7_0_3_load_161 | 188 | 0.00020008 | 5.0145e-05 | 0 | 0 |  | 1 | TRUE | wye
155 | LV_3360-7_0_3_load_149 | 189 | 8.4438e-05 | 2.1162e-05 | 0 | 0 |  | 1 | TRUE | wye
156 | LV_3360-7_0_3_load_202 | 193 | 0.00024424 | 6.1212e-05 | 0 | 0 |  | 1 | TRUE | wye
157 | LV_3360-7_0_3_load_203 | 194 | 0.00066334 | 0.00016625 | 0 | 0 |  | 1 | TRUE | wye
158 | LV_3360-7_0_3_load_153 | 195 | 3.7591e-05 | 9.4212e-06 | 0 | 0 |  | 1 | TRUE | wye
159 | LV_3360-7_0_3_load_177 | 196 | 0.00025204 | 6.3167e-05 | 0 | 0 |  | 1 | TRUE | wye
160 | LV_3360-7_0_3_load_174 | 197 | 0.00018905 | 4.738e-05 | 0 | 0 |  | 1 | TRUE | wye
161 | LV_3360-7_0_3_load_175 | 198 | 0.00018341 | 4.5967e-05 | 0 | 0 |  | 1 | TRUE | wye
162 | LV_3360-7_0_3_load_169 | 200 | 4.2916e-05 | 1.0756e-05 | 0 | 0 |  | 1 | TRUE | wye
163 | LV_3360-7_0_3_load_171 | 201 | 3.1254e-05 | 7.833e-06 | 0 | 0 |  | 1 | TRUE | wye
164 | LV_3360-7_0_3_load_172 | 202 | 3.5176e-05 | 8.8159e-06 | 0 | 0 |  | 1 | TRUE | wye
165 | LV_3360-7_0_3_load_176 | 203 | 0.0003121 | 7.8219e-05 | 0 | 0 |  | 1 | TRUE | wye
166 | LV_3360-7_0_3_load_206 | 206 | 0.0021902 | 0.00054893 | 0 | 0 |  | 1 | TRUE | wye
167 | LV_3360-7_0_3_load_185 | 208 | 0.00032567 | 8.162e-05 | 0 | 0 |  | 1 | TRUE | wye
168 | LV_3360-7_0_3_load_205 | 210 | 0.00058615 | 0.0001469 | 0 | 0 |  | 1 | TRUE | wye
169 | LV_3360-7_0_3_load_208 | 211 | 0.000156 | 3.9096e-05 | 0 | 0 |  | 1 | TRUE | wye
170 | LV_3360-7_0_3_load_190 | 213 | 0.00063565 | 0.00015931 | 0 | 0 |  | 1 | TRUE | wye
171 | LV_3360-7_0_3_load_209 | 214 | 0.00027583 | 6.9131e-05 | 0 | 0 |  | 1 | TRUE | wye
172 | LV_3360-7_0_3_load_191 | 215 | 0.00067781 | 0.00016988 | 0 | 0 |  | 1 | TRUE | wye
173 | LV_3360-7_0_3_load_192 | 216 | 0.0020131 | 0.00050453 | 0 | 0 |  | 1 | TRUE | wye
174 | LV_3360-7_0_3_load_199 | 217 | 0.0012194 | 0.0003056 | 0 | 0 |  | 1 | TRUE | wye
175 | LV_3360-7_0_3_load_198 | 218 | 0.00060002 | 0.00015038 | 0 | 0 |  | 1 | TRUE | wye
176 | LV_3360-7_0_3_load_207 | 219 | 0.00099639 | 0.00024972 | 0 | 0 |  | 1 | TRUE | wye
177 | LV_3360-7_0_3_load_197 | 220 | 0.0026433 | 0.00066248 | 0 | 0 |  | 1 | TRUE | wye
178 | LV_3360-7_0_3_load_195 | 221 | 0.0012921 | 0.00032384 | 0 | 0 |  | 1 | TRUE | wye
179 | LV_3360-7_0_3_load_204 | 222 | 0.00029711 | 7.4463e-05 | 0 | 0 |  | 1 | TRUE | wye
180 | LV_3360-7_0_3_load_210 | 223 | 0.00028338 | 7.1023e-05 | 0 | 0 |  | 1 | TRUE | wye
181 | LV_3360-7_0_3_load_211 | 224 | 0.0019646 | 0.00049238 | 0 | 0 |  | 1 | TRUE | wye

## ext_grid
| name | bus | vm_pu | va_degree | slack_weight | in_service
0 |  | 65 | 1 | 0 | 1 | TRUE

## line
| name | std_type | from_bus | to_bus | length_km | r_ohm_per_km | x_ohm_per_km | c_nf_per_km | g_us_per_km | max_i_ka | df | parallel | type | in_service
0 | LV_3360-7_0_3_line_0 | NAYY 4x150 SE | 0 | 1 | 0.016206 | 0.208 | 0.08 | 261 | 0 | 0.27 | 1 | 1 | cs | TRUE
1 | LV_3360-7_0_3_line_1 | NAYY 4x150 SE | 0 | 2 | 0.1494 | 0.208 | 0.08 | 261 | 0 | 0.27 | 1 | 1 | cs | TRUE
2 | LV_3360-7_0_3_line_2 | NAYY 4x150 SE | 1 | 3 | 0.0093042 | 0.208 | 0.08 | 261 | 0 | 0.27 | 1 | 1 | cs | TRUE
3 | LV_3360-7_0_3_line_3 | NAYY 4x150 SE | 1 | 4 | 0.14826 | 0.208 | 0.08 | 261 | 0 | 0.27 | 1 | 1 | cs | TRUE
4 | LV_3360-7_0_3_line_4 | NAYY 4x150 SE | 2 | 5 | 0.12031 | 0.208 | 0.08 | 261 | 0 | 0.27 | 1 | 1 | cs | TRUE
5 | LV_3360-7_0_3_line_5 | NAYY 4x150 SE | 3 | 6 | 0.11843 | 0.208 | 0.08 | 261 | 0 | 0.27 | 1 | 1 | cs | TRUE
6 | LV_3360-7_0_3_line_6 | NAYY 4x150 SE | 4 | 7 | 0.016234 | 0.208 | 0.08 | 261 | 0 | 0.27 | 1 | 1 | cs | TRUE
7 | LV_3360-7_0_3_line_7 | NAYY 4x150 SE | 5 | 57 | 0.038116 | 0.208 | 0.08 | 261 | 0 | 0.27 | 1 | 1 | cs | TRUE
8 | LV_3360-7_0_3_line_8 | NAYY 4x150 SE | 7 | 17 | 0.03435 | 0.208 | 0.08 | 261 | 0 | 0.27 | 1 | 1 | cs | TRUE
9 | LV_3360-7_0_3_line_9 | NAYY 4x150 SE | 8 | 9 | 0.07504 | 0.208 | 0.08 | 261 | 0 | 0.27 | 1 | 1 | cs | TRUE
10 | LV_3360-7_0_3_line_10 | NAYY 4x150 SE | 8 | 10 | 0.0073408 | 0.208 | 0.08 | 261 | 0 | 0.27 | 1 | 1 | cs | TRUE
11 | LV_3360-7_0_3_line_11 | NAYY 4x150 SE | 9 | 11 | 0.11062 | 0.208 | 0.08 | 261 | 0 | 0.27 | 1 | 1 | cs | TRUE
12 | LV_3360-7_0_3_line_12 | NAYY 4x150 SE | 9 | 12 | 0.17748 | 0.208 | 0.08 | 261 | 0 | 0.27 | 1 | 1 | cs | TRUE
13 | LV_3360-7_0_3_line_13 | NAYY 4x150 SE | 10 | 13 | 0.0193 | 0.208 | 0.08 | 261 | 0 | 0.27 | 1 | 1 | cs | TRUE
14 | LV_3360-7_0_3_line_14 | NAYY 4x150 SE | 11 | 16 | 0.21695 | 0.208 | 0.08 | 261 | 0 | 0.27 | 1 | 1 | cs | TRUE
15 | LV_3360-7_0_3_line_15 | NAYY 4x150 SE | 12 | 17 | 0.074857 | 0.208 | 0.08 | 261 | 0 | 0.27 | 1 | 1 | cs | TRUE
16 | LV_3360-7_0_3_line_16 | NAYY 4x150 SE | 14 | 15 | 0.050518 | 0.208 | 0.08 | 261 | 0 | 0.27 | 1 | 1 | cs | TRUE
17 | LV_3360-7_0_3_line_17 | NAYY 4x150 SE | 15 | 39 | 0.016154 | 0.208 | 0.08 | 261 | 0 | 0.27 | 1 | 1 | cs | TRUE
18 | LV_3360-7_0_3_line_18 | NAYY 4x150 SE | 16 | 19 | 0.041474 | 0.208 | 0.08 | 261 | 0 | 0.27 | 1 | 1 | cs | TRUE
19 | LV_3360-7_0_3_line_19 | NAYY 4x150 SE | 16 | 18 | 0.043896 | 0.208 | 0.08 | 261 | 0 | 0.27 | 1 | 1 | cs | TRUE
20 | LV_3360-7_0_3_line_20 | NAYY 4x150 SE | 17 | 40 | 0.047349 | 0.208 | 0.08 | 261 | 0 | 0.27 | 1 | 1 | cs | TRUE
21 | LV_3360-7_0_3_line_21 | NAYY 4x150 SE | 19 | 20 | 0.02011 | 0.208 | 0.08 | 261 | 0 | 0.27 | 1 | 1 | cs | TRUE
22 | LV_3360-7_0_3_line_22 | NAYY 4x150 SE | 20 | 21 | 0.14624 | 0.208 | 0.08 | 261 | 0 | 0.27 | 1 | 1 | cs | TRUE
23 | LV_3360-7_0_3_line_23 | NAYY 4x150 SE | 21 | 22 | 0.015681 | 0.208 | 0.08 | 261 | 0 | 0.27 | 1 | 1 | cs | TRUE
24 | LV_3360-7_0_3_line_24 | NAYY 4x150 SE | 23 | 24 | 0.030963 | 0.208 | 0.08 | 261 | 0 | 0.27 | 1 | 1 | cs | TRUE
25 | LV_3360-7_0_3_line_25 | NAYY 4x150 SE | 23 | 25 | 0.091271 | 0.208 | 0.08 | 261 | 0 | 0.27 | 1 | 1 | cs | TRUE
26 | LV_3360-7_0_3_line_26 | NAYY 4x150 SE | 24 | 26 | 0.056488 | 0.208 | 0.08 | 261 | 0 | 0.27 | 1 | 1 | cs | TRUE
27 | LV_3360-7_0_3_line_27 | NAYY 4x150 SE | 25 | 27 | 0.088044 | 0.208 | 0.08 | 261 | 0 | 0.27 | 1 | 1 | cs | TRUE
28 | LV_3360-7_0_3_line_28 | NAYY 4x150 SE | 26 | 28 | 0.030057 | 0.208 | 0.08 | 261 | 0 | 0.27 | 1 | 1 | cs | TRUE
29 | LV_3360-7_0_3_line_29 | NAYY 4x150 SE | 26 | 29 | 0.027495 | 0.208 | 0.08 | 261 | 0 | 0.27 | 1 | 1 | cs | TRUE
30 | LV_3360-7_0_3_line_30 | NAYY 4x150 SE | 27 | 30 | 0.09805 | 0.208 | 0.08 | 261 | 0 | 0.27 | 1 | 1 | cs | TRUE
31 | LV_3360-7_0_3_line_31 | NAYY 4x150 SE | 28 | 31 | 0.10857 | 0.208 | 0.08 | 261 | 0 | 0.27 | 1 | 1 | cs | TRUE
32 | LV_3360-7_0_3_line_32 | NAYY 4x150 SE | 29 | 32 | 0.03795 | 0.208 | 0.08 | 261 | 0 | 0.27 | 1 | 1 | cs | TRUE
33 | LV_3360-7_0_3_line_33 | NAYY 4x150 SE | 30 | 58 | 0.042994 | 0.208 | 0.08 | 261 | 0 | 0.27 | 1 | 1 | cs | TRUE
34 | LV_3360-7_0_3_line_34 | NAYY 4x150 SE | 31 | 55 | 0.012406 | 0.208 | 0.08 | 261 | 0 | 0.27 | 1 | 1 | cs | TRUE
35 | LV_3360-7_0_3_line_35 | NAYY 4x150 SE | 32 | 56 | 0.061484 | 0.208 | 0.08 | 261 | 0 | 0.27 | 1 | 1 | cs | TRUE
36 | LV_3360-7_0_3_line_36 | NAYY 4x150 SE | 32 | 57 | 0.054262 | 0.208 | 0.08 | 261 | 0 | 0.27 | 1 | 1 | cs | TRUE
37 | LV_3360-7_0_3_line_37 | NAYY 4x150 SE | 33 | 34 | 0.028466 | 0.208 | 0.08 | 261 | 0 | 0.27 | 1 | 1 | cs | TRUE
38 | LV_3360-7_0_3_line_38 | NAYY 4x150 SE | 33 | 35 | 0.012686 | 0.208 | 0.08 | 261 | 0 | 0.27 | 1 | 1 | cs | TRUE
39 | LV_3360-7_0_3_line_39 | NAYY 4x150 SE | 34 | 36 | 0.12773 | 0.208 | 0.08 | 261 | 0 | 0.27 | 1 | 1 | cs | TRUE
40 | LV_3360-7_0_3_line_40 | NAYY 4x150 SE | 36 | 37 | 0.070264 | 0.208 | 0.08 | 261 | 0 | 0.27 | 1 | 1 | cs | TRUE
41 | LV_3360-7_0_3_line_41 | NAYY 4x150 SE | 36 | 38 | 0.06192 | 0.208 | 0.08 | 261 | 0 | 0.27 | 1 | 1 | cs | TRUE
42 | LV_3360-7_0_3_line_42 | NAYY 4x150 SE | 37 | 45 | 0.026157 | 0.208 | 0.08 | 261 | 0 | 0.27 | 1 | 1 | cs | TRUE
43 | LV_3360-7_0_3_line_43 | NAYY 4x150 SE | 38 | 41 | 0.015991 | 0.208 | 0.08 | 261 | 0 | 0.27 | 1 | 1 | cs | TRUE
44 | LV_3360-7_0_3_line_44 | NAYY 4x150 SE | 39 | 40 | 0.0099144 | 0.208 | 0.08 | 261 | 0 | 0.27 | 1 | 1 | cs | TRUE
45 | LV_3360-7_0_3_line_45 | NAYY 4x150 SE | 41 | 42 | 0.0056218 | 0.208 | 0.08 | 261 | 0 | 0.27 | 1 | 1 | cs | TRUE
46 | LV_3360-7_0_3_line_46 | NAYY 4x150 SE | 43 | 44 | 0.21299 | 0.208 | 0.08 | 261 | 0 | 0.27 | 1 | 1 | cs | TRUE
47 | LV_3360-7_0_3_line_47 | NAYY 4x150 SE | 44 | 195 | 0.0027454 | 0.208 | 0.08 | 261 | 0 | 0.27 | 1 | 1 | cs | TRUE
48 | LV_3360-7_0_3_line_48 | NAYY 4x150 SE | 45 | 46 | 0.09974 | 0.208 | 0.08 | 261 | 0 | 0.27 | 1 | 1 | cs | TRUE
49 | LV_3360-7_0_3_line_49 | NAYY 4x150 SE | 45 | 47 | 0.023286 | 0.208 | 0.08 | 261 | 0 | 0.27 | 1 | 1 | cs | TRUE
50 | LV_3360-7_0_3_line_50 | NAYY 4x150 SE | 46 | 48 | 0.0026533 | 0.208 | 0.08 | 261 | 0 | 0.27 | 1 | 1 | cs | TRUE
51 | LV_3360-7_0_3_line_51 | NAYY 4x150 SE | 47 | 49 | 0.063468 | 0.208 | 0.08 | 261 | 0 | 0.27 | 1 | 1 | cs | TRUE
52 | LV_3360-7_0_3_line_52 | NAYY 4x150 SE | 48 | 50 | 0.022979 | 0.208 | 0.08 | 261 | 0 | 0.27 | 1 | 1 | cs | TRUE
53 | LV_3360-7_0_3_line_53 | NAYY 4x150 SE | 49 | 51 | 0.11008 | 0.208 | 0.08 | 261 | 0 | 0.27 | 1 | 1 | cs | TRUE
54 | LV_3360-7_0_3_line_54 | NAYY 4x150 SE | 51 | 58 | 0.005106 | 0.208 | 0.08 | 261 | 0 | 0.27 | 1 | 1 | cs | TRUE
55 | LV_3360-7_0_3_line_55 | NAYY 4x150 SE | 52 | 53 | 0.003931 | 0.208 | 0.08 | 261 | 0 | 0.27 | 1 | 1 | cs | TRUE
56 | LV_3360-7_0_3_line_56 | NAYY 4x150 SE | 53 | 54 | 0.14076 | 0.208 | 0.08 | 261 | 0 | 0.27 | 1 | 1 | cs | TRUE
57 | LV_3360-7_0_3_line_57 | NAYY 4x150 SE | 54 | 58 | 0.085387 | 0.208 | 0.08 | 261 | 0 | 0.27 | 1 | 1 | cs | TRUE
58 | LV_3360-7_0_3_line_58 | NAYY 4x150 SE | 55 | 61 | 0.011575 | 0.208 | 0.08 | 261 | 0 | 0.27 | 1 | 1 | cs | TRUE
59 | LV_3360-7_0_3_line_59 | NAYY 4x150 SE | 59 | 60 | 0.00377 | 0.208 | 0.08 | 261 | 0 | 0.27 | 1 | 1 | cs | TRUE
60 | LV_3360-7_0_3_line_60 | NAYY 4x150 SE | 60 | 62 | 0.016865 | 0.208 | 0.08 | 261 | 0 | 0.27 | 1 | 1 | cs | TRUE
61 | LV_3360-7_0_3_line_61 | NAYY 4x150 SE | 61 | 63 | 0.041174 | 0.208 | 0.08 | 261 | 0 | 0.27 | 1 | 1 | cs | TRUE
62 | LV_3360-7_0_3_line_62 | NAYY 4x150 SE | 61 | 64 | 0.016925 | 0.208 | 0.08 | 261 | 0 | 0.27 | 1 | 1 | cs | TRUE
63 | LV_3360-7_0_3_line_63 | NAYY 4x150 SE | 62 | 155 | 0.011614 | 0.208 | 0.08 | 261 | 0 | 0.27 | 1 | 1 | cs | TRUE
64 | LV_3360-7_0_3_line_64 | NAYY 4x150 SE | 64 | 160 | 0.033827 | 0.208 | 0.08 | 261 | 0 | 0.27 | 1 | 1 | cs | TRUE
65 | LV_3360-7_0_3_line_65 | NAYY 4x150 SE | 65 | 66 | 0.017369 | 0.208 | 0.08 | 261 | 0 | 0.27 | 1 | 1 | cs | TRUE
66 | LV_3360-7_0_3_line_66 | NAYY 4x150 SE | 65 | 67 | 0.021648 | 0.208 | 0.08 | 261 | 0 | 0.27 | 1 | 2 | cs | TRUE
67 | LV_3360-7_0_3_line_67 | NAYY 4x150 SE | 66 | 68 | 0.0076333 | 0.208 | 0.08 | 261 | 0 | 0.27 | 1 | 1 | cs | TRUE
68 | LV_3360-7_0_3_line_68 | NAYY 4x150 SE | 67 | 69 | 0.007162 | 0.208 | 0.08 | 261 | 0 | 0.27 | 1 | 1 | cs | TRUE
69 | LV_3360-7_0_3_line_69 | NAYY 4x150 SE | 67 | 70 | 0.014901 | 0.208 | 0.08 | 261 | 0 | 0.27 | 1 | 2 | cs | TRUE
70 | LV_3360-7_0_3_line_70 | NAYY 4x150 SE | 68 | 71 | 0.019229 | 0.208 | 0.08 | 261 | 0 | 0.27 | 1 | 1 | cs | TRUE
71 | LV_3360-7_0_3_line_71 | NAYY 4x150 SE | 69 | 72 | 0.014763 | 0.208 | 0.08 | 261 | 0 | 0.27 | 1 | 1 | cs | TRUE
72 | LV_3360-7_0_3_line_72 | NAYY 4x150 SE | 70 | 73 | 0.023096 | 0.208 | 0.08 | 261 | 0 | 0.27 | 1 | 2 | cs | TRUE
73 | LV_3360-7_0_3_line_73 | NAYY 4x150 SE | 71 | 74 | 0.0070676 | 0.208 | 0.08 | 261 | 0 | 0.27 | 1 | 1 | cs | TRUE
74 | LV_3360-7_0_3_line_74 | NAYY 4x150 SE | 72 | 75 | 0.0026808 | 0.208 | 0.08 | 261 | 0 | 0.27 | 1 | 1 | cs | TRUE
75 | LV_3360-7_0_3_line_75 | NAYY 4x150 SE | 73 | 76 | 0.032388 | 0.208 | 0.08 | 261 | 0 | 0.27 | 1 | 1 | cs | TRUE
76 | LV_3360-7_0_3_line_76 | NAYY 4x150 SE | 74 | 77 | 0.018385 | 0.208 | 0.08 | 261 | 0 | 0.27 | 1 | 1 | cs | TRUE
77 | LV_3360-7_0_3_line_77 | NAYY 4x150 SE | 75 | 105 | 0.020255 | 0.208 | 0.08 | 261 | 0 | 0.27 | 1 | 1 | cs | TRUE
78 | LV_3360-7_0_3_line_78 | NAYY 4x150 SE | 76 | 93 | 0.095185 | 0.208 | 0.08 | 261 | 0 | 0.27 | 1 | 1 | cs | TRUE
79 | LV_3360-7_0_3_line_79 | NAYY 4x150 SE | 77 | 78 | 0.0019307 | 0.208 | 0.08 | 261 | 0 | 0.27 | 1 | 1 | cs | TRUE
80 | LV_3360-7_0_3_line_80 | NAYY 4x150 SE | 78 | 79 | 0.034301 | 0.208 | 0.08 | 261 | 0 | 0.27 | 1 | 1 | cs | TRUE
81 | LV_3360-7_0_3_line_81 | NAYY 4x150 SE | 79 | 109 | 0.020731 | 0.208 | 0.08 | 261 | 0 | 0.27 | 1 | 1 | cs | TRUE
82 | LV_3360-7_0_3_line_82 | NAYY 4x150 SE | 80 | 81 | 0.034969 | 0.208 | 0.08 | 261 | 0 | 0.27 | 1 | 1 | cs | TRUE
83 | LV_3360-7_0_3_line_83 | NAYY 4x150 SE | 80 | 82 | 0.029769 | 0.208 | 0.08 | 261 | 0 | 0.27 | 1 | 1 | cs | TRUE
84 | LV_3360-7_0_3_line_84 | NAYY 4x150 SE | 81 | 83 | 0.02103 | 0.208 | 0.08 | 261 | 0 | 0.27 | 1 | 1 | cs | TRUE
85 | LV_3360-7_0_3_line_85 | NAYY 4x150 SE | 82 | 84 | 0.021175 | 0.208 | 0.08 | 261 | 0 | 0.27 | 1 | 1 | cs | TRUE
86 | LV_3360-7_0_3_line_86 | NAYY 4x150 SE | 83 | 85 | 0.031503 | 0.208 | 0.08 | 261 | 0 | 0.27 | 1 | 1 | cs | TRUE
87 | LV_3360-7_0_3_line_87 | NAYY 4x150 SE | 84 | 86 | 0.027075 | 0.208 | 0.08 | 261 | 0 | 0.27 | 1 | 1 | cs | TRUE
88 | LV_3360-7_0_3_line_88 | NAYY 4x150 SE | 84 | 87 | 0.028325 | 0.208 | 0.08 | 261 | 0 | 0.27 | 1 | 1 | cs | TRUE
89 | LV_3360-7_0_3_line_89 | NAYY 4x150 SE | 85 | 88 | 0.015116 | 0.208 | 0.08 | 261 | 0 | 0.27 | 1 | 1 | cs | TRUE
90 | LV_3360-7_0_3_line_90 | NAYY 4x150 SE | 85 | 89 | 0.035106 | 0.208 | 0.08 | 261 | 0 | 0.27 | 1 | 1 | cs | TRUE
91 | LV_3360-7_0_3_line_91 | NAYY 4x150 SE | 86 | 90 | 0.0074782 | 0.208 | 0.08 | 261 | 0 | 0.27 | 1 | 1 | cs | TRUE
92 | LV_3360-7_0_3_line_92 | NAYY 4x150 SE | 87 | 91 | 0.009959 | 0.208 | 0.08 | 261 | 0 | 0.27 | 1 | 1 | cs | TRUE
93 | LV_3360-7_0_3_line_93 | NAYY 4x150 SE | 87 | 92 | 0.032532 | 0.208 | 0.08 | 261 | 0 | 0.27 | 1 | 1 | cs | TRUE
94 | LV_3360-7_0_3_line_94 | NAYY 4x150 SE | 88 | 119 | 0.014647 | 0.208 | 0.08 | 261 | 0 | 0.27 | 1 | 1 | cs | TRUE
95 | LV_3360-7_0_3_line_95 | NAYY 4x150 SE | 89 | 95 | 0.074599 | 0.208 | 0.08 | 261 | 0 | 0.27 | 1 | 1 | cs | TRUE
96 | LV_3360-7_0_3_line_96 | NAYY 4x150 SE | 89 | 94 | 0.010642 | 0.208 | 0.08 | 261 | 0 | 0.27 | 1 | 1 | cs | TRUE
97 | LV_3360-7_0_3_line_97 | NAYY 4x150 SE | 90 | 136 | 0.042502 | 0.208 | 0.08 | 261 | 0 | 0.27 | 1 | 1 | cs | TRUE
98 | LV_3360-7_0_3_line_98 | NAYY 4x150 SE | 91 | 134 | 0.031651 | 0.208 | 0.08 | 261 | 0 | 0.27 | 1 | 1 | cs | TRUE
99 | LV_3360-7_0_3_line_99 | NAYY 4x150 SE | 93 | 94 | 0.040329 | 0.208 | 0.08 | 261 | 0 | 0.27 | 1 | 1 | cs | TRUE
100 | LV_3360-7_0_3_line_100 | NAYY 4x150 SE | 95 | 96 | 0.23845 | 0.208 | 0.08 | 261 | 0 | 0.27 | 1 | 1 | cs | TRUE
101 | LV_3360-7_0_3_line_101 | NAYY 4x150 SE | 96 | 127 | 0.11734 | 0.208 | 0.08 | 261 | 0 | 0.27 | 1 | 1 | cs | TRUE
102 | LV_3360-7_0_3_line_102 | NAYY 4x150 SE | 97 | 98 | 0.019595 | 0.208 | 0.08 | 261 | 0 | 0.27 | 1 | 1 | cs | TRUE
103 | LV_3360-7_0_3_line_103 | NAYY 4x150 SE | 97 | 99 | 0.0052472 | 0.208 | 0.08 | 261 | 0 | 0.27 | 1 | 1 | cs | TRUE
104 | LV_3360-7_0_3_line_104 | NAYY 4x150 SE | 98 | 100 | 0.0081932 | 0.208 | 0.08 | 261 | 0 | 0.27 | 1 | 1 | cs | TRUE
105 | LV_3360-7_0_3_line_105 | NAYY 4x150 SE | 99 | 101 | 0.020645 | 0.208 | 0.08 | 261 | 0 | 0.27 | 1 | 1 | cs | TRUE
106 | LV_3360-7_0_3_line_106 | NAYY 4x150 SE | 100 | 102 | 0.015006 | 0.208 | 0.08 | 261 | 0 | 0.27 | 1 | 1 | cs | TRUE
107 | LV_3360-7_0_3_line_107 | NAYY 4x150 SE | 100 | 103 | 0.017376 | 0.208 | 0.08 | 261 | 0 | 0.27 | 1 | 1 | cs | TRUE
108 | LV_3360-7_0_3_line_108 | NAYY 4x150 SE | 101 | 104 | 0.0077182 | 0.208 | 0.08 | 261 | 0 | 0.27 | 1 | 1 | cs | TRUE
109 | LV_3360-7_0_3_line_109 | NAYY 4x150 SE | 101 | 105 | 0.014238 | 0.208 | 0.08 | 261 | 0 | 0.27 | 1 | 1 | cs | TRUE
110 | LV_3360-7_0_3_line_110 | NAYY 4x150 SE | 102 | 106 | 0.015683 | 0.208 | 0.08 | 261 | 0 | 0.27 | 1 | 1 | cs | TRUE
111 | LV_3360-7_0_3_line_111 | NAYY 4x150 SE | 103 | 107 | 0.019161 | 0.208 | 0.08 | 261 | 0 | 0.27 | 1 | 1 | cs | TRUE
112 | LV_3360-7_0_3_line_112 | NAYY 4x150 SE | 104 | 108 | 0.0083044 | 0.208 | 0.08 | 261 | 0 | 0.27 | 1 | 1 | cs | TRUE
113 | LV_3360-7_0_3_line_113 | NAYY 4x150 SE | 106 | 156 | 0.001479 | 0.208 | 0.08 | 261 | 0 | 0.27 | 1 | 1 | cs | TRUE
114 | LV_3360-7_0_3_line_114 | NAYY 4x150 SE | 107 | 131 | 0.014122 | 0.208 | 0.08 | 261 | 0 | 0.27 | 1 | 1 | cs | TRUE
115 | LV_3360-7_0_3_line_115 | NAYY 4x150 SE | 108 | 115 | 0.011245 | 0.208 | 0.08 | 261 | 0 | 0.27 | 1 | 1 | cs | TRUE
116 | LV_3360-7_0_3_line_116 | NAYY 4x150 SE | 109 | 110 | 0.0060321 | 0.208 | 0.08 | 261 | 0 | 0.27 | 1 | 1 | cs | TRUE
117 | LV_3360-7_0_3_line_117 | NAYY 4x150 SE | 110 | 133 | 0.0098412 | 0.208 | 0.08 | 261 | 0 | 0.27 | 1 | 1 | cs | TRUE
118 | LV_3360-7_0_3_line_118 | NAYY 4x150 SE | 111 | 112 | 0.071445 | 0.208 | 0.08 | 261 | 0 | 0.27 | 1 | 1 | cs | TRUE
119 | LV_3360-7_0_3_line_119 | NAYY 4x150 SE | 111 | 113 | 0.0024811 | 0.208 | 0.08 | 261 | 0 | 0.27 | 1 | 1 | cs | TRUE
120 | LV_3360-7_0_3_line_120 | NAYY 4x150 SE | 112 | 114 | 0.075792 | 0.208 | 0.08 | 261 | 0 | 0.27 | 1 | 1 | cs | TRUE
121 | LV_3360-7_0_3_line_121 | NAYY 4x150 SE | 113 | 115 | 0.02119 | 0.208 | 0.08 | 261 | 0 | 0.27 | 1 | 1 | cs | TRUE
122 | LV_3360-7_0_3_line_122 | NAYY 4x150 SE | 114 | 116 | 0.080572 | 0.208 | 0.08 | 261 | 0 | 0.27 | 1 | 1 | cs | TRUE
123 | LV_3360-7_0_3_line_123 | NAYY 4x150 SE | 114 | 117 | 0.031203 | 0.208 | 0.08 | 261 | 0 | 0.27 | 1 | 1 | cs | TRUE
124 | LV_3360-7_0_3_line_124 | NAYY 4x150 SE | 116 | 118 | 0.069978 | 0.208 | 0.08 | 261 | 0 | 0.27 | 1 | 1 | cs | TRUE
125 | LV_3360-7_0_3_line_125 | NAYY 4x150 SE | 118 | 120 | 0.0021177 | 0.208 | 0.08 | 261 | 0 | 0.27 | 1 | 1 | cs | TRUE
126 | LV_3360-7_0_3_line_126 | NAYY 4x150 SE | 119 | 121 | 0.036323 | 0.208 | 0.08 | 261 | 0 | 0.27 | 1 | 1 | cs | TRUE
127 | LV_3360-7_0_3_line_127 | NAYY 4x150 SE | 119 | 122 | 0.022213 | 0.208 | 0.08 | 261 | 0 | 0.27 | 1 | 1 | cs | TRUE
128 | LV_3360-7_0_3_line_128 | NAYY 4x150 SE | 119 | 123 | 0.047293 | 0.208 | 0.08 | 261 | 0 | 0.27 | 1 | 1 | cs | TRUE
129 | LV_3360-7_0_3_line_129 | NAYY 4x150 SE | 120 | 221 | 0.071212 | 0.208 | 0.08 | 261 | 0 | 0.27 | 1 | 1 | cs | TRUE
130 | LV_3360-7_0_3_line_130 | NAYY 4x150 SE | 122 | 124 | 0.0035543 | 0.208 | 0.08 | 261 | 0 | 0.27 | 1 | 1 | cs | TRUE
131 | LV_3360-7_0_3_line_131 | NAYY 4x150 SE | 123 | 125 | 0.10772 | 0.208 | 0.08 | 261 | 0 | 0.27 | 1 | 1 | cs | TRUE
132 | LV_3360-7_0_3_line_132 | NAYY 4x150 SE | 124 | 126 | 0.032766 | 0.208 | 0.08 | 261 | 0 | 0.27 | 1 | 1 | cs | TRUE
133 | LV_3360-7_0_3_line_133 | NAYY 4x150 SE | 127 | 165 | 0.17067 | 0.208 | 0.08 | 261 | 0 | 0.27 | 1 | 1 | cs | TRUE
134 | LV_3360-7_0_3_line_134 | NAYY 4x150 SE | 128 | 129 | 0.037383 | 0.208 | 0.08 | 261 | 0 | 0.27 | 1 | 1 | cs | TRUE
135 | LV_3360-7_0_3_line_135 | NAYY 4x150 SE | 129 | 130 | 0.022044 | 0.208 | 0.08 | 261 | 0 | 0.27 | 1 | 1 | cs | TRUE
136 | LV_3360-7_0_3_line_136 | NAYY 4x150 SE | 130 | 131 | 0.010544 | 0.208 | 0.08 | 261 | 0 | 0.27 | 1 | 1 | cs | TRUE
137 | LV_3360-7_0_3_line_137 | NAYY 4x150 SE | 131 | 132 | 0.022392 | 0.208 | 0.08 | 261 | 0 | 0.27 | 1 | 1 | cs | TRUE
138 | LV_3360-7_0_3_line_138 | NAYY 4x150 SE | 132 | 154 | 0.007082 | 0.208 | 0.08 | 261 | 0 | 0.27 | 1 | 1 | cs | TRUE
139 | LV_3360-7_0_3_line_139 | NAYY 4x150 SE | 133 | 141 | 0.018334 | 0.208 | 0.08 | 261 | 0 | 0.27 | 1 | 1 | cs | TRUE
140 | LV_3360-7_0_3_line_140 | NAYY 4x150 SE | 135 | 136 | 0.031004 | 0.208 | 0.08 | 261 | 0 | 0.27 | 1 | 1 | cs | TRUE
141 | LV_3360-7_0_3_line_141 | NAYY 4x150 SE | 135 | 137 | 0.01083 | 0.208 | 0.08 | 261 | 0 | 0.27 | 1 | 1 | cs | TRUE
142 | LV_3360-7_0_3_line_142 | NAYY 4x150 SE | 137 | 138 | 0.00030066 | 0.208 | 0.08 | 261 | 0 | 0.27 | 1 | 1 | cs | TRUE
143 | LV_3360-7_0_3_line_143 | NAYY 4x150 SE | 139 | 140 | 0.077583 | 0.208 | 0.08 | 261 | 0 | 0.27 | 1 | 1 | cs | TRUE
144 | LV_3360-7_0_3_line_144 | NAYY 4x150 SE | 140 | 150 | 0.067513 | 0.208 | 0.08 | 261 | 0 | 0.27 | 1 | 1 | cs | TRUE
145 | LV_3360-7_0_3_line_145 | NAYY 4x150 SE | 140 | 151 | 0.025207 | 0.208 | 0.08 | 261 | 0 | 0.27 | 1 | 1 | cs | TRUE
146 | LV_3360-7_0_3_line_146 | NAYY 4x150 SE | 141 | 142 | 0.035957 | 0.208 | 0.08 | 261 | 0 | 0.27 | 1 | 1 | cs | TRUE
147 | LV_3360-7_0_3_line_147 | NAYY 4x150 SE | 142 | 143 | 0.049147 | 0.208 | 0.08 | 261 | 0 | 0.27 | 1 | 1 | cs | TRUE
148 | LV_3360-7_0_3_line_148 | NAYY 4x150 SE | 142 | 144 | 0.037968 | 0.208 | 0.08 | 261 | 0 | 0.27 | 1 | 1 | cs | TRUE
149 | LV_3360-7_0_3_line_149 | NAYY 4x150 SE | 143 | 145 | 0.017558 | 0.208 | 0.08 | 261 | 0 | 0.27 | 1 | 1 | cs | TRUE
150 | LV_3360-7_0_3_line_150 | NAYY 4x150 SE | 143 | 146 | 0.045535 | 0.208 | 0.08 | 261 | 0 | 0.27 | 1 | 1 | cs | TRUE
151 | LV_3360-7_0_3_line_151 | NAYY 4x150 SE | 144 | 147 | 0.1498 | 0.208 | 0.08 | 261 | 0 | 0.27 | 1 | 1 | cs | TRUE
152 | LV_3360-7_0_3_line_152 | NAYY 4x150 SE | 145 | 148 | 0.0249 | 0.208 | 0.08 | 261 | 0 | 0.27 | 1 | 1 | cs | TRUE
153 | LV_3360-7_0_3_line_153 | NAYY 4x150 SE | 146 | 149 | 0.035112 | 0.208 | 0.08 | 261 | 0 | 0.27 | 1 | 1 | cs | TRUE
154 | LV_3360-7_0_3_line_154 | NAYY 4x150 SE | 147 | 150 | 0.047948 | 0.208 | 0.08 | 261 | 0 | 0.27 | 1 | 1 | cs | TRUE
155 | LV_3360-7_0_3_line_155 | NAYY 4x150 SE | 148 | 158 | 0.038366 | 0.208 | 0.08 | 261 | 0 | 0.27 | 1 | 1 | cs | TRUE
156 | LV_3360-7_0_3_line_156 | NAYY 4x150 SE | 152 | 153 | 0.0059373 | 0.208 | 0.08 | 261 | 0 | 0.27 | 1 | 1 | cs | TRUE
157 | LV_3360-7_0_3_line_157 | NAYY 4x150 SE | 152 | 154 | 0.015621 | 0.208 | 0.08 | 261 | 0 | 0.27 | 1 | 1 | cs | TRUE
158 | LV_3360-7_0_3_line_158 | NAYY 4x150 SE | 153 | 155 | 0.0056316 | 0.208 | 0.08 | 261 | 0 | 0.27 | 1 | 1 | cs | TRUE
159 | LV_3360-7_0_3_line_159 | NAYY 4x150 SE | 156 | 218 | 0.0080234 | 0.208 | 0.08 | 261 | 0 | 0.27 | 1 | 1 | cs | TRUE
160 | LV_3360-7_0_3_line_160 | NAYY 4x150 SE | 157 | 158 | 0.015944 | 0.208 | 0.08 | 261 | 0 | 0.27 | 1 | 1 | cs | TRUE
161 | LV_3360-7_0_3_line_161 | NAYY 4x150 SE | 157 | 159 | 0.020085 | 0.208 | 0.08 | 261 | 0 | 0.27 | 1 | 1 | cs | TRUE
162 | LV_3360-7_0_3_line_162 | NAYY 4x150 SE | 158 | 160 | 0.0062917 | 0.208 | 0.08 | 261 | 0 | 0.27 | 1 | 1 | cs | TRUE
163 | LV_3360-7_0_3_line_163 | NAYY 4x150 SE | 161 | 162 | 0.012045 | 0.208 | 0.08 | 261 | 0 | 0.27 | 1 | 1 | cs | TRUE
164 | LV_3360-7_0_3_line_164 | NAYY 4x150 SE | 162 | 163 | 0.043922 | 0.208 | 0.08 | 261 | 0 | 0.27 | 1 | 1 | cs | TRUE
165 | LV_3360-7_0_3_line_165 | NAYY 4x150 SE | 162 | 164 | 0.21444 | 0.208 | 0.08 | 261 | 0 | 0.27 | 1 | 1 | cs | TRUE
166 | LV_3360-7_0_3_line_166 | NAYY 4x150 SE | 163 | 167 | 0.20267 | 0.208 | 0.08 | 261 | 0 | 0.27 | 1 | 1 | cs | TRUE
167 | LV_3360-7_0_3_line_167 | NAYY 4x150 SE | 164 | 165 | 0.028972 | 0.208 | 0.08 | 261 | 0 | 0.27 | 1 | 1 | cs | TRUE
168 | LV_3360-7_0_3_line_168 | NAYY 4x150 SE | 164 | 166 | 0.21147 | 0.208 | 0.08 | 261 | 0 | 0.27 | 1 | 1 | cs | TRUE
169 | LV_3360-7_0_3_line_169 | NAYY 4x150 SE | 167 | 168 | 0.026748 | 0.208 | 0.08 | 261 | 0 | 0.27 | 1 | 1 | cs | TRUE
170 | LV_3360-7_0_3_line_170 | NAYY 4x150 SE | 168 | 185 | 0.24536 | 0.208 | 0.08 | 261 | 0 | 0.27 | 1 | 1 | cs | TRUE
171 | LV_3360-7_0_3_line_171 | NAYY 4x150 SE | 169 | 170 | 0.024436 | 0.208 | 0.08 | 261 | 0 | 0.27 | 1 | 1 | cs | TRUE
172 | LV_3360-7_0_3_line_172 | NAYY 4x150 SE | 169 | 171 | 0.054069 | 0.208 | 0.08 | 261 | 0 | 0.27 | 1 | 1 | cs | TRUE
173 | LV_3360-7_0_3_line_173 | NAYY 4x150 SE | 170 | 172 | 0.051944 | 0.208 | 0.08 | 261 | 0 | 0.27 | 1 | 1 | cs | TRUE
174 | LV_3360-7_0_3_line_174 | NAYY 4x150 SE | 171 | 173 | 0.10982 | 0.208 | 0.08 | 261 | 0 | 0.27 | 1 | 1 | cs | TRUE
175 | LV_3360-7_0_3_line_175 | NAYY 4x150 SE | 172 | 177 | 0.0053551 | 0.208 | 0.08 | 261 | 0 | 0.27 | 1 | 1 | cs | TRUE
176 | LV_3360-7_0_3_line_176 | NAYY 4x150 SE | 173 | 178 | 0.053279 | 0.208 | 0.08 | 261 | 0 | 0.27 | 1 | 1 | cs | TRUE
177 | LV_3360-7_0_3_line_177 | NAYY 4x150 SE | 174 | 175 | 0.2185 | 0.208 | 0.08 | 261 | 0 | 0.27 | 1 | 1 | cs | TRUE
178 | LV_3360-7_0_3_line_178 | NAYY 4x150 SE | 174 | 176 | 0.020482 | 0.208 | 0.08 | 261 | 0 | 0.27 | 1 | 1 | cs | TRUE
179 | LV_3360-7_0_3_line_179 | NAYY 4x150 SE | 175 | 200 | 0.0053834 | 0.208 | 0.08 | 261 | 0 | 0.27 | 1 | 1 | cs | TRUE
180 | LV_3360-7_0_3_line_180 | NAYY 4x150 SE | 176 | 199 | 0.019341 | 0.208 | 0.08 | 261 | 0 | 0.27 | 1 | 1 | cs | TRUE
181 | LV_3360-7_0_3_line_181 | NAYY 4x150 SE | 177 | 179 | 0.10768 | 0.208 | 0.08 | 261 | 0 | 0.27 | 1 | 1 | cs | TRUE
182 | LV_3360-7_0_3_line_182 | NAYY 4x150 SE | 179 | 183 | 0.15859 | 0.208 | 0.08 | 261 | 0 | 0.27 | 1 | 1 | cs | TRUE
183 | LV_3360-7_0_3_line_183 | NAYY 4x150 SE | 179 | 184 | 0.19898 | 0.208 | 0.08 | 261 | 0 | 0.27 | 1 | 1 | cs | TRUE
184 | LV_3360-7_0_3_line_184 | NAYY 4x150 SE | 180 | 181 | 0.13614 | 0.208 | 0.08 | 261 | 0 | 0.27 | 1 | 1 | cs | TRUE
185 | LV_3360-7_0_3_line_185 | NAYY 4x150 SE | 180 | 182 | 0.21053 | 0.208 | 0.08 | 261 | 0 | 0.27 | 1 | 1 | cs | TRUE
186 | LV_3360-7_0_3_line_186 | NAYY 4x150 SE | 181 | 184 | 0.013985 | 0.208 | 0.08 | 261 | 0 | 0.27 | 1 | 1 | cs | TRUE
187 | LV_3360-7_0_3_line_187 | NAYY 4x150 SE | 183 | 199 | 0.015059 | 0.208 | 0.08 | 261 | 0 | 0.27 | 1 | 1 | cs | TRUE
188 | LV_3360-7_0_3_line_188 | NAYY 4x150 SE | 184 | 188 | 0.010198 | 0.208 | 0.08 | 261 | 0 | 0.27 | 1 | 1 | cs | TRUE
189 | LV_3360-7_0_3_line_189 | NAYY 4x150 SE | 185 | 188 | 0.038971 | 0.208 | 0.08 | 261 | 0 | 0.27 | 1 | 1 | cs | TRUE
190 | LV_3360-7_0_3_line_190 | NAYY 4x150 SE | 186 | 187 | 0.14702 | 0.208 | 0.08 | 261 | 0 | 0.27 | 1 | 1 | cs | TRUE
191 | LV_3360-7_0_3_line_191 | NAYY 4x150 SE | 187 | 199 | 0.24216 | 0.208 | 0.08 | 261 | 0 | 0.27 | 1 | 1 | cs | TRUE
192 | LV_3360-7_0_3_line_192 | NAYY 4x150 SE | 189 | 190 | 0.086675 | 0.208 | 0.08 | 261 | 0 | 0.27 | 1 | 1 | cs | TRUE
193 | LV_3360-7_0_3_line_193 | NAYY 4x150 SE | 190 | 191 | 0.027409 | 0.208 | 0.08 | 261 | 0 | 0.27 | 1 | 1 | cs | TRUE
194 | LV_3360-7_0_3_line_194 | NAYY 4x150 SE | 190 | 192 | 0.040086 | 0.208 | 0.08 | 261 | 0 | 0.27 | 1 | 1 | cs | TRUE
195 | LV_3360-7_0_3_line_195 | NAYY 4x150 SE | 191 | 195 | 0.037748 | 0.208 | 0.08 | 261 | 0 | 0.27 | 1 | 1 | cs | TRUE
196 | LV_3360-7_0_3_line_196 | NAYY 4x150 SE | 192 | 196 | 0.016637 | 0.208 | 0.08 | 261 | 0 | 0.27 | 1 | 1 | cs | TRUE
197 | LV_3360-7_0_3_line_197 | NAYY 4x150 SE | 192 | 193 | 0.12962 | 0.208 | 0.08 | 261 | 0 | 0.27 | 1 | 1 | cs | TRUE
198 | LV_3360-7_0_3_line_198 | NAYY 4x150 SE | 193 | 194 | 0.0012676 | 0.208 | 0.08 | 261 | 0 | 0.27 | 1 | 1 | cs | TRUE
199 | LV_3360-7_0_3_line_199 | NAYY 4x150 SE | 194 | 207 | 0.13895 | 0.208 | 0.08 | 261 | 0 | 0.27 | 1 | 1 | cs | TRUE
200 | LV_3360-7_0_3_line_200 | NAYY 4x150 SE | 197 | 198 | 0.0099072 | 0.208 | 0.08 | 261 | 0 | 0.27 | 1 | 1 | cs | TRUE
201 | LV_3360-7_0_3_line_201 | NAYY 4x150 SE | 198 | 203 | 0.096417 | 0.208 | 0.08 | 261 | 0 | 0.27 | 1 | 1 | cs | TRUE
202 | LV_3360-7_0_3_line_202 | NAYY 4x150 SE | 200 | 201 | 0.072692 | 0.208 | 0.08 | 261 | 0 | 0.27 | 1 | 1 | cs | TRUE
203 | LV_3360-7_0_3_line_203 | NAYY 4x150 SE | 201 | 202 | 0.023991 | 0.208 | 0.08 | 261 | 0 | 0.27 | 1 | 1 | cs | TRUE
204 | LV_3360-7_0_3_line_204 | NAYY 4x150 SE | 203 | 204 | 0.14506 | 0.208 | 0.08 | 261 | 0 | 0.27 | 1 | 1 | cs | TRUE
205 | LV_3360-7_0_3_line_205 | NAYY 4x150 SE | 204 | 205 | 0.00397 | 0.208 | 0.08 | 261 | 0 | 0.27 | 1 | 1 | cs | TRUE
206 | LV_3360-7_0_3_line_206 | NAYY 4x150 SE | 204 | 206 | 0.1178 | 0.208 | 0.08 | 261 | 0 | 0.27 | 1 | 1 | cs | TRUE
207 | LV_3360-7_0_3_line_207 | NAYY 4x150 SE | 205 | 207 | 0.038005 | 0.208 | 0.08 | 261 | 0 | 0.27 | 1 | 1 | cs | TRUE
208 | LV_3360-7_0_3_line_208 | NAYY 4x150 SE | 205 | 208 | 0.053054 | 0.208 | 0.08 | 261 | 0 | 0.27 | 1 | 1 | cs | TRUE
209 | LV_3360-7_0_3_line_209 | NAYY 4x150 SE | 206 | 209 | 0.057132 | 0.208 | 0.08 | 261 | 0 | 0.27 | 1 | 1 | cs | TRUE
210 | LV_3360-7_0_3_line_210 | NAYY 4x150 SE | 206 | 210 | 0.1216 | 0.208 | 0.08 | 261 | 0 | 0.27 | 1 | 1 | cs | TRUE
211 | LV_3360-7_0_3_line_211 | NAYY 4x150 SE | 207 | 211 | 0.045504 | 0.208 | 0.08 | 261 | 0 | 0.27 | 1 | 1 | cs | TRUE
212 | LV_3360-7_0_3_line_212 | NAYY 4x150 SE | 209 | 212 | 0.004041 | 0.208 | 0.08 | 261 | 0 | 0.27 | 1 | 1 | cs | TRUE
213 | LV_3360-7_0_3_line_213 | NAYY 4x150 SE | 210 | 222 | 0.015455 | 0.208 | 0.08 | 261 | 0 | 0.27 | 1 | 1 | cs | TRUE
214 | LV_3360-7_0_3_line_214 | NAYY 4x150 SE | 211 | 214 | 0.029346 | 0.208 | 0.08 | 261 | 0 | 0.27 | 1 | 1 | cs | TRUE
215 | LV_3360-7_0_3_line_215 | NAYY 4x150 SE | 212 | 213 | 0.015286 | 0.208 | 0.08 | 261 | 0 | 0.27 | 1 | 1 | cs | TRUE
216 | LV_3360-7_0_3_line_216 | NAYY 4x150 SE | 213 | 215 | 0.079607 | 0.208 | 0.08 | 261 | 0 | 0.27 | 1 | 1 | cs | TRUE
217 | LV_3360-7_0_3_line_217 | NAYY 4x150 SE | 214 | 223 | 0.0037361 | 0.208 | 0.08 | 261 | 0 | 0.27 | 1 | 1 | cs | TRUE
218 | LV_3360-7_0_3_line_218 | NAYY 4x150 SE | 215 | 216 | 0.050054 | 0.208 | 0.08 | 261 | 0 | 0.27 | 1 | 1 | cs | TRUE
219 | LV_3360-7_0_3_line_219 | NAYY 4x150 SE | 216 | 217 | 0.0041772 | 0.208 | 0.08 | 261 | 0 | 0.27 | 1 | 1 | cs | TRUE
220 | LV_3360-7_0_3_line_220 | NAYY 4x150 SE | 217 | 218 | 0.012968 | 0.208 | 0.08 | 261 | 0 | 0.27 | 1 | 1 | cs | TRUE
221 | LV_3360-7_0_3_line_221 | NAYY 4x150 SE | 219 | 220 | 0.018095 | 0.208 | 0.08 | 261 | 0 | 0.27 | 1 | 1 | cs | TRUE
222 | LV_3360-7_0_3_line_222 | NAYY 4x150 SE | 220 | 221 | 0.016211 | 0.208 | 0.08 | 261 | 0 | 0.27 | 1 | 1 | cs | TRUE
223 | LV_3360-7_0_3_line_223 | NAYY 4x150 SE | 223 | 224 | 0.010933 | 0.208 | 0.08 | 261 | 0 | 0.27 | 1 | 1 | cs | TRUE

## trafo
| name | std_type | hv_bus | lv_bus | sn_mva | vn_hv_kv | vn_lv_kv | vk_percent | vkr_percent | pfe_kw | i0_percent | shift_degree | tap_side | tap_neutral | tap_min | tap_max | tap_step_percent | tap_step_degree | tap_pos | tap_phase_shifter | parallel | df | in_service
0 | LV_3360-7_0_3_trafo_49 | 0.25 MVA 20/0.4 kV | 225 | 65 | 0.25 | 20 | 0.4 | 6 | 1.44 | 0.8 | 0.32 | 150 | hv | 0 | -2 | 2 | 2.5 | 0 | 0 | FALSE | 1 | 1 | TRUE

## line_geodata
| x0 | y0 | x1 | y1 | x2 | y2 | x3 | y3 | x4 | y4 | x5 | y5 | x6 | y6 | x7 | y7 | x8 | y8 | x9 | y9 | x10 | y10 | x11 | y11
0 | 2733739.614 | 1234184.4874 | 2733736.3053 | 1234168.6233
1 | 2733732.8316 | 1234019.2602 | 2733736.3053 | 1234168.6233
2 | 2733739.614 | 1234184.4874 | 2733748.7356 | 1234182.6535
3 | 2733659.0777 | 1234308.9665 | 2733739.614 | 1234184.4874
4 | 2733835.4766 | 1233956.5005 | 2733732.8316 | 1234019.2602
5 | 2733839.0076 | 1234238.916 | 2733802.4085 | 1234233.5317 | 2733782.0116 | 1234226.2886 | 2733776.774 | 1234206.3314 | 2733762.0306 | 1234186.4603 | 2733752.5464 | 1234181.8874 | 2733748.7356 | 1234182.6535
6 | 2733659.0777 | 1234308.9665 | 2733654.9255 | 1234313.7372 | 2733648.1649 | 1234320.9825
7 | 2733835.4766 | 1233956.5005 | 2733842.3996 | 1233962.7673 | 2733849.0295 | 1233961.2709 | 2733870.0108 | 1233967.8268 | 2733870.0108 | 1233967.8268
8 | 2733620.1909 | 1234340.2677 | 2733640.7173 | 1234328.964 | 2733648.1649 | 1234320.9825
9 | 2733737.0622 | 1234578.0312 | 2733739.8429 | 1234565.3297 | 2733745.7779 | 1234529.0989 | 2733749.5047 | 1234504.0511
10 | 2733737.0622 | 1234578.0312 | 2733735.5887 | 1234584.7617 | 2733735.3234 | 1234585.1263
11 | 2733814.5786 | 1234493.9176 | 2733780.3873 | 1234460.7193 | 2733761.6532 | 1234462.7216 | 2733754.1124 | 1234473.0829 | 2733749.5047 | 1234504.0511
12 | 2733694.875 | 1234335.1835 | 2733749.5047 | 1234504.0511
13 | 2733735.3234 | 1234585.1263 | 2733725.907 | 1234598.0663 | 2733723.6982 | 1234600.5139
14 | 2733814.5786 | 1234493.9176 | 2733995.9091 | 1234613.0167
15 | 2733620.1909 | 1234340.2677 | 2733694.875 | 1234335.1835
16 | 2733577.496 | 1234392.7973 | 2733574.6333 | 1234413.0058 | 2733571.897 | 1234438.366 | 2733572.2063 | 1234442.9563
17 | 2733577.496 | 1234392.7973 | 2733581.4388 | 1234384.1563 | 2733581.4273 | 1234377.5003
18 | 2733995.9091 | 1234613.0167 | 2734016.655 | 1234611.4387 | 2734036.853 | 1234616.354
19 | 2733995.9091 | 1234613.0167 | 2734016.0524 | 1234620.355 | 2734022.1472 | 1234627.7766 | 2734020.6353 | 1234634.0367 | 2734015.1299 | 1234637.3286
20 | 2733620.1909 | 1234340.2677 | 2733581.4102 | 1234367.5859
21 | 2734036.853 | 1234616.354 | 2734047.2473 | 1234599.1388
22 | 2734047.2473 | 1234599.1388 | 2734036.1504 | 1234453.3167
23 | 2734025.7673 | 1234441.5652 | 2734036.1504 | 1234453.3167
24 | 2733823.093 | 1233852.4235 | 2733844.7719 | 1233856.5076 | 2733852.6068 | 1233860.7359
25 | 2733735.4058 | 1233827.4575 | 2733745.0247 | 1233830.6067 | 2733804.7429 | 1233848.9665 | 2733823.093 | 1233852.4235
26 | 2733902.3176 | 1233887.5637 | 2733852.6068 | 1233860.7359
27 | 2733735.4058 | 1233827.4575 | 2733686.5169 | 1233900.6802
28 | 2733902.3176 | 1233887.5637 | 2733916.4684 | 1233898.4697 | 2733925.4088 | 1233906.7575
29 | 2733902.3176 | 1233887.5637 | 2733893.155 | 1233896.2536 | 2733887.4373 | 1233897.5926 | 2733881.1226 | 1233898.2065 | 2733878.477 | 1233898.3593
30 | 2733595.2666 | 1233931.091 | 2733616.0967 | 1233931.9266 | 2733658.6053 | 1233915.7575 | 2733686.5169 | 1233900.6802
31 | 2734026.1637 | 1233934.4954 | 2734010.6738 | 1233935.6249 | 2733998.5999 | 1233932.7057 | 2733987.957 | 1233927.7838 | 2733979.5428 | 1233922.434 | 2733968.0051 | 1233918.9042 | 2733947.7298 | 1233919.6589 | 2733940.2483 | 1233918.278 | 2733935.2066 | 1233915.8401 | 2733925.4088 | 1233906.7575
32 | 2733876.8965 | 1233919.0402 | 2733868.0618 | 1233913.5254 | 2733864.8446 | 1233910.7728 | 2733863.5159 | 1233906.8951 | 2733864.7447 | 1233904.1204 | 2733866.7205 | 1233900.7954 | 2733870.0437 | 1233898.8463 | 2733878.477 | 1233898.3593
33 | 2733595.2666 | 1233931.091 | 2733571.5078 | 1233940.932 | 2733560.2237 | 1233941.6123 | 2733554.2349 | 1233940.5324
34 | 2734026.1637 | 1233934.4954 | 2734038.4808 | 1233933.0164
35 | 2733876.8965 | 1233919.0402 | 2733884.6863 | 1233924.8873 | 2733897.6864 | 1233934.0881 | 2733904.0348 | 1233940.7145 | 2733929.2229 | 1233949.7899
36 | 2733876.8965 | 1233919.0402 | 2733881.8331 | 1233934.5424 | 2733880.2718 | 1233954.0795 | 2733875.9636 | 1233965.1253 | 2733870.0108 | 1233967.8268
37 | 2733261.905 | 1233906.4191 | 2733282.7305 | 1233887.012
38 | 2733250.499 | 1233911.9724 | 2733261.905 | 1233906.4191 | 2733261.905 | 1233906.4191
39 | 2733335.5187 | 1233770.6959 | 2733282.7305 | 1233887.012
40 | 2733398.3978 | 1233793.5324 | 2733396.2185 | 1233791.3118 | 2733383.9904 | 1233788.4905 | 2733353.2784 | 1233785.888 | 2733342.0542 | 1233779.1638 | 2733335.5187 | 1233770.6959
41 | 2733310.2599 | 1233714.4472 | 2733330.5076 | 1233764.2031 | 2733335.5187 | 1233770.6959
42 | 2733416.7197 | 1233812.2009 | 2733398.3978 | 1233793.5324
43 | 2733310.2599 | 1233714.4472 | 2733304.2326 | 1233699.6361
44 | 2733581.4102 | 1234367.5859 | 2733581.4273 | 1234377.5003
45 | 2733304.2326 | 1233699.6361 | 2733302.1136 | 1233694.4289
46 | 2733574.0765 | 1233364.0975 | 2733385.2278 | 1233462.5824
47 | 2733574.0765 | 1233364.0975 | 2733575.3269 | 1233361.6533
48 | 2733416.7197 | 1233812.2009 | 2733452.2976 | 1233804.1817 | 2733503.104 | 1233803.2998 | 2733515.4041 | 1233801.3362
49 | 2733416.7197 | 1233812.2009 | 2733438.6305 | 1233820.0856
50 | 2733515.4041 | 1233801.3362 | 2733518.0242 | 1233800.9179
51 | 2733498.1654 | 1233842.0775 | 2733453.0429 | 1233825.272 | 2733438.6305 | 1233820.0856
52 | 2733540.716 | 1233797.2952 | 2733518.0242 | 1233800.9179
53 | 2733498.1654 | 1233842.0775 | 2733549.1966 | 1233939.6184
54 | 2733549.1966 | 1233939.6184 | 2733554.2349 | 1233940.5324
55 | 2733371.7259 | 1234063.3664 | 2733374.974 | 1234061.1522
56 | 2733481.0631 | 1233968.6391 | 2733374.974 | 1234061.1522
57 | 2733554.2349 | 1233940.5324 | 2733547.3052 | 1233951.3192 | 2733529.5191 | 1233951.8534 | 2733519.4375 | 1233962.0356 | 2733507.0856 | 1233969.4533 | 2733481.0631 | 1233968.6391
58 | 2734049.4897 | 1233929.4394 | 2734038.4808 | 1233933.0164
59 | 2734049.1941 | 1233790.0136 | 2734049.4517 | 1233788.8738 | 2734049.7139 | 1233786.2855
60 | 2734052.3038 | 1233769.6911 | 2734050.972 | 1233773.8619 | 2734049.7139 | 1233786.2855
61 | 2734049.4897 | 1233929.4394 | 2734072.7316 | 1233953.5955 | 2734079.3048 | 1233957.6361
62 | 2734049.4897 | 1233929.4394 | 2734053.991 | 1233927.973 | 2734064.478 | 1233921.7567
63 | 2734058.0982 | 1233759.7884 | 2734058.0982 | 1233759.7884 | 2734053.4821 | 1233766.0007 | 2734052.3038 | 1233769.6911
64 | 2734095.3086 | 1233908.1439 | 2734091.4706 | 1233908.8577 | 2734065.9731 | 1233920.8705 | 2734064.478 | 1233921.7567
65 | 2734225.823 | 1233788.0074 | 2734234.388 | 1233803.1178
66 | 2734215.1479 | 1233769.1742 | 2734225.823 | 1233788.0074
67 | 2734237.8068 | 1233809.9427 | 2734234.4186 | 1233803.1719 | 2734234.388 | 1233803.1178
68 | 2734215.1479 | 1233769.1742 | 2734212.2865 | 1233763.0822 | 2734212.1535 | 1233762.6717
69 | 2734215.1479 | 1233769.1742 | 2734225.0145 | 1233769.2415 | 2734230.0366 | 1233769.5922
70 | 2734237.8068 | 1233809.9427 | 2734240.7227 | 1233815.7695 | 2734244.9889 | 1233827.7205 | 2734244.9968 | 1233827.743
71 | 2734212.1535 | 1233762.6717 | 2734208.782 | 1233752.2716 | 2734207.7138 | 1233748.594
72 | 2734253.1168 | 1233769.3476 | 2734246.0896 | 1233769.6512 | 2734233.2565 | 1233769.8171 | 2734230.0366 | 1233769.5922
73 | 2734244.9968 | 1233827.743 | 2734247.344 | 1233834.4095
74 | 2734207.7138 | 1233748.594 | 2734206.966 | 1233746.0196
75 | 2734253.1168 | 1233769.3476 | 2734260.1141 | 1233769.0453 | 2734276.5136 | 1233770.5837 | 2734284.6536 | 1233774.2125
76 | 2734253.1366 | 1233851.8566 | 2734249.6857 | 1233841.0603 | 2734247.344 | 1233834.4095
77 | 2734205.2902 | 1233725.8883 | 2734206.2946 | 1233743.7081 | 2734206.966 | 1233746.0196
78 | 2734364.937 | 1233822.9985 | 2734338.4004 | 1233798.1725 | 2734284.6536 | 1233774.2125
79 | 2734253.1366 | 1233851.8566 | 2734253.7244 | 1233853.6957
80 | 2734253.7244 | 1233853.6957 | 2734253.7244 | 1233853.6957 | 2734256.9076 | 1233864.9772 | 2734256.5448 | 1233876.0007 | 2734254.1655 | 1233886.7784 | 2734254.0463 | 1233887.2765
81 | 2734254.0463 | 1233887.2765 | 2734249.2209 | 1233907.4384
82 | 2734479.2532 | 1233935.7369 | 2734481.2494 | 1233914.5473 | 2734476.458 | 1233901.7279
83 | 2734479.2532 | 1233935.7369 | 2734479.2454 | 1233935.8202 | 2734488.6226 | 1233948.1207 | 2734501.6808 | 1233953.7462
84 | 2734476.458 | 1233901.7279 | 2734476.458 | 1233901.7279 | 2734456.9931 | 1233893.7682
85 | 2734521.1276 | 1233962.1239 | 2734501.6808 | 1233953.7462
86 | 2734427.8335 | 1233881.8442 | 2734456.9931 | 1233893.7682
87 | 2734521.1276 | 1233962.1239 | 2734508.8505 | 1233967.5174 | 2734506.3079 | 1233976.79 | 2734508.2828 | 1233980.3262
88 | 2734521.1276 | 1233962.1239 | 2734546.87 | 1233974.1058
89 | 2734427.8335 | 1233881.8442 | 2734416.7806 | 1233892.1555
90 | 2734402.1586 | 1233857.8207 | 2734427.8335 | 1233881.8442
91 | 2734511.929 | 1233986.8553 | 2734508.2828 | 1233980.3262
92 | 2734556.646 | 1233976.1511 | 2734546.87 | 1233974.1058
93 | 2734546.87 | 1233974.1058 | 2734554.4783 | 1233972.8881 | 2734572.7762 | 1233973.1693 | 2734579.16 | 1233974.5262
94 | 2734406.0704 | 1233902.1472 | 2734416.7806 | 1233892.1555
95 | 2734402.1586 | 1233857.8207 | 2734412.519 | 1233848.1133 | 2734427.6121 | 1233827.3925 | 2734432.661 | 1233819.8113 | 2734438.2834 | 1233804.9591 | 2734441.7645 | 1233795.8228
96 | 2734402.1586 | 1233857.8207 | 2734394.3872 | 1233850.5502
97 | 2734529.8657 | 1234024.0988 | 2734529.7082 | 1234015.5974 | 2734522.5224 | 1234000.8443 | 2734513.6295 | 1233989.9003 | 2734511.929 | 1233986.8553
98 | 2734553.5584 | 1233998.1112 | 2734561.6892 | 1233997.8951 | 2734562.8045 | 1233993.461 | 2734562.0013 | 1233984.1237 | 2734556.646 | 1233976.1511
99 | 2734364.937 | 1233822.9985 | 2734394.3872 | 1233850.5502
100 | 2734441.7645 | 1233795.8228 | 2734665.1093 | 1233712.3036
101 | 2734665.1093 | 1233712.3036 | 2734666.5141 | 1233707.4646 | 2734665.8834 | 1233700.5444 | 2734658.1876 | 1233679.2184 | 2734641.4475 | 1233650.2699 | 2734627.8175 | 1233622.4373 | 2734623.6152 | 1233604.6824
102 | 2734159.0376 | 1233713.4826 | 2734178.6176 | 1233712.7032
103 | 2734183.8606 | 1233712.4944 | 2734178.6176 | 1233712.7032
104 | 2734150.8509 | 1233713.8086 | 2734159.0376 | 1233713.4826
105 | 2734204.489 | 1233711.6732 | 2734183.8606 | 1233712.4944
106 | 2734150.8509 | 1233713.8086 | 2734141.6483 | 1233711.4989 | 2734136.5386 | 1233709.4153
107 | 2734150.8509 | 1233713.8086 | 2734140.0614 | 1233727.4295
108 | 2734204.489 | 1233711.6732 | 2734212.2058 | 1233711.8213
109 | 2734204.489 | 1233711.6732 | 2734205.2902 | 1233725.8883
110 | 2734136.5386 | 1233709.4153 | 2734133.7087 | 1233708.2614 | 2734122.8221 | 1233701.864
111 | 2734124.7937 | 1233738.2247 | 2734135.6024 | 1233733.0586 | 2734140.0614 | 1233727.4295
112 | 2734212.2058 | 1233711.8213 | 2734220.5087 | 1233711.9806
113 | 2734121.547 | 1233701.1147 | 2734122.8221 | 1233701.864
114 | 2734112.0523 | 1233744.3146 | 2734124.7937 | 1233738.2247
115 | 2734231.7516 | 1233712.1964 | 2734220.5087 | 1233711.9806
116 | 2734247.8151 | 1233913.3044 | 2734248.8632 | 1233908.9332 | 2734249.2209 | 1233907.4384
117 | 2734247.8151 | 1233913.3044 | 2734245.5205 | 1233922.8744
118 | 2734255.4167 | 1233712.3861 | 2734267.6593 | 1233712.0113 | 2734280.8757 | 1233710.3085 | 2734296.8147 | 1233707.0992 | 2734317.8245 | 1233700.3571 | 2734324.8815 | 1233697.6819
119 | 2734252.9367 | 1233712.462 | 2734255.4167 | 1233712.3861
120 | 2734392.8854 | 1233665.891 | 2734390.5098 | 1233669.1289 | 2734381.1009 | 1233675.2659 | 2734363.6128 | 1233682.9994 | 2734324.8815 | 1233697.6819
121 | 2734231.7516 | 1233712.1964 | 2734250.107 | 1233712.5486 | 2734252.9367 | 1233712.462
122 | 2734392.8854 | 1233665.891 | 2734337.8284 | 1233660.753 | 2734312.6488 | 1233658.5507
123 | 2734392.8854 | 1233665.891 | 2734423.9644 | 1233668.6694
124 | 2734242.937 | 1233652.4533 | 2734312.6488 | 1233658.5507
125 | 2734240.8273 | 1233652.2688 | 2734242.937 | 1233652.4533
126 | 2734406.0704 | 1233902.1472 | 2734402.7677 | 1233938.3146
127 | 2734406.0704 | 1233902.1472 | 2734426.1251 | 1233911.6984
128 | 2734406.0704 | 1233902.1472 | 2734394.5071 | 1233908.4577 | 2734375.1453 | 1233920.3746 | 2734368.3734 | 1233929.5259
129 | 2734240.8273 | 1233652.2688 | 2734196.1953 | 1233648.3651 | 2734169.8902 | 1233646.0229
130 | 2734426.1251 | 1233911.6984 | 2734429.334 | 1233913.2267
131 | 2734448.2486 | 1233975.275 | 2734436.4177 | 1233968.3236 | 2734413.4641 | 1233963.9451 | 2734379.3329 | 1233959.5473 | 2734367.2013 | 1233948.141 | 2734365.7161 | 1233933.1168 | 2734368.3734 | 1233929.5259
132 | 2734449.1191 | 1233936.8284 | 2734446.0276 | 1233925.1929 | 2734436.1751 | 1233916.4848 | 2734429.334 | 1233913.2267
133 | 2734565.4111 | 1233444.2403 | 2734623.6152 | 1233604.6824
134 | 2734148.0109 | 1233778.3093 | 2734116.9144 | 1233772.4818 | 2734111.6139 | 1233770.2645
135 | 2734111.6139 | 1233770.2645 | 2734105.7582 | 1233767.8149 | 2734103.5249 | 1233765.7628 | 2734103.8667 | 1233762.7012 | 2734107.7641 | 1233753.9468
136 | 2734112.0523 | 1233744.3146 | 2734107.7641 | 1233753.9468
137 | 2734112.0523 | 1233744.3146 | 2734101.1194 | 1233749.5391 | 2734091.0728 | 1233751.6953
138 | 2734091.0728 | 1233751.6953 | 2734084.1485 | 1233753.1815 | 2734084.1485 | 1233753.1815
139 | 2734239.8607 | 1233940.3095 | 2734245.3095 | 1233923.7545 | 2734245.5205 | 1233922.8744
140 | 2734507.8844 | 1234035.4276 | 2734521.2814 | 1234037.5699 | 2734527.2526 | 1234034.0687 | 2734529.9331 | 1234027.7351 | 2734529.8657 | 1234024.0988
141 | 2734507.8844 | 1234035.4276 | 2734497.1905 | 1234033.7176
142 | 2734496.8936 | 1234033.6702 | 2734497.1905 | 1234033.7176
143 | 2734314.5814 | 1234207.3405 | 2734314.302 | 1234215.341 | 2734317.0674 | 1234221.6422 | 2734317.6389 | 1234222.4892 | 2734322.7173 | 1234229.9882 | 2734334.5301 | 1234247.4257 | 2734354.6983 | 1234271.7803
144 | 2734314.5814 | 1234207.3405 | 2734325.437 | 1234161.6466 | 2734331.5709 | 1234142.036
145 | 2734314.5814 | 1234207.3405 | 2734307.7535 | 1234223.6223 | 2734300.7495 | 1234226.4441
146 | 2734214.8986 | 1233963.4906 | 2734224.1674 | 1233960.8421 | 2734230.1119 | 1233956.1723 | 2734233.9536 | 1233951.7219 | 2734239.2676 | 1233942.1115 | 2734239.8607 | 1233940.3095
147 | 2734214.8986 | 1233963.4906 | 2734205.5725 | 1233963.3131 | 2734194.6877 | 1233961.7327 | 2734186.715 | 1233959.3061 | 2734179.5102 | 1233956.074 | 2734169.0797 | 1233948.799
148 | 2734214.8986 | 1233963.4906 | 2734213.7001 | 1233981.3343 | 2734220.7834 | 1233991.6142 | 2734227.5362 | 1233995.1016
149 | 2734169.0797 | 1233948.799 | 2734155.5954 | 1233937.5539
150 | 2734169.0797 | 1233948.799 | 2734165.3625 | 1233954.1085 | 2734163.8481 | 1233958.1222 | 2734164.1152 | 1233964.4003 | 2734165.4375 | 1233968.8895 | 2734167.5288 | 1233975.2088 | 2734169.9798 | 1233983.3711 | 2734171.8788 | 1233989.4859 | 2734172.1928 | 1233991.6817
151 | 2734227.5362 | 1233995.1016 | 2734309.5011 | 1234120.4876
152 | 2734155.5954 | 1233937.5539 | 2734150.8091 | 1233933.5624 | 2734136.1004 | 1233922.0672
153 | 2734146.2887 | 1233998.2268 | 2734149.0908 | 1233999.9026 | 2734152.701 | 1234002.0082 | 2734156.3203 | 1234003.7135 | 2734160.3636 | 1234004.4165 | 2734163.9407 | 1234003.9636 | 2734167.3262 | 1234001.9382 | 2734170.0274 | 1233999.3637 | 2734171.9202 | 1233996.3705 | 2734172.402 | 1233993.1453 | 2734172.1928 | 1233991.6817
154 | 2734331.5709 | 1234142.036 | 2734336.2617 | 1234127.0394 | 2734335.4022 | 1234121.8489 | 2734328.9334 | 1234118.2329 | 2734319.8897 | 1234119.3072 | 2734309.5011 | 1234120.4876
155 | 2734101.4942 | 1233906.9934 | 2734113.2812 | 1233909.2057 | 2734123.9313 | 1233913.4719 | 2734135.2036 | 1233921.3664 | 2734136.1004 | 1233922.0672
156 | 2734068.6347 | 1233755.0109 | 2734068.6347 | 1233755.0109 | 2734063.2272 | 1233757.4628
157 | 2734068.6347 | 1233755.0109 | 2734084.1485 | 1233753.1815
158 | 2734058.0982 | 1233759.7884 | 2734063.2272 | 1233757.4628
159 | 2734114.6267 | 1233697.0545 | 2734120.9949 | 1233700.7903 | 2734121.547 | 1233701.1147
160 | 2734101.4942 | 1233906.9934 | 2734094.0031 | 1233893.9688 | 2734093.5379 | 1233893.1762
161 | 2734082.4093 | 1233876.4922 | 2734085.164 | 1233880.6023 | 2734089.3066 | 1233885.9671 | 2734093.5379 | 1233893.1762
162 | 2734101.4942 | 1233906.9934 | 2734095.3086 | 1233908.1439
163 | 2734768.6996 | 1233352.5431 | 2734770.5514 | 1233351.373 | 2734773.8911 | 1233347.3897 | 2734776.851 | 1233343.795
164 | 2734768.6996 | 1233352.5431 | 2734768.6996 | 1233352.5431 | 2734767.5638 | 1233349.8595 | 2734753.3263 | 1233311.4025
165 | 2734563.7875 | 1233415.7371 | 2734768.6996 | 1233352.5431
166 | 2734657.9604 | 1233132.5713 | 2734753.3263 | 1233311.4025
167 | 2734563.7875 | 1233415.7371 | 2734565.9842 | 1233423.6667 | 2734564.3779 | 1233437.064 | 2734565.4111 | 1233444.2403
168 | 2734563.7875 | 1233415.7371 | 2734444.2811 | 1233241.2787
169 | 2734635.2911 | 1233118.3747 | 2734657.9604 | 1233132.5713
170 | 2734635.2911 | 1233118.3747 | 2734426.7991 | 1232989.012
171 | 2734404.9783 | 1232669.6456 | 2734415.3324 | 1232647.5121
172 | 2734438.243 | 1232598.5371 | 2734415.3324 | 1232647.5121
173 | 2734404.9783 | 1232669.6456 | 2734405.7306 | 1232676.5686 | 2734408.2644 | 1232681.0853 | 2734412.4338 | 1232685.6279 | 2734417.8188 | 1232690.0089 | 2734426.3831 | 1232697.4979 | 2734433.1826 | 1232702.3002 | 2734438.3752 | 1232706.4767 | 2734438.6407 | 1232706.6696
174 | 2734329.4268 | 1232604.3488 | 2734395.1642 | 1232608.2602 | 2734414.9677 | 1232605.4611 | 2734438.243 | 1232598.5371
175 | 2734442.9732 | 1232709.8169 | 2734438.6407 | 1232706.6696
176 | 2734329.4268 | 1232604.3488 | 2734330.8109 | 1232611.4751 | 2734334.7453 | 1232617.0354 | 2734339.0521 | 1232624.2166 | 2734344.3821 | 1232631.0318 | 2734350.335 | 1232637.4385 | 2734355.3417 | 1232640.7989 | 2734359.9398 | 1232644.139 | 2734361.2316 | 1232645.28
177 | 2734673.9818 | 1232782.2747 | 2734791.4371 | 1232598.0321
178 | 2734671.8485 | 1232802.6454 | 2734673.9818 | 1232782.2747 | 2734673.9818 | 1232782.2747
179 | 2734794.2255 | 1232593.4272 | 2734791.4371 | 1232598.0321
180 | 2734669.8342 | 1232821.8813 | 2734671.8485 | 1232802.6454
181 | 2734442.9732 | 1232709.8169 | 2734509.3068 | 1232794.6457
182 | 2734662.6506 | 1232835.1166 | 2734509.3068 | 1232794.6457
183 | 2734509.3068 | 1232794.6457 | 2734391.3726 | 1232954.9151
184 | 2734264.795 | 1232875.6396 | 2734277.1092 | 1232879.3238 | 2734326.6548 | 1232916.1414 | 2734364.9759 | 1232936.8251 | 2734379.8367 | 1232947.0094
185 | 2734264.795 | 1232875.6396 | 2734087.3504 | 1232762.3411
186 | 2734391.3726 | 1232954.9151 | 2734379.8367 | 1232947.0094
187 | 2734669.8342 | 1232821.8813 | 2734662.6506 | 1232835.1166
188 | 2734391.3726 | 1232954.9151 | 2734398.7202 | 1232961.987
189 | 2734426.7991 | 1232989.012 | 2734398.7202 | 1232961.987
190 | 2734881.6617 | 1232939.2214 | 2734930.05 | 1233078.0463
191 | 2734669.8342 | 1232821.8813 | 2734881.6617 | 1232939.2214
192 | 2733618.5024 | 1233319.1021 | 2733614.9713 | 1233308.4025 | 2733612.0415 | 1233295.2142 | 2733608.9778 | 1233272.8263 | 2733604.6447 | 1233260.7408 | 2733598.8769 | 1233251.4922 | 2733591.5592 | 1233242.4533 | 2733588.7688 | 1233239.6821
193 | 2733618.5024 | 1233319.1021 | 2733592.5195 | 1233328.0479
194 | 2733618.5024 | 1233319.1021 | 2733622.8115 | 1233325.1819 | 2733631.6352 | 1233334.2658 | 2733640.924 | 1233339.5125 | 2733649.7684 | 1233342.6251
195 | 2733592.5195 | 1233328.0479 | 2733575.3269 | 1233361.6533
196 | 2733649.7684 | 1233342.6251 | 2733651.5402 | 1233334.5692 | 2733648.4973 | 1233326.7496
197 | 2733728.4683 | 1233445.6226 | 2733649.7684 | 1233342.6251
198 | 2733728.4683 | 1233445.6226 | 2733729.5073 | 1233446.3487
199 | 2733853.9109 | 1233499.4305 | 2733792.6743 | 1233490.4886 | 2733729.5073 | 1233446.3487
200 | 2733975.6473 | 1233320.5708 | 2733977.5285 | 1233320.8632 | 2733985.252 | 1233322.9613 | 2733985.252 | 1233322.9613
201 | 2733985.252 | 1233322.9613 | 2733993.1615 | 1233326.8874 | 2734000.4342 | 1233333.1901 | 2734005.5442 | 1233339.6775 | 2734008.7965 | 1233346.9236 | 2734010.3602 | 1233354.154 | 2734010.7884 | 1233361.6923 | 2734009.7786 | 1233369.5206 | 2734006.691 | 1233378.1362 | 2734002.2554 | 1233384.7307 | 2733993.7352 | 1233392.7677 | 2733985.4975 | 1233398.6269
202 | 2734794.2255 | 1232593.4272 | 2734831.8784 | 1232531.2474
203 | 2734831.8784 | 1232531.2474 | 2734844.3053 | 1232510.7258
204 | 2733895.8776 | 1233502.7564 | 2733895.907 | 1233492.0479 | 2733896.8475 | 1233482.9169 | 2733899.3815 | 1233473.6549 | 2733903.4995 | 1233465.3517 | 2733907.8257 | 1233458.5656 | 2733915.3396 | 1233450.806 | 2733925.6256 | 1233442.375 | 2733941.2692 | 1233431.129 | 2733982.5817 | 1233400.7008 | 2733985.4975 | 1233398.6269
205 | 2733895.8776 | 1233502.7564 | 2733891.9085 | 1233502.4445
206 | 2733895.8776 | 1233502.7564 | 2733897.6434 | 1233512.1153 | 2733902.7378 | 1233526.6758 | 2733911.3538 | 1233543.2619 | 2733920.9413 | 1233559.0803 | 2733933.0033 | 1233578.0127 | 2733945.9406 | 1233594.7297 | 2733953.5944 | 1233604.0709
207 | 2733853.9109 | 1233499.4305 | 2733891.9085 | 1233502.4445
208 | 2733891.9085 | 1233502.4445 | 2733892.9568 | 1233513.3886 | 2733903.9014 | 1233538.8902 | 2733911.3435 | 1233551.1114
209 | 2733995.7103 | 1233642.2366 | 2733971.8235 | 1233624.4384 | 2733958.176 | 1233609.6626 | 2733953.5944 | 1233604.0709
210 | 2733953.5944 | 1233604.0709 | 2733854.1629 | 1233674.0632
211 | 2733853.9109 | 1233499.4305 | 2733842.3092 | 1233494.3316 | 2733838.3847 | 1233487.6708 | 2733838.1424 | 1233481.2821 | 2733840.8027 | 1233475.1479 | 2733847.5148 | 1233465.1755
212 | 2733995.7103 | 1233642.2366 | 2733994.6604 | 1233646.1384
213 | 2733854.1629 | 1233674.0632 | 2733845.3747 | 1233661.3499
214 | 2733852.6871 | 1233439.0287 | 2733855.8622 | 1233443.7714 | 2733855.2757 | 1233452.6546 | 2733850.0337 | 1233461.433 | 2733847.5148 | 1233465.1755
215 | 2733994.6604 | 1233646.1384 | 2733994.2134 | 1233648.8307 | 2733994.6254 | 1233655.4123 | 2733996.3374 | 1233661.124
216 | 2733996.3374 | 1233661.124 | 2734003.2605 | 1233684.2205 | 2734006.2336 | 1233692.0831 | 2734010.3214 | 1233697.5355 | 2734016.8092 | 1233702.0189 | 2734026.1605 | 1233704.4541 | 2734034.4263 | 1233703.6398 | 2734048.6333 | 1233701.1714
217 | 2733852.6871 | 1233439.0287 | 2733850.6087 | 1233435.9241
218 | 2734048.6333 | 1233701.1714 | 2734087.1629 | 1233694.4771 | 2734097.3646 | 1233693.4619 | 2734098.058 | 1233693.5147
219 | 2734102.2231 | 1233693.8321 | 2734098.058 | 1233693.5147
220 | 2734114.6267 | 1233697.0545 | 2734114.6267 | 1233697.0545 | 2734107.7375 | 1233694.2522 | 2734102.2231 | 1233693.8321
221 | 2734153.72 | 1233644.9443 | 2734135.6403 | 1233644.2057 | 2734135.6403 | 1233644.2057
222 | 2734153.72 | 1233644.9443 | 2734161.2153 | 1233645.2505 | 2734169.8902 | 1233646.0229
223 | 2733842.0288 | 1233429.1474 | 2733850.6087 | 1233435.9241

## bus_geodata
| x | y | coords
0 | 2733736.3053 | 1234168.6233
1 | 2733739.614 | 1234184.4874
2 | 2733732.8316 | 1234019.2602
3 | 2733748.7356 | 1234182.6535
4 | 2733659.0777 | 1234308.9665
5 | 2733835.4766 | 1233956.5005
6 | 2733839.0076 | 1234238.916
7 | 2733648.1649 | 1234320.9825
8 | 2733737.0622 | 1234578.0312
9 | 2733749.5047 | 1234504.0511
10 | 2733735.3234 | 1234585.1263
11 | 2733814.5786 | 1234493.9176
12 | 2733694.875 | 1234335.1835
13 | 2733723.6982 | 1234600.5139
14 | 2733572.2063 | 1234442.9563
15 | 2733577.496 | 1234392.7973
16 | 2733995.9091 | 1234613.0167
17 | 2733620.1909 | 1234340.2677
18 | 2734015.1299 | 1234637.3286
19 | 2734036.853 | 1234616.354
20 | 2734047.2473 | 1234599.1388
21 | 2734036.1504 | 1234453.3167
22 | 2734025.7673 | 1234441.5652
23 | 2733823.093 | 1233852.4235
24 | 2733852.6068 | 1233860.7359
25 | 2733735.4058 | 1233827.4575
26 | 2733902.3176 | 1233887.5637
27 | 2733686.5169 | 1233900.6802
28 | 2733925.4088 | 1233906.7575
29 | 2733878.477 | 1233898.3593
30 | 2733595.2666 | 1233931.091
31 | 2734026.1637 | 1233934.4954
32 | 2733876.8965 | 1233919.0402
33 | 2733261.905 | 1233906.4191
34 | 2733282.7305 | 1233887.012
35 | 2733250.499 | 1233911.9724
36 | 2733335.5187 | 1233770.6959
37 | 2733398.3978 | 1233793.5324
38 | 2733310.2599 | 1233714.4472
39 | 2733581.4273 | 1234377.5003
40 | 2733581.4102 | 1234367.5859
41 | 2733304.2326 | 1233699.6361
42 | 2733302.1136 | 1233694.4289
43 | 2733385.2278 | 1233462.5824
44 | 2733574.0765 | 1233364.0975
45 | 2733416.7197 | 1233812.2009
46 | 2733515.4041 | 1233801.3362
47 | 2733438.6305 | 1233820.0856
48 | 2733518.0242 | 1233800.9179
49 | 2733498.1654 | 1233842.0775
50 | 2733540.716 | 1233797.2952
51 | 2733549.1966 | 1233939.6184
52 | 2733371.7259 | 1234063.3664
53 | 2733374.974 | 1234061.1522
54 | 2733481.0631 | 1233968.6391
55 | 2734038.4808 | 1233933.0164
56 | 2733929.2229 | 1233949.7899
57 | 2733870.0108 | 1233967.8268
58 | 2733554.2349 | 1233940.5324
59 | 2734049.1941 | 1233790.0136
60 | 2734049.7139 | 1233786.2855
61 | 2734049.4897 | 1233929.4394
62 | 2734052.3038 | 1233769.6911
63 | 2734079.3048 | 1233957.6361
64 | 2734064.478 | 1233921.7567
65 | 2734225.823 | 1233788.0074
66 | 2734234.388 | 1233803.1178
67 | 2734215.1479 | 1233769.1742
68 | 2734237.8068 | 1233809.9427
69 | 2734212.1535 | 1233762.6717
70 | 2734230.0366 | 1233769.5922
71 | 2734244.9968 | 1233827.743
72 | 2734207.7138 | 1233748.594
73 | 2734253.1168 | 1233769.3476
74 | 2734247.344 | 1233834.4095
75 | 2734206.966 | 1233746.0196
76 | 2734284.6536 | 1233774.2125
77 | 2734253.1366 | 1233851.8566
78 | 2734253.7244 | 1233853.6957
79 | 2734254.0463 | 1233887.2765
80 | 2734479.2532 | 1233935.7369
81 | 2734476.458 | 1233901.7279
82 | 2734501.6808 | 1233953.7462
83 | 2734456.9931 | 1233893.7682
84 | 2734521.1276 | 1233962.1239
85 | 2734427.8335 | 1233881.8442
86 | 2734508.2828 | 1233980.3262
87 | 2734546.87 | 1233974.1058
88 | 2734416.7806 | 1233892.1555
89 | 2734402.1586 | 1233857.8207
90 | 2734511.929 | 1233986.8553
91 | 2734556.646 | 1233976.1511
92 | 2734579.16 | 1233974.5262
93 | 2734364.937 | 1233822.9985
94 | 2734394.3872 | 1233850.5502
95 | 2734441.7645 | 1233795.8228
96 | 2734665.1093 | 1233712.3036
97 | 2734178.6176 | 1233712.7032
98 | 2734159.0376 | 1233713.4826
99 | 2734183.8606 | 1233712.4944
100 | 2734150.8509 | 1233713.8086
101 | 2734204.489 | 1233711.6732
102 | 2734136.5386 | 1233709.4153
103 | 2734140.0614 | 1233727.4295
104 | 2734212.2058 | 1233711.8213
105 | 2734205.2902 | 1233725.8883
106 | 2734122.8221 | 1233701.864
107 | 2734124.7937 | 1233738.2247
108 | 2734220.5087 | 1233711.9806
109 | 2734249.2209 | 1233907.4384
110 | 2734247.8151 | 1233913.3044
111 | 2734255.4167 | 1233712.3861
112 | 2734324.8815 | 1233697.6819
113 | 2734252.9367 | 1233712.462
114 | 2734392.8854 | 1233665.891
115 | 2734231.7516 | 1233712.1964
116 | 2734312.6488 | 1233658.5507
117 | 2734423.9644 | 1233668.6694
118 | 2734242.937 | 1233652.4533
119 | 2734406.0704 | 1233902.1472
120 | 2734240.8273 | 1233652.2688
121 | 2734402.7677 | 1233938.3146
122 | 2734426.1251 | 1233911.6984
123 | 2734368.3734 | 1233929.5259
124 | 2734429.334 | 1233913.2267
125 | 2734448.2486 | 1233975.275
126 | 2734449.1191 | 1233936.8284
127 | 2734623.6152 | 1233604.6824
128 | 2734148.0109 | 1233778.3093
129 | 2734111.6139 | 1233770.2645
130 | 2734107.7641 | 1233753.9468
131 | 2734112.0523 | 1233744.3146
132 | 2734091.0728 | 1233751.6953
133 | 2734245.5205 | 1233922.8744
134 | 2734553.5584 | 1233998.1112
135 | 2734507.8844 | 1234035.4277
136 | 2734529.8657 | 1234024.0988
137 | 2734497.1905 | 1234033.7176
138 | 2734496.8936 | 1234033.6702
139 | 2734354.6983 | 1234271.7803
140 | 2734314.5814 | 1234207.3405
141 | 2734239.8607 | 1233940.3095
142 | 2734214.8986 | 1233963.4906
143 | 2734169.0797 | 1233948.799
144 | 2734227.5362 | 1233995.1016
145 | 2734155.5954 | 1233937.5539
146 | 2734172.1928 | 1233991.6817
147 | 2734309.5011 | 1234120.4876
148 | 2734136.1004 | 1233922.0672
149 | 2734146.2887 | 1233998.2268
150 | 2734331.5709 | 1234142.036
151 | 2734300.7495 | 1234226.4441
152 | 2734068.6347 | 1233755.0109
153 | 2734063.2272 | 1233757.4628
154 | 2734084.1485 | 1233753.1815
155 | 2734058.0982 | 1233759.7884
156 | 2734121.547 | 1233701.1147
157 | 2734093.5379 | 1233893.1762
158 | 2734101.4942 | 1233906.9934
159 | 2734082.4093 | 1233876.4922
160 | 2734095.3086 | 1233908.1439
161 | 2734776.851 | 1233343.795
162 | 2734768.6996 | 1233352.5431
163 | 2734753.3263 | 1233311.4025
164 | 2734563.7875 | 1233415.7371
165 | 2734565.4111 | 1233444.2403
166 | 2734444.2811 | 1233241.2787
167 | 2734657.9604 | 1233132.5713
168 | 2734635.2911 | 1233118.3747
169 | 2734415.3324 | 1232647.5121
170 | 2734404.9783 | 1232669.6456
171 | 2734438.243 | 1232598.5371
172 | 2734438.6407 | 1232706.6696
173 | 2734329.4268 | 1232604.3488
174 | 2734673.9818 | 1232782.2747
175 | 2734791.4371 | 1232598.0321
176 | 2734671.8485 | 1232802.6454
177 | 2734442.9732 | 1232709.8169
178 | 2734361.2316 | 1232645.28
179 | 2734509.3068 | 1232794.6457
180 | 2734264.795 | 1232875.6396
181 | 2734379.8367 | 1232947.0094
182 | 2734087.3504 | 1232762.3411
183 | 2734662.6506 | 1232835.1167
184 | 2734391.3726 | 1232954.9151
185 | 2734426.7991 | 1232989.012
186 | 2734930.05 | 1233078.0463
187 | 2734881.6617 | 1232939.2214
188 | 2734398.7202 | 1232961.987
189 | 2733588.7688 | 1233239.6821
190 | 2733618.5024 | 1233319.1021
191 | 2733592.5195 | 1233328.0479
192 | 2733649.7684 | 1233342.6251
193 | 2733728.4683 | 1233445.6226
194 | 2733729.5073 | 1233446.3487
195 | 2733575.3269 | 1233361.6533
196 | 2733648.4973 | 1233326.7496
197 | 2733975.6473 | 1233320.5708
198 | 2733985.252 | 1233322.9613
199 | 2734669.8342 | 1232821.8813
200 | 2734794.2255 | 1232593.4272
201 | 2734831.8784 | 1232531.2474
202 | 2734844.3053 | 1232510.7258
203 | 2733985.4975 | 1233398.6269
204 | 2733895.8776 | 1233502.7564
205 | 2733891.9085 | 1233502.4445
206 | 2733953.5944 | 1233604.0709
207 | 2733853.9109 | 1233499.4305
208 | 2733911.3435 | 1233551.1114
209 | 2733995.7103 | 1233642.2366
210 | 2733854.1629 | 1233674.0632
211 | 2733847.5148 | 1233465.1755
212 | 2733994.6604 | 1233646.1384
213 | 2733996.3374 | 1233661.124
214 | 2733852.6871 | 1233439.0287
215 | 2734048.6333 | 1233701.1714
216 | 2734098.058 | 1233693.5147
217 | 2734102.2231 | 1233693.8321
218 | 2734114.6267 | 1233697.0545
219 | 2734135.6403 | 1233644.2057
220 | 2734153.72 | 1233644.9443
221 | 2734169.8902 | 1233646.0229
222 | 2733845.3747 | 1233661.3499
223 | 2733850.6087 | 1233435.9241
224 | 2733842.0288 | 1233429.1474
225 | 2734215.1479 | 1233769.1742

## line_std_types
| c_nf_per_km | r_ohm_per_km | x_ohm_per_km | max_i_ka | type | q_mm2 | alpha | voltage_rating
NAYY 4x50 SE | 210 | 0.642 | 0.083 | 0.142 | cs | 50 | 0.00403 | LV
NAYY 4x120 SE | 264 | 0.225 | 0.08 | 0.242 | cs | 120 | 0.00403 | LV
NAYY 4x150 SE | 261 | 0.208 | 0.08 | 0.27 | cs | 150 | 0.00403 | LV
NA2XS2Y 1x95 RM/25 12/20 kV | 216 | 0.313 | 0.132 | 0.252 | cs | 95 | 0.00403 | MV
NA2XS2Y 1x185 RM/25 12/20 kV | 273 | 0.161 | 0.117 | 0.362 | cs | 185 | 0.00403 | MV
NA2XS2Y 1x240 RM/25 12/20 kV | 304 | 0.122 | 0.112 | 0.421 | cs | 240 | 0.00403 | MV
NA2XS2Y 1x95 RM/25 6/10 kV | 315 | 0.313 | 0.123 | 0.249 | cs | 95 | 0.00403 | MV
NA2XS2Y 1x185 RM/25 6/10 kV | 406 | 0.161 | 0.11 | 0.358 | cs | 185 | 0.00403 | MV
NA2XS2Y 1x240 RM/25 6/10 kV | 456 | 0.122 | 0.105 | 0.416 | cs | 240 | 0.00403 | MV
NA2XS2Y 1x150 RM/25 12/20 kV | 250 | 0.206 | 0.116 | 0.319 | cs | 150 | 0.00403 | MV
NA2XS2Y 1x120 RM/25 12/20 kV | 230 | 0.253 | 0.119 | 0.283 | cs | 120 | 0.00403 | MV
NA2XS2Y 1x70 RM/25 12/20 kV | 190 | 0.443 | 0.132 | 0.22 | cs | 70 | 0.00403 | MV
NA2XS2Y 1x150 RM/25 6/10 kV | 360 | 0.206 | 0.11 | 0.315 | cs | 150 | 0.00403 | MV
NA2XS2Y 1x120 RM/25 6/10 kV | 340 | 0.253 | 0.113 | 0.28 | cs | 120 | 0.00403 | MV
NA2XS2Y 1x70 RM/25 6/10 kV | 280 | 0.443 | 0.123 | 0.217 | cs | 70 | 0.00403 | MV
N2XS(FL)2Y 1x120 RM/35 64/110 kV | 112 | 0.153 | 0.166 | 0.366 | cs | 120 | 0.00393 | HV
N2XS(FL)2Y 1x185 RM/35 64/110 kV | 125 | 0.099 | 0.156 | 0.457 | cs | 185 | 0.00393 | HV
N2XS(FL)2Y 1x240 RM/35 64/110 kV | 135 | 0.075 | 0.149 | 0.526 | cs | 240 | 0.00393 | HV
N2XS(FL)2Y 1x300 RM/35 64/110 kV | 144 | 0.06 | 0.144 | 0.588 | cs | 300 | 0.00393 | HV
15-AL1/3-ST1A 0.4 | 11 | 1.8769 | 0.35 | 0.105 | ol | 16 | 0.00403 | LV
24-AL1/4-ST1A 0.4 | 11.25 | 1.2012 | 0.335 | 0.14 | ol | 24 | 0.00403 | LV
48-AL1/8-ST1A 0.4 | 12.2 | 0.5939 | 0.3 | 0.21 | ol | 48 | 0.00403 | LV
94-AL1/15-ST1A 0.4 | 13.2 | 0.306 | 0.29 | 0.35 | ol | 94 | 0.00403 | LV
34-AL1/6-ST1A 10.0 | 9.7 | 0.8342 | 0.36 | 0.17 | ol | 34 | 0.00403 | MV
48-AL1/8-ST1A 10.0 | 10.1 | 0.5939 | 0.35 | 0.21 | ol | 48 | 0.00403 | MV
70-AL1/11-ST1A 10.0 | 10.4 | 0.4132 | 0.339 | 0.29 | ol | 70 | 0.00403 | MV
94-AL1/15-ST1A 10.0 | 10.75 | 0.306 | 0.33 | 0.35 | ol | 94 | 0.00403 | MV
122-AL1/20-ST1A 10.0 | 11.1 | 0.2376 | 0.323 | 0.41 | ol | 122 | 0.00403 | MV
149-AL1/24-ST1A 10.0 | 11.25 | 0.194 | 0.315 | 0.47 | ol | 149 | 0.00403 | MV
34-AL1/6-ST1A 20.0 | 9.15 | 0.8342 | 0.382 | 0.17 | ol | 34 | 0.00403 | MV
48-AL1/8-ST1A 20.0 | 9.5 | 0.5939 | 0.372 | 0.21 | ol | 48 | 0.00403 | MV
70-AL1/11-ST1A 20.0 | 9.7 | 0.4132 | 0.36 | 0.29 | ol | 70 | 0.00403 | MV
94-AL1/15-ST1A 20.0 | 10 | 0.306 | 0.35 | 0.35 | ol | 94 | 0.00403 | MV
122-AL1/20-ST1A 20.0 | 10.3 | 0.2376 | 0.344 | 0.41 | ol | 122 | 0.00403 | MV
149-AL1/24-ST1A 20.0 | 10.5 | 0.194 | 0.337 | 0.47 | ol | 149 | 0.00403 | MV
184-AL1/30-ST1A 20.0 | 10.75 | 0.1571 | 0.33 | 0.535 | ol | 184 | 0.00403 | MV
243-AL1/39-ST1A 20.0 | 11 | 0.1188 | 0.32 | 0.645 | ol | 243 | 0.00403 | MV
48-AL1/8-ST1A 110.0 | 8 | 0.5939 | 0.46 | 0.21 | ol | 48 | 0.00403 | HV
70-AL1/11-ST1A 110.0 | 8.4 | 0.4132 | 0.45 | 0.29 | ol | 70 | 0.00403 | HV
94-AL1/15-ST1A 110.0 | 8.65 | 0.306 | 0.44 | 0.35 | ol | 94 | 0.00403 | HV
122-AL1/20-ST1A 110.0 | 8.5 | 0.2376 | 0.43 | 0.41 | ol | 122 | 0.00403 | HV
149-AL1/24-ST1A 110.0 | 8.75 | 0.194 | 0.41 | 0.47 | ol | 149 | 0.00403 | HV
184-AL1/30-ST1A 110.0 | 8.8 | 0.1571 | 0.4 | 0.535 | ol | 184 | 0.00403 | HV
243-AL1/39-ST1A 110.0 | 9 | 0.1188 | 0.39 | 0.645 | ol | 243 | 0.00403 | HV
305-AL1/39-ST1A 110.0 | 9.2 | 0.0949 | 0.38 | 0.74 | ol | 305 | 0.00403 | HV
490-AL1/64-ST1A 110.0 | 9.75 | 0.059 | 0.37 | 0.96 | ol | 490 | 0.00403 | HV
679-AL1/86-ST1A 110.0 | 9.95 | 0.042 | 0.36 | 1.15 | ol | 679 | 0.00403 | HV
490-AL1/64-ST1A 220.0 | 10 | 0.059 | 0.285 | 0.96 | ol | 490 | 0.00403 | HV
679-AL1/86-ST1A 220.0 | 11.7 | 0.042 | 0.275 | 1.15 | ol | 679 | 0.00403 | HV
490-AL1/64-ST1A 380.0 | 11 | 0.059 | 0.253 | 0.96 | ol | 490 | 0.00403 | HV
679-AL1/86-ST1A 380.0 | 14.6 | 0.042 | 0.25 | 1.15 | ol | 679 | 0.00403 | HV

## trafo_std_types
| i0_percent | pfe_kw | vkr_percent | sn_mva | vn_lv_kv | vn_hv_kv | vk_percent | shift_degree | vector_group | tap_side | tap_neutral | tap_min | tap_max | tap_step_degree | tap_step_percent | tap_phase_shifter
160 MVA 380/110 kV | 0.06 | 60 | 0.25 | 160 | 110 | 380 | 12.2 | 0 | Yy0 | hv | 0 | -9 | 9 | 0 | 1.5 | FALSE
100 MVA 220/110 kV | 0.06 | 55 | 0.26 | 100 | 110 | 220 | 12 | 0 | Yy0 | hv | 0 | -9 | 9 | 0 | 1.5 | FALSE
63 MVA 110/20 kV | 0.04 | 22 | 0.32 | 63 | 20 | 110 | 18 | 150 | YNd5 | hv | 0 | -9 | 9 | 0 | 1.5 | FALSE
40 MVA 110/20 kV | 0.05 | 18 | 0.34 | 40 | 20 | 110 | 16.2 | 150 | YNd5 | hv | 0 | -9 | 9 | 0 | 1.5 | FALSE
25 MVA 110/20 kV | 0.07 | 14 | 0.41 | 25 | 20 | 110 | 12 | 150 | YNd5 | hv | 0 | -9 | 9 | 0 | 1.5 | FALSE
63 MVA 110/10 kV | 0.04 | 22 | 0.32 | 63 | 10 | 110 | 18 | 150 | YNd5 | hv | 0 | -9 | 9 | 0 | 1.5 | FALSE
40 MVA 110/10 kV | 0.05 | 18 | 0.34 | 40 | 10 | 110 | 16.2 | 150 | YNd5 | hv | 0 | -9 | 9 | 0 | 1.5 | FALSE
25 MVA 110/10 kV | 0.07 | 14 | 0.41 | 25 | 10 | 110 | 12 | 150 | YNd5 | hv | 0 | -9 | 9 | 0 | 1.5 | FALSE
0.25 MVA 20/0.4 kV | 0.32 | 0.8 | 1.44 | 0.25 | 0.4 | 20 | 6 | 150 | Yzn5 | hv | 0 | -2 | 2 | 0 | 2.5 | FALSE
0.4 MVA 20/0.4 kV | 0.3375 | 1.35 | 1.425 | 0.4 | 0.4 | 20 | 6 | 150 | Dyn5 | hv | 0 | -2 | 2 | 0 | 2.5 | FALSE
0.63 MVA 20/0.4 kV | 0.2619 | 1.65 | 1.206 | 0.63 | 0.4 | 20 | 6 | 150 | Dyn5 | hv | 0 | -2 | 2 | 0 | 2.5 | FALSE
0.25 MVA 10/0.4 kV | 0.24 | 0.6 | 1.2 | 0.25 | 0.4 | 10 | 4 | 150 | Dyn5 | hv | 0 | -2 | 2 | 0 | 2.5 | FALSE
0.4 MVA 10/0.4 kV | 0.2375 | 0.95 | 1.325 | 0.4 | 0.4 | 10 | 4 | 150 | Dyn5 | hv | 0 | -2 | 2 | 0 | 2.5 | FALSE
0.63 MVA 10/0.4 kV | 0.1873 | 1.18 | 1.0794 | 0.63 | 0.4 | 10 | 4 | 150 | Dyn5 | hv | 0 | -2 | 2 | 0 | 2.5 | FALSE

## trafo3w_std_types
| sn_hv_mva | sn_mv_mva | sn_lv_mva | vn_hv_kv | vn_mv_kv | vn_lv_kv | vk_hv_percent | vk_mv_percent | vk_lv_percent | vkr_hv_percent | vkr_mv_percent | vkr_lv_percent | pfe_kw | i0_percent | shift_mv_degree | shift_lv_degree | vector_group | tap_side | tap_neutral | tap_min | tap_max | tap_step_percent
63/25/38 MVA 110/20/10 kV | 63 | 25 | 38 | 110 | 20 | 10 | 10.4 | 10.4 | 10.4 | 0.28 | 0.32 | 0.35 | 35 | 0.89 | 0 | 0 | YN0yn0yn0 | hv | 0 | -10 | 10 | 1.2
63/25/38 MVA 110/10/10 kV | 63 | 25 | 38 | 110 | 10 | 10 | 10.4 | 10.4 | 10.4 | 0.28 | 0.32 | 0.35 | 35 | 0.89 | 0 | 0 | YN0yn0yn0 | hv | 0 | -10 | 10 | 1.2

## fuse_std_types
| fuse_type | i_rated_a | t_avg | t_min | t_total | x_avg | x_min | x_total
HV 100A | HV 100A | 100 | 0 | [10.0, 3.64, 0.854, 0.281, 0.1, 0.0531, 0.022, 0.01] | [10.0, 4.267, 1.21, 0.403, 0.1, 0.058, 0.022, 0.01] | 0 | [300.0, 350.0, 450.0, 550.0, 700.0, 850.0, 1200.0, 1752.0] | [600.0, 700.0, 900.0, 1150.0, 1665.0, 2000.0, 3000.0, 4313.0]
HV 10A | HV 10A | 10 | 0 | [10.0, 1675.0, 0.344, 0.156, 0.1, 0.0417, 0.0171, 0.01] | [10.0, 1.3, 0.3, 0.155, 0.1, 0.0555, 0.023, 0.01] | 0 | [30.0, 32.0, 35.0, 37.0, 39.0, 50.0, 70.0, 88.0] | [60.0, 70.0, 80.0, 87.0, 94.0, 110.0, 150.0, 216.0]
HV 125A | HV 125A | 125 | 0 | [10.0, 1.82, 0.344, 0.1, 0.0467, 0.0269, 0.01] | [10.0, 2.478, 0.426, 0.1, 0.0427, 0.0211, 0.01] | 0 | [375.0, 500.0, 700.0, 925.0, 1200.0, 1500.0, 2341.0] | [750.0, 1000.0, 1500.0, 2200.0, 3000.0, 4000.0, 5765.0]
HV 160A | HV 160A | 160 | 0 | [10.0, 4.15, 1.03, 0.198, 0.1, 0.051, 0.0172, 0.01] | [10.0, 2.3, 0.734, 0.274, 0.1, 0.046, 0.0177, 0.01] | 0 | [480.0, 550.0, 700.0, 1000.0, 1260.0, 1600.0, 2500.0, 3227.0] | [960.0, 1300.0, 1700.0, 2200.0, 2996.0, 4000.0, 6000.0, 7946.0]
HV 16A | HV 16A | 16 | 0 | [10.0, 0.352, 0.164, 0.1, 0.0649, 0.0342, 0.01] | [10.0, 2.34, 0.722, 0.181, 0.1, 0.055, 0.0296, 0.01] | 0 | [48.0, 60.0, 65.0, 71.0, 80.0, 100.0, 162.0] | [96.0, 110.0, 125.0, 150.0, 168.0, 200.0, 250.0, 398.0]
HV 200A | HV 200A | 200 | 0 | [10.0, 4.267, 1.21, 0.403, 0.1, 0.058, 0.022, 0.01] | [10.0, 3.73, 1.654, 0.328, 0.1, 0.0531, 0.019, 0.01] | 0 | [600.0, 700.0, 900.0, 1150.0, 1665.0, 2000.0, 3000.0, 4313.0] | [1200.0, 1500.0, 1800.0, 2700.0, 3960.0, 5000.0, 7500.0, 10620.0]
HV 20A | HV 20A | 20 | 0 | [10.0, 1.3, 0.3, 0.155, 0.1, 0.0555, 0.023, 0.01] | [10.0, 1.3, 0.161, 0.1, 0.0611, 0.0399, 0.0141, 0.01] | 0 | [60.0, 70.0, 80.0, 87.0, 94.0, 110.0, 150.0, 216.0] | [120.0, 150.0, 200.0, 223.0, 260.0, 300.0, 450.0, 532.0]
HV 25A | HV 25A | 25 | 0 | [10.0, 2.512, 0.833, 0.299, 0.1, 0.0372, 0.0223, 0.01] | [10.0, 3.125, 0.597, 0.198, 0.1, 0.0378, 0.022, 0.01] | 0 | [75.0, 82.0, 90.0, 100.0, 124.0, 170.0, 200.0, 289.0] | [150.0, 170.0, 210.0, 250.0, 294.0, 400.0, 500.0, 711.0]
HV 31.5A | HV 31.5A | 31.5 | 0 | [10.0, 2.34, 0.722, 0.181, 0.1, 0.055, 0.0296, 0.01] | [10.0, 2.84, 0.368, 0.164, 0.1, 0.0621, 0.0378, 0.0195, 0.01] | 0 | [95.0, 110.0, 125.0, 150.0, 165.0, 200.0, 250.0, 390.0] | [189.0, 220.0, 300.0, 350.0, 393.0, 450.0, 530.0, 700.0, 960.0]
HV 40A | HV 40A | 40 | 0 | [10.0, 1.3, 0.161, 0.1, 0.0611, 0.0399, 0.0141, 0.01] | [10.0, 2.05, 0.369, 0.198, 0.1, 0.051, 0.0298, 0.01] | 0 | [120.0, 150.0, 200.0, 223.0, 260.0, 300.0, 450.0, 532.0] | [240.0, 300.0, 400.0, 450.0, 530.0, 650.0, 800.0, 1311.0]
HV 50A | HV 50A | 50 | 0 | [10.0, 3.215, 0.597, 0.198, 0.1, 0.0378, 0.022, 0.01] | [10.0, 3.64, 0.854, 0.281, 0.1, 0.0531, 0.022, 0.01] | 0 | [150.0, 170.0, 210.0, 250.0, 294.0, 400.0, 500.0, 711.0] | [300.0, 350.0, 450.0, 550.0, 700.0, 850.0, 1200.0, 1752.0]
HV 6.3A | HV 6.3A | 6.3 | 0 | [10.0, 1.39, 0.344, 0.168, 0.1, 0.056, 0.0263, 0.01] | [10.0, 1.711, 0.516, 0.198, 0.1, 0.0634, 0.0303, 0.01] | 0 | [19.0, 19.5, 20.4, 20.8, 22.0, 25.0, 32.0, 48.0] | [38.0, 40.0, 43.0, 48.0, 53.0, 60.0, 75.0, 118.0]
HV 63A | HV 63A | 63 | 0 | [10.0, 2.84, 0.368, 0.164, 0.1, 0.0621, 0.0378, 0.0195, 0.01] | [10.0, 1.82, 0.344, 0.1, 0.0467, 0.0269, 0.01] | 0 | [189.0, 220.0, 300.0, 350.0, 393.0, 450.0, 530.0, 700.0, 961.0] | [378.0, 500.0, 700.0, 934.0, 1200.0, 1500.0, 2366.0]
HV 80A | HV 80A | 80 | 0 | [10.0, 2.05, 0.369, 0.198, 0.1, 0.051, 0.0298, 0.01] | [10.0, 4.15, 1.03, 0.198, 0.1, 0.051, 0.0172, 0.01] | 0 | [240.0, 300.0, 400.0, 450.0, 530.0, 650.0, 800.0, 1311.0] | [480.0, 550.0, 700.0, 1000.0, 1260.0, 1600.0, 2500.0, 3227.0]
Siemens NH-1-100 | Siemens NH-1-100 | 100 | [5400.0, 2000.0, 400.0, 20.0, 1.0, 0.2, 0.012, 0.004] | 0 | 0 | [150.0, 190.0, 250.0, 430.0, 900.0, 1250.0, 2700.0, 3600.0] | 0 | 0
Siemens NH-1-125 | Siemens NH-1-125 | 125 | [4800.0, 120.0, 7.0, 0.1, 0.004] | 0 | 0 | [180.0, 400.0, 740.0, 2000.0, 4250.0] | 0 | 0
Siemens NH-1-16 | Siemens NH-1-16 | 16 | [4000.0, 400.0, 2.0, 0.1, 0.04, 0.01] | 0 | 0 | [26.0, 35.0, 75.0, 150.0, 200.0, 300.0] | 0 | 0
Siemens NH-1-160 | Siemens NH-1-160 | 160 | [4800.0, 120.0, 7.0, 0.1, 0.004] | 0 | 0 | [210.0, 500.0, 900.0, 2300.0, 5000.0] | 0 | 0
Siemens NH-1-25 | Siemens NH-1-25 | 25 | [4000.0, 1000.0, 10.0, 0.2, 0.02, 0.01] | 0 | 0 | [40.0, 50.0, 100.0, 210.0, 400.0, 500.0] | 0 | 0
Siemens NH-1-50 | Siemens NH-1-50 | 50 | [4000.0, 40.0, 4.0, 1.0, 0.02, 0.01] | 0 | 0 | [86.0, 200.0, 300.0, 400.0, 1000.0, 1280.0] | 0 | 0
Siemens NH-1-63 | Siemens NH-1-63 | 63 | [4000.0, 100.0, 10.0, 2.0, 0.04, 0.01] | 0 | 0 | [100.0, 200.0, 300.0, 400.0, 1000.0, 1500.0] | 0 | 0
Siemens NH-1-80 | Siemens NH-1-80 | 80 | [4800.0, 120.0, 7.0, 0.1, 0.01] | 0 | 0 | [150.58, 250.0, 450.0, 1150.0, 2470.0] | 0 | 0
Siemens NH-2-1000 | Siemens NH-2-1000 | 1000 | [4800.0, 120.0, 7.0, 0.1, 0.004] | 0 | 0 | [1900.0, 3500.0, 8400.0, 24000.0, 52000.0] | 0 | 0
Siemens NH-2-200 | Siemens NH-2-200 | 200 | [4800.0, 120.0, 7.0, 0.1, 0.004] | 0 | 0 | [280.0, 650.0, 1200.0, 3000.0, 7000.0] | 0 | 0
Siemens NH-2-224 | Siemens NH-2-224 | 224 | [4800.0, 120.0, 7.0, 0.2, 0.04, 0.004] | 0 | 0 | [400.0, 750.0, 1453.0, 3025.0, 4315.0, 7600.0] | 0 | 0
Siemens NH-2-250 | Siemens NH-2-250 | 250 | [4800.0, 120.0, 7.0, 0.1, 0.004] | 0 | 0 | [450.0, 800.0, 1650.0, 4000.0, 8500.0] | 0 | 0
Siemens NH-2-315 | Siemens NH-2-315 | 315 | [4800.0, 120.0, 7.0, 0.1, 0.004] | 0 | 0 | [550.0, 920.0, 1900.0, 5000.0, 11000.0] | 0 | 0
Siemens NH-2-355 | Siemens NH-2-355 | 355 | [4800.0, 120.0, 6.0, 0.1, 0.004] | 0 | 0 | [650.0, 1116.27, 2350.0, 5840.0, 12790.0] | 0 | 0
Siemens NH-2-400 | Siemens NH-2-400 | 400 | [4800.0, 120.0, 7.0, 0.1, 0.004] | 0 | 0 | [720.0, 1350.0, 2800.0, 6500.0, 15000.0] | 0 | 0
Siemens NH-2-425 | Siemens NH-2-425 | 425 | [4800.0, 120.0, 7.0, 0.1, 0.004] | 0 | 0 | [850.0, 1500.0, 3050.0, 7500.0, 16500.0] | 0 | 0
Siemens NH-2-630 | Siemens NH-2-630 | 630 | [4800.0, 120.0, 7.0, 0.1, 0.004] | 0 | 0 | [1200.0, 2000.0, 4800.0, 12000.0, 26000.0] | 0 | 0

## dtypes
| element | column | dtype
0 | bus | name | object
1 | bus | vn_kv | float64
2 | bus | type | object
3 | bus | zone | object
4 | bus | in_service | bool
5 | load | name | object
6 | load | bus | uint32
7 | load | p_mw | float64
8 | load | q_mvar | float64
9 | load | const_z_percent | float64
10 | load | const_i_percent | float64
11 | load | sn_mva | float64
12 | load | scaling | float64
13 | load | in_service | bool
14 | load | type | object
15 | ext_grid | name | object
16 | ext_grid | bus | uint32
17 | ext_grid | vm_pu | float64
18 | ext_grid | va_degree | float64
19 | ext_grid | slack_weight | float64
20 | ext_grid | in_service | bool
21 | line | name | object
22 | line | std_type | object
23 | line | from_bus | uint32
24 | line | to_bus | uint32
25 | line | length_km | float64
26 | line | r_ohm_per_km | float64
27 | line | x_ohm_per_km | float64
28 | line | c_nf_per_km | float64
29 | line | g_us_per_km | float64
30 | line | max_i_ka | float64
31 | line | df | float64
32 | line | parallel | uint32
33 | line | type | object
34 | line | in_service | bool
35 | trafo | name | object
36 | trafo | std_type | object
37 | trafo | hv_bus | uint32
38 | trafo | lv_bus | uint32
39 | trafo | sn_mva | float64
40 | trafo | vn_hv_kv | float64
41 | trafo | vn_lv_kv | float64
42 | trafo | vk_percent | float64
43 | trafo | vkr_percent | float64
44 | trafo | pfe_kw | float64
45 | trafo | i0_percent | float64
46 | trafo | shift_degree | float64
47 | trafo | tap_side | object
48 | trafo | tap_neutral | int32
49 | trafo | tap_min | int32
50 | trafo | tap_max | int32
51 | trafo | tap_step_percent | float64
52 | trafo | tap_step_degree | float64
53 | trafo | tap_pos | int32
54 | trafo | tap_phase_shifter | bool
55 | trafo | parallel | uint32
56 | trafo | df | float64
57 | trafo | in_service | bool
58 | line_geodata | coords | object
59 | bus_geodata | x | float64
60 | bus_geodata | y | float64
61 | bus_geodata | coords | object

## parameters
| version | format_version | converged | OPF_converged | name | f_hz | sn_mva
0 | 2.14.6 | 2.14.0 | FALSE | FALSE |  | 50 | 1