## bus
| name | vn_kv | type | zone | in_service
0 | bus_LV_3360-9_0_4_node_0 | 0.4 | n |  | TRUE
1 | bus_LV_3360-9_0_4_node_1 | 0.4 | n |  | TRUE
2 | bus_LV_3360-9_0_4_node_3 | 0.4 | n |  | TRUE
3 | bus_LV_3360-9_0_4_node_5 | 0.4 | n |  | TRUE
4 | bus_LV_3360-9_0_4_node_4 | 0.4 | n |  | TRUE
5 | bus_LV_3360-9_0_4_node_6 | 0.4 | n |  | TRUE
6 | bus_LV_3360-9_0_4_node_88 | 0.4 | n |  | TRUE
7 | bus_LV_3360-9_0_4_node_86 | 0.4 | n |  | TRUE
8 | bus_LV_3360-9_0_4_node_91 | 0.4 | n |  | TRUE
9 | bus_LV_3360-9_0_4_node_83 | 0.4 | n |  | TRUE
10 | bus_LV_3360-9_0_4_node_7 | 0.4 | n |  | TRUE
11 | bus_LV_3360-9_0_4_node_8 | 0.4 | n |  | TRUE
12 | bus_LV_3360-9_0_4_node_12 | 0.4 | n |  | TRUE
13 | bus_LV_3360-9_0_4_node_13 | 0.4 | n |  | TRUE
14 | bus_LV_3360-9_0_4_node_15 | 0.4 | n |  | TRUE
15 | bus_LV_3360-9_0_4_node_16 | 0.4 | n |  | TRUE
16 | bus_LV_3360-9_0_4_node_17 | 0.4 | n |  | TRUE
17 | bus_LV_3360-9_0_4_node_18 | 0.4 | n |  | TRUE
18 | bus_LV_3360-9_0_4_node_9 | 0.4 | n |  | TRUE
19 | bus_LV_3360-9_0_4_node_10 | 0.4 | n |  | TRUE
20 | bus_LV_3360-9_0_4_node_11 | 0.4 | n |  | TRUE
21 | bus_LV_3360-9_0_4_node_121 | 0.4 | n |  | TRUE
22 | bus_LV_3360-9_0_4_node_120 | 0.4 | n |  | TRUE
23 | bus_LV_3360-9_0_4_node_134 | 0.4 | n |  | TRUE
24 | bus_LV_3360-9_0_4_node_135 | 0.4 | n |  | TRUE
25 | bus_LV_3360-9_0_4_node_133 | 0.4 | n |  | TRUE
26 | bus_LV_3360-9_0_4_node_148 | 0.4 | n |  | TRUE
27 | bus_LV_3360-9_0_4_node_137 | 0.4 | n |  | TRUE
28 | bus_LV_3360-9_0_4_node_136 | 0.4 | n |  | TRUE
29 | bus_LV_3360-9_0_4_node_138 | 0.4 | n |  | TRUE
30 | bus_LV_3360-9_0_4_node_131 | 0.4 | n |  | TRUE
31 | bus_LV_3360-9_0_4_node_149 | 0.4 | n |  | TRUE
32 | bus_LV_3360-9_0_4_node_19 | 0.4 | n |  | TRUE
33 | bus_LV_3360-9_0_4_node_20 | 0.4 | n |  | TRUE
34 | bus_LV_3360-9_0_4_node_21 | 0.4 | n |  | TRUE
35 | bus_LV_3360-9_0_4_node_22 | 0.4 | n |  | TRUE
36 | bus_LV_3360-9_0_4_node_23 | 0.4 | n |  | TRUE
37 | bus_LV_3360-9_0_4_node_79 | 0.4 | n |  | TRUE
38 | bus_LV_3360-9_0_4_node_25 | 0.4 | n |  | TRUE
39 | bus_LV_3360-9_0_4_node_24 | 0.4 | n |  | TRUE
40 | bus_LV_3360-9_0_4_node_26 | 0.4 | n |  | TRUE
41 | bus_LV_3360-9_0_4_node_27 | 0.4 | n |  | TRUE
42 | bus_LV_3360-9_0_4_node_38 | 0.4 | n |  | TRUE
43 | bus_LV_3360-9_0_4_node_35 | 0.4 | n |  | TRUE
44 | bus_LV_3360-9_0_4_node_28 | 0.4 | n |  | TRUE
45 | bus_LV_3360-9_0_4_node_78 | 0.4 | n |  | TRUE
46 | bus_LV_3360-9_0_4_node_43 | 0.4 | n |  | TRUE
47 | bus_LV_3360-9_0_4_node_33 | 0.4 | n |  | TRUE
48 | bus_LV_3360-9_0_4_node_31 | 0.4 | n |  | TRUE
49 | bus_LV_3360-9_0_4_node_30 | 0.4 | n |  | TRUE
50 | bus_LV_3360-9_0_4_node_32 | 0.4 | n |  | TRUE
51 | bus_LV_3360-9_0_4_node_186 | 0.4 | n |  | TRUE
52 | bus_LV_3360-9_0_4_node_185 | 0.4 | n |  | TRUE
53 | bus_LV_3360-9_0_4_node_34 | 0.4 | n |  | TRUE
54 | bus_LV_3360-9_0_4_node_36 | 0.4 | n |  | TRUE
55 | bus_LV_3360-9_0_4_node_37 | 0.4 | n |  | TRUE
56 | bus_LV_3360-9_0_4_node_39 | 0.4 | n |  | TRUE
57 | bus_LV_3360-9_0_4_node_40 | 0.4 | n |  | TRUE
58 | bus_LV_3360-9_0_4_node_41 | 0.4 | n |  | TRUE
59 | bus_LV_3360-9_0_4_node_42 | 0.4 | n |  | TRUE
60 | bus_LV_3360-9_0_4_node_44 | 0.4 | n |  | TRUE
61 | bus_LV_3360-9_0_4_node_45 | 0.4 | n |  | TRUE
62 | bus_LV_3360-9_0_4_node_46 | 0.4 | n |  | TRUE
63 | bus_LV_3360-9_0_4_node_47 | 0.4 | n |  | TRUE
64 | bus_LV_3360-9_0_4_node_66 | 0.4 | n |  | TRUE
65 | bus_LV_3360-9_0_4_node_65 | 0.4 | n |  | TRUE
66 | bus_LV_3360-9_0_4_node_49 | 0.4 | n |  | TRUE
67 | bus_LV_3360-9_0_4_node_51 | 0.4 | n |  | TRUE
68 | bus_LV_3360-9_0_4_node_50 | 0.4 | n |  | TRUE
69 | bus_LV_3360-9_0_4_node_96 | 0.4 | n |  | TRUE
70 | bus_LV_3360-9_0_4_node_97 | 0.4 | n |  | TRUE
71 | bus_LV_3360-9_0_4_node_101 | 0.4 | n |  | TRUE
72 | bus_LV_3360-9_0_4_node_99 | 0.4 | n |  | TRUE
73 | bus_LV_3360-9_0_4_node_105 | 0.4 | n |  | TRUE
74 | bus_LV_3360-9_0_4_node_52 | 0.4 | n |  | TRUE
75 | bus_LV_3360-9_0_4_node_53 | 0.4 | n |  | TRUE
76 | bus_LV_3360-9_0_4_node_54 | 0.4 | n |  | TRUE
77 | bus_LV_3360-9_0_4_node_55 | 0.4 | n |  | TRUE
78 | bus_LV_3360-9_0_4_node_56 | 0.4 | n |  | TRUE
79 | bus_LV_3360-9_0_4_node_57 | 0.4 | n |  | TRUE
80 | bus_LV_3360-9_0_4_node_58 | 0.4 | n |  | TRUE
81 | bus_LV_3360-9_0_4_node_59 | 0.4 | n |  | TRUE
82 | bus_LV_3360-9_0_4_node_114 | 0.4 | n |  | TRUE
83 | bus_LV_3360-9_0_4_node_112 | 0.4 | n |  | TRUE
84 | bus_LV_3360-9_0_4_node_67 | 0.4 | n |  | TRUE
85 | bus_LV_3360-9_0_4_node_63 | 0.4 | n |  | TRUE
86 | bus_LV_3360-9_0_4_node_113 | 0.4 | n |  | TRUE
87 | bus_LV_3360-9_0_4_node_115 | 0.4 | n |  | TRUE
88 | bus_LV_3360-9_0_4_node_123 | 0.4 | n |  | TRUE
89 | bus_LV_3360-9_0_4_node_95 | 0.4 | n |  | TRUE
90 | bus_LV_3360-9_0_4_node_111 | 0.4 | n |  | TRUE
91 | bus_LV_3360-9_0_4_node_72 | 0.4 | n |  | TRUE
92 | bus_LV_3360-9_0_4_node_64 | 0.4 | n |  | TRUE
93 | bus_LV_3360-9_0_4_node_61 | 0.4 | n |  | TRUE
94 | bus_LV_3360-9_0_4_node_176 | 0.4 | n |  | TRUE
95 | bus_LV_3360-9_0_4_node_173 | 0.4 | n |  | TRUE
96 | bus_LV_3360-9_0_4_node_62 | 0.4 | n |  | TRUE
97 | bus_LV_3360-9_0_4_node_170 | 0.4 | n |  | TRUE
98 | bus_LV_3360-9_0_4_node_178 | 0.4 | n |  | TRUE
99 | bus_LV_3360-9_0_4_node_174 | 0.4 | n |  | TRUE
100 | bus_LV_3360-9_0_4_node_76 | 0.4 | n |  | TRUE
101 | bus_LV_3360-9_0_4_node_73 | 0.4 | n |  | TRUE
102 | bus_LV_3360-9_0_4_node_68 | 0.4 | n |  | TRUE
103 | bus_LV_3360-9_0_4_node_69 | 0.4 | n |  | TRUE
104 | bus_LV_3360-9_0_4_node_70 | 0.4 | n |  | TRUE
105 | bus_LV_3360-9_0_4_node_71 | 0.4 | n |  | TRUE
106 | bus_LV_3360-9_0_4_node_77 | 0.4 | n |  | TRUE
107 | bus_LV_3360-9_0_4_node_169 | 0.4 | n |  | TRUE
108 | bus_LV_3360-9_0_4_node_74 | 0.4 | n |  | TRUE
109 | bus_LV_3360-9_0_4_node_75 | 0.4 | n |  | TRUE
110 | bus_LV_3360-9_0_4_node_171 | 0.4 | n |  | TRUE
111 | bus_LV_3360-9_0_4_node_172 | 0.4 | n |  | TRUE
112 | bus_LV_3360-9_0_4_node_80 | 0.4 | n |  | TRUE
113 | bus_LV_3360-9_0_4_node_81 | 0.4 | n |  | TRUE
114 | bus_LV_3360-9_0_4_node_82 | 0.4 | n |  | TRUE
115 | bus_LV_3360-9_0_4_node_84 | 0.4 | n |  | TRUE
116 | bus_LV_3360-9_0_4_node_85 | 0.4 | n |  | TRUE
117 | bus_LV_3360-9_0_4_node_87 | 0.4 | n |  | TRUE
118 | bus_LV_3360-9_0_4_node_89 | 0.4 | n |  | TRUE
119 | bus_LV_3360-9_0_4_node_90 | 0.4 | n |  | TRUE
120 | bus_LV_3360-9_0_4_node_93 | 0.4 | n |  | TRUE
121 | bus_LV_3360-9_0_4_node_92 | 0.4 | n |  | TRUE
122 | bus_LV_3360-9_0_4_node_94 | 0.4 | n |  | TRUE
123 | bus_LV_3360-9_0_4_node_102 | 0.4 | n |  | TRUE
124 | bus_LV_3360-9_0_4_node_103 | 0.4 | n |  | TRUE
125 | bus_LV_3360-9_0_4_node_98 | 0.4 | n |  | TRUE
126 | bus_LV_3360-9_0_4_node_106 | 0.4 | n |  | TRUE
127 | bus_LV_3360-9_0_4_node_107 | 0.4 | n |  | TRUE
128 | bus_LV_3360-9_0_4_node_100 | 0.4 | n |  | TRUE
129 | bus_LV_3360-9_0_4_node_104 | 0.4 | n |  | TRUE
130 | bus_LV_3360-9_0_4_node_110 | 0.4 | n |  | TRUE
131 | bus_LV_3360-9_0_4_node_108 | 0.4 | n |  | TRUE
132 | bus_LV_3360-9_0_4_node_109 | 0.4 | n |  | TRUE
133 | bus_LV_3360-9_0_4_node_122 | 0.4 | n |  | TRUE
134 | bus_LV_3360-9_0_4_node_116 | 0.4 | n |  | TRUE
135 | bus_LV_3360-9_0_4_node_117 | 0.4 | n |  | TRUE
136 | bus_LV_3360-9_0_4_node_118 | 0.4 | n |  | TRUE
137 | bus_LV_3360-9_0_4_node_119 | 0.4 | n |  | TRUE
138 | bus_LV_3360-9_0_4_node_125 | 0.4 | n |  | TRUE
139 | bus_LV_3360-9_0_4_node_129 | 0.4 | n |  | TRUE
140 | bus_LV_3360-9_0_4_node_130 | 0.4 | n |  | TRUE
141 | bus_LV_3360-9_0_4_node_124 | 0.4 | n |  | TRUE
142 | bus_LV_3360-9_0_4_node_128 | 0.4 | n |  | TRUE
143 | bus_LV_3360-9_0_4_node_127 | 0.4 | n |  | TRUE
144 | bus_LV_3360-9_0_4_node_132 | 0.4 | n |  | TRUE
145 | bus_LV_3360-9_0_4_node_126 | 0.4 | n |  | TRUE
146 | bus_LV_3360-9_0_4_node_139 | 0.4 | n |  | TRUE
147 | bus_LV_3360-9_0_4_node_140 | 0.4 | n |  | TRUE
148 | bus_LV_3360-9_0_4_node_141 | 0.4 | n |  | TRUE
149 | bus_LV_3360-9_0_4_node_143 | 0.4 | n |  | TRUE
150 | bus_LV_3360-9_0_4_node_144 | 0.4 | n |  | TRUE
151 | bus_LV_3360-9_0_4_node_145 | 0.4 | n |  | TRUE
152 | bus_LV_3360-9_0_4_node_164 | 0.4 | n |  | TRUE
153 | bus_LV_3360-9_0_4_node_162 | 0.4 | n |  | TRUE
154 | bus_LV_3360-9_0_4_node_146 | 0.4 | n |  | TRUE
155 | bus_LV_3360-9_0_4_node_165 | 0.4 | n |  | TRUE
156 | bus_LV_3360-9_0_4_node_163 | 0.4 | n |  | TRUE
157 | bus_LV_3360-9_0_4_node_161 | 0.4 | n |  | TRUE
158 | bus_LV_3360-9_0_4_node_147 | 0.4 | n |  | TRUE
159 | bus_LV_3360-9_0_4_node_167 | 0.4 | n |  | TRUE
160 | bus_LV_3360-9_0_4_node_168 | 0.4 | n |  | TRUE
161 | bus_LV_3360-9_0_4_node_156 | 0.4 | n |  | TRUE
162 | bus_LV_3360-9_0_4_node_153 | 0.4 | n |  | TRUE
163 | bus_LV_3360-9_0_4_node_157 | 0.4 | n |  | TRUE
164 | bus_LV_3360-9_0_4_node_151 | 0.4 | n |  | TRUE
165 | bus_LV_3360-9_0_4_node_150 | 0.4 | n |  | TRUE
166 | bus_LV_3360-9_0_4_node_152 | 0.4 | n |  | TRUE
167 | bus_LV_3360-9_0_4_node_154 | 0.4 | n |  | TRUE
168 | bus_LV_3360-9_0_4_node_155 | 0.4 | n |  | TRUE
169 | bus_LV_3360-9_0_4_node_195 | 0.4 | n |  | TRUE
170 | bus_LV_3360-9_0_4_node_193 | 0.4 | n |  | TRUE
171 | bus_LV_3360-9_0_4_node_196 | 0.4 | n |  | TRUE
172 | bus_LV_3360-9_0_4_node_194 | 0.4 | n |  | TRUE
173 | bus_LV_3360-9_0_4_node_158 | 0.4 | n |  | TRUE
174 | bus_LV_3360-9_0_4_node_159 | 0.4 | n |  | TRUE
175 | bus_LV_3360-9_0_4_node_160 | 0.4 | n |  | TRUE
176 | bus_LV_3360-9_0_4_node_166 | 0.4 | n |  | TRUE
177 | bus_LV_3360-9_0_4_node_183 | 0.4 | n |  | TRUE
178 | bus_LV_3360-9_0_4_node_182 | 0.4 | n |  | TRUE
179 | bus_LV_3360-9_0_4_node_184 | 0.4 | n |  | TRUE
180 | bus_LV_3360-9_0_4_node_181 | 0.4 | n |  | TRUE
181 | bus_LV_3360-9_0_4_node_175 | 0.4 | n |  | TRUE
182 | bus_LV_3360-9_0_4_node_177 | 0.4 | n |  | TRUE
183 | bus_LV_3360-9_0_4_node_179 | 0.4 | n |  | TRUE
184 | bus_LV_3360-9_0_4_node_180 | 0.4 | n |  | TRUE
185 | bus_LV_3360-9_0_4_node_187 | 0.4 | n |  | TRUE
186 | bus_LV_3360-9_0_4_node_188 | 0.4 | n |  | TRUE
187 | bus_LV_3360-9_0_4_node_190 | 0.4 | n |  | TRUE
188 | bus_LV_3360-9_0_4_node_192 | 0.4 | n |  | TRUE
189 | bus_LV_3360-9_0_4_node_191 | 0.4 | n |  | TRUE
190 | bus_MV_38_0_node_120 | 20 | n |  | TRUE

## load
| name | bus | p_mw | q_mvar | const_z_percent | const_i_percent | sn_mva | scaling | in_service | type
0 | LV_3360-9_0_4_load_0 | 0 | 0.0025832 | 0.00064742 | 0 | 0 |  | 1 | TRUE | wye
1 | LV_3360-9_0_4_load_1 | 1 | 0.0010281 | 0.00025766 | 0 | 0 |  | 1 | TRUE | wye
2 | LV_3360-9_0_4_load_3 | 2 | 0.0012465 | 0.0003124 | 0 | 0 |  | 1 | TRUE | wye
3 | LV_3360-9_0_4_load_5 | 3 | 0.00071001 | 0.00017795 | 0 | 0 |  | 1 | TRUE | wye
4 | LV_3360-9_0_4_load_4 | 4 | 0.00059303 | 0.00014863 | 0 | 0 |  | 1 | TRUE | wye
5 | LV_3360-9_0_4_load_86 | 7 | 0.0017632 | 0.0004419 | 0 | 0 |  | 1 | TRUE | wye
6 | LV_3360-9_0_4_load_7 | 10 | 0.0013971 | 0.00035014 | 0 | 0 |  | 1 | TRUE | wye
7 | LV_3360-9_0_4_load_16 | 15 | 0.011302 | 0.0028325 | 0 | 0 |  | 1 | TRUE | wye
8 | LV_3360-9_0_4_load_17 | 16 | 0.00085249 | 0.00021365 | 0 | 0 |  | 1 | TRUE | wye
9 | LV_3360-9_0_4_load_18 | 17 | 0.0023421 | 0.00058699 | 0 | 0 |  | 1 | TRUE | wye
10 | LV_3360-9_0_4_load_10 | 19 | 0.00095151 | 0.00023847 | 0 | 0 |  | 1 | TRUE | wye
11 | LV_3360-9_0_4_load_121 | 21 | 0.00113 | 0.0002832 | 0 | 0 |  | 1 | TRUE | wye
12 | LV_3360-9_0_4_load_120 | 22 | 0.0017932 | 0.00044943 | 0 | 0 |  | 1 | TRUE | wye
13 | LV_3360-9_0_4_load_135 | 24 | 0.0054367 | 0.0013626 | 0 | 0 |  | 1 | TRUE | wye
14 | LV_3360-9_0_4_load_133 | 25 | 0.005147 | 0.00129 | 0 | 0 |  | 1 | TRUE | wye
15 | LV_3360-9_0_4_load_137 | 27 | 0.0047836 | 0.0011989 | 0 | 0 |  | 1 | TRUE | wye
16 | LV_3360-9_0_4_load_136 | 28 | 0.0055505 | 0.0013911 | 0 | 0 |  | 1 | TRUE | wye
17 | LV_3360-9_0_4_load_138 | 29 | 0.0062215 | 0.0015592 | 0 | 0 |  | 1 | TRUE | wye
18 | LV_3360-9_0_4_load_19 | 32 | 0.00019798 | 4.9618e-05 | 0 | 0 |  | 1 | TRUE | wye
19 | LV_3360-9_0_4_load_22 | 35 | 0.000169 | 4.2356e-05 | 0 | 0 |  | 1 | TRUE | wye
20 | LV_3360-9_0_4_load_79 | 37 | 0.00042165 | 0.00010567 | 0 | 0 |  | 1 | TRUE | wye
21 | LV_3360-9_0_4_load_25 | 38 | 9.5826e-05 | 2.4016e-05 | 0 | 0 |  | 1 | TRUE | wye
22 | LV_3360-9_0_4_load_24 | 39 | 0.00015181 | 3.8047e-05 | 0 | 0 |  | 1 | TRUE | wye
23 | LV_3360-9_0_4_load_26 | 40 | 0.00017789 | 4.4584e-05 | 0 | 0 |  | 1 | TRUE | wye
24 | LV_3360-9_0_4_load_27 | 41 | 0.00015197 | 3.8087e-05 | 0 | 0 |  | 1 | TRUE | wye
25 | LV_3360-9_0_4_load_38 | 42 | 0.0011058 | 0.00027713 | 0 | 0 |  | 1 | TRUE | wye
26 | LV_3360-9_0_4_load_35 | 43 | 0.0002583 | 6.4737e-05 | 0 | 0 |  | 1 | TRUE | wye
27 | LV_3360-9_0_4_load_28 | 44 | 0.00060803 | 0.00015239 | 0 | 0 |  | 1 | TRUE | wye
28 | LV_3360-9_0_4_load_78 | 45 | 0.00042831 | 0.00010735 | 0 | 0 |  | 1 | TRUE | wye
29 | LV_3360-9_0_4_load_43 | 46 | 0.00021393 | 5.3616e-05 | 0 | 0 |  | 1 | TRUE | wye
30 | LV_3360-9_0_4_load_33 | 47 | 0.00031124 | 7.8004e-05 | 0 | 0 |  | 1 | TRUE | wye
31 | LV_3360-9_0_4_load_31 | 48 | 0.00053719 | 0.00013463 | 0 | 0 |  | 1 | TRUE | wye
32 | LV_3360-9_0_4_load_30 | 49 | 0.00016459 | 4.1251e-05 | 0 | 0 |  | 1 | TRUE | wye
33 | LV_3360-9_0_4_load_32 | 50 | 0.00080049 | 0.00020062 | 0 | 0 |  | 1 | TRUE | wye
34 | LV_3360-9_0_4_load_186 | 51 | 0.00041744 | 0.00010462 | 0 | 0 |  | 1 | TRUE | wye
35 | LV_3360-9_0_4_load_185 | 52 | 0.0004534 | 0.00011363 | 0 | 0 |  | 1 | TRUE | wye
36 | LV_3360-9_0_4_load_34 | 53 | 0.0001991 | 4.9899e-05 | 0 | 0 |  | 1 | TRUE | wye
37 | LV_3360-9_0_4_load_36 | 54 | 0.00033623 | 8.4266e-05 | 0 | 0 |  | 1 | TRUE | wye
38 | LV_3360-9_0_4_load_39 | 56 | 0.00037538 | 9.4078e-05 | 0 | 0 |  | 1 | TRUE | wye
39 | LV_3360-9_0_4_load_40 | 57 | 9.0277e-05 | 2.2626e-05 | 0 | 0 |  | 1 | TRUE | wye
40 | LV_3360-9_0_4_load_41 | 58 | 0.0013612 | 0.00034114 | 0 | 0 |  | 1 | TRUE | wye
41 | LV_3360-9_0_4_load_42 | 59 | 0.00022521 | 5.6443e-05 | 0 | 0 |  | 1 | TRUE | wye
42 | LV_3360-9_0_4_load_45 | 61 | 0.00075259 | 0.00018862 | 0 | 0 |  | 1 | TRUE | wye
43 | LV_3360-9_0_4_load_46 | 62 | 0.00038146 | 9.5603e-05 | 0 | 0 |  | 1 | TRUE | wye
44 | LV_3360-9_0_4_load_47 | 63 | 0.00044078 | 0.00011047 | 0 | 0 |  | 1 | TRUE | wye
45 | LV_3360-9_0_4_load_66 | 64 | 0.00050829 | 0.00012739 | 0 | 0 |  | 1 | TRUE | wye
46 | LV_3360-9_0_4_load_50 | 68 | 0.0080137 | 0.0020084 | 0 | 0 |  | 1 | TRUE | wye
47 | LV_3360-9_0_4_load_97 | 70 | 0.0018699 | 0.00046864 | 0 | 0 |  | 1 | TRUE | wye
48 | LV_3360-9_0_4_load_101 | 71 | 0.0093946 | 0.0023545 | 0 | 0 |  | 1 | TRUE | wye
49 | LV_3360-9_0_4_load_99 | 72 | 0.0013754 | 0.00034472 | 0 | 0 |  | 1 | TRUE | wye
50 | LV_3360-9_0_4_load_52 | 74 | 0.00030463 | 7.6347e-05 | 0 | 0 |  | 1 | TRUE | wye
51 | LV_3360-9_0_4_load_53 | 75 | 0.0017336 | 0.00043449 | 0 | 0 |  | 1 | TRUE | wye
52 | LV_3360-9_0_4_load_54 | 76 | 0.00047561 | 0.0001192 | 0 | 0 |  | 1 | TRUE | wye
53 | LV_3360-9_0_4_load_59 | 81 | 0.00058621 | 0.00014692 | 0 | 0 |  | 1 | TRUE | wye
54 | LV_3360-9_0_4_load_114 | 82 | 0.0043231 | 0.0010835 | 0 | 0 |  | 1 | TRUE | wye
55 | LV_3360-9_0_4_load_67 | 84 | 0.00029075 | 7.2869e-05 | 0 | 0 |  | 1 | TRUE | wye
56 | LV_3360-9_0_4_load_63 | 85 | 0.0011174 | 0.00028006 | 0 | 0 |  | 1 | TRUE | wye
57 | LV_3360-9_0_4_load_95 | 89 | 0.001715 | 0.00042982 | 0 | 0 |  | 1 | TRUE | wye
58 | LV_3360-9_0_4_load_111 | 90 | 0.0020469 | 0.00051299 | 0 | 0 |  | 1 | TRUE | wye
59 | LV_3360-9_0_4_load_72 | 91 | 0.00048963 | 0.00012271 | 0 | 0 |  | 1 | TRUE | wye
60 | LV_3360-9_0_4_load_64 | 92 | 0.00079171 | 0.00019842 | 0 | 0 |  | 1 | TRUE | wye
61 | LV_3360-9_0_4_load_173 | 95 | 0.00033739 | 8.4557e-05 | 0 | 0 |  | 1 | TRUE | wye
62 | LV_3360-9_0_4_load_62 | 96 | 0.00038203 | 9.5745e-05 | 0 | 0 |  | 1 | TRUE | wye
63 | LV_3360-9_0_4_load_170 | 97 | 0.00036559 | 9.1625e-05 | 0 | 0 |  | 1 | TRUE | wye
64 | LV_3360-9_0_4_load_178 | 98 | 0.00038216 | 9.5778e-05 | 0 | 0 |  | 1 | TRUE | wye
65 | LV_3360-9_0_4_load_174 | 99 | 0.00034687 | 8.6935e-05 | 0 | 0 |  | 1 | TRUE | wye
66 | LV_3360-9_0_4_load_73 | 101 | 0.00048648 | 0.00012192 | 0 | 0 |  | 1 | TRUE | wye
67 | LV_3360-9_0_4_load_68 | 102 | 0.00046565 | 0.0001167 | 0 | 0 |  | 1 | TRUE | wye
68 | LV_3360-9_0_4_load_70 | 104 | 0.00037671 | 9.4413e-05 | 0 | 0 |  | 1 | TRUE | wye
69 | LV_3360-9_0_4_load_71 | 105 | 0.0023807 | 0.00059666 | 0 | 0 |  | 1 | TRUE | wye
70 | LV_3360-9_0_4_load_77 | 106 | 0.00054376 | 0.00013628 | 0 | 0 |  | 1 | TRUE | wye
71 | LV_3360-9_0_4_load_74 | 108 | 0.00047056 | 0.00011793 | 0 | 0 |  | 1 | TRUE | wye
72 | LV_3360-9_0_4_load_75 | 109 | 0.0016931 | 0.00042434 | 0 | 0 |  | 1 | TRUE | wye
73 | LV_3360-9_0_4_load_172 | 111 | 0.0003563 | 8.9297e-05 | 0 | 0 |  | 1 | TRUE | wye
74 | LV_3360-9_0_4_load_80 | 112 | 0.00076731 | 0.00019231 | 0 | 0 |  | 1 | TRUE | wye
75 | LV_3360-9_0_4_load_81 | 113 | 0.0014819 | 0.00037139 | 0 | 0 |  | 1 | TRUE | wye
76 | LV_3360-9_0_4_load_82 | 114 | 0.0011414 | 0.00028606 | 0 | 0 |  | 1 | TRUE | wye
77 | LV_3360-9_0_4_load_84 | 115 | 0.0011558 | 0.00028968 | 0 | 0 |  | 1 | TRUE | wye
78 | LV_3360-9_0_4_load_85 | 116 | 0.0011381 | 0.00028523 | 0 | 0 |  | 1 | TRUE | wye
79 | LV_3360-9_0_4_load_87 | 117 | 0.0018976 | 0.00047558 | 0 | 0 |  | 1 | TRUE | wye
80 | LV_3360-9_0_4_load_89 | 118 | 0.0025419 | 0.00063705 | 0 | 0 |  | 1 | TRUE | wye
81 | LV_3360-9_0_4_load_90 | 119 | 0.0063343 | 0.0015875 | 0 | 0 |  | 1 | TRUE | wye
82 | LV_3360-9_0_4_load_93 | 120 | 0.0018198 | 0.00045609 | 0 | 0 |  | 1 | TRUE | wye
83 | LV_3360-9_0_4_load_94 | 122 | 0.0019365 | 0.00048534 | 0 | 0 |  | 1 | TRUE | wye
84 | LV_3360-9_0_4_load_103 | 124 | 0.0025827 | 0.00064729 | 0 | 0 |  | 1 | TRUE | wye
85 | LV_3360-9_0_4_load_98 | 125 | 0.0043154 | 0.0010815 | 0 | 0 |  | 1 | TRUE | wye
86 | LV_3360-9_0_4_load_106 | 126 | 0.0057934 | 0.001452 | 0 | 0 |  | 1 | TRUE | wye
87 | LV_3360-9_0_4_load_107 | 127 | 0.010629 | 0.0026639 | 0 | 0 |  | 1 | TRUE | wye
88 | LV_3360-9_0_4_load_100 | 128 | 0.0025245 | 0.00063269 | 0 | 0 |  | 1 | TRUE | wye
89 | LV_3360-9_0_4_load_110 | 130 | 0.012319 | 0.0030876 | 0 | 0 |  | 1 | TRUE | wye
90 | LV_3360-9_0_4_load_108 | 131 | 0.0040727 | 0.0010207 | 0 | 0 |  | 1 | TRUE | wye
91 | LV_3360-9_0_4_load_109 | 132 | 0.0017303 | 0.00043366 | 0 | 0 |  | 1 | TRUE | wye
92 | LV_3360-9_0_4_load_122 | 133 | 0.0014382 | 0.00036045 | 0 | 0 |  | 1 | TRUE | wye
93 | LV_3360-9_0_4_load_116 | 134 | 0.0016287 | 0.00040818 | 0 | 0 |  | 1 | TRUE | wye
94 | LV_3360-9_0_4_load_117 | 135 | 0.00071149 | 0.00017832 | 0 | 0 |  | 1 | TRUE | wye
95 | LV_3360-9_0_4_load_118 | 136 | 0.0039025 | 0.00097805 | 0 | 0 |  | 1 | TRUE | wye
96 | LV_3360-9_0_4_load_119 | 137 | 0.0020745 | 0.00051992 | 0 | 0 |  | 1 | TRUE | wye
97 | LV_3360-9_0_4_load_129 | 139 | 0.0034241 | 0.00085815 | 0 | 0 |  | 1 | TRUE | wye
98 | LV_3360-9_0_4_load_130 | 140 | 0.0027801 | 0.00069676 | 0 | 0 |  | 1 | TRUE | wye
99 | LV_3360-9_0_4_load_128 | 142 | 0.0040396 | 0.0010124 | 0 | 0 |  | 1 | TRUE | wye
100 | LV_3360-9_0_4_load_127 | 143 | 0.0037584 | 0.00094195 | 0 | 0 |  | 1 | TRUE | wye
101 | LV_3360-9_0_4_load_132 | 144 | 0.003166 | 0.00079346 | 0 | 0 |  | 1 | TRUE | wye
102 | LV_3360-9_0_4_load_126 | 145 | 0.0020834 | 0.00052215 | 0 | 0 |  | 1 | TRUE | wye
103 | LV_3360-9_0_4_load_140 | 147 | 0.002829 | 0.00070901 | 0 | 0 |  | 1 | TRUE | wye
104 | LV_3360-9_0_4_load_141 | 148 | 0.00098461 | 0.00024677 | 0 | 0 |  | 1 | TRUE | wye
105 | LV_3360-9_0_4_load_144 | 150 | 0.0007004 | 0.00017554 | 0 | 0 |  | 1 | TRUE | wye
106 | LV_3360-9_0_4_load_164 | 152 | 0.00013532 | 3.3915e-05 | 0 | 0 |  | 1 | TRUE | wye
107 | LV_3360-9_0_4_load_146 | 154 | 0.00025461 | 6.3812e-05 | 0 | 0 |  | 1 | TRUE | wye
108 | LV_3360-9_0_4_load_165 | 155 | 0.00017635 | 4.4197e-05 | 0 | 0 |  | 1 | TRUE | wye
109 | LV_3360-9_0_4_load_163 | 156 | 0.0015313 | 0.00038378 | 0 | 0 |  | 1 | TRUE | wye
110 | LV_3360-9_0_4_load_161 | 157 | 0.00014161 | 3.5491e-05 | 0 | 0 |  | 1 | TRUE | wye
111 | LV_3360-9_0_4_load_147 | 158 | 0.00074981 | 0.00018792 | 0 | 0 |  | 1 | TRUE | wye
112 | LV_3360-9_0_4_load_167 | 159 | 9.5639e-05 | 2.3969e-05 | 0 | 0 |  | 1 | TRUE | wye
113 | LV_3360-9_0_4_load_168 | 160 | 0.00025794 | 6.4647e-05 | 0 | 0 |  | 1 | TRUE | wye
114 | LV_3360-9_0_4_load_156 | 161 | 0.0018337 | 0.00045958 | 0 | 0 |  | 1 | TRUE | wye
115 | LV_3360-9_0_4_load_153 | 162 | 0.001619 | 0.00040575 | 0 | 0 |  | 1 | TRUE | wye
116 | LV_3360-9_0_4_load_157 | 163 | 0.0014085 | 0.00035301 | 0 | 0 |  | 1 | TRUE | wye
117 | LV_3360-9_0_4_load_151 | 164 | 0.00072441 | 0.00018155 | 0 | 0 |  | 1 | TRUE | wye
118 | LV_3360-9_0_4_load_150 | 165 | 0.0015793 | 0.0003958 | 0 | 0 |  | 1 | TRUE | wye
119 | LV_3360-9_0_4_load_154 | 167 | 0.00078543 | 0.00019685 | 0 | 0 |  | 1 | TRUE | wye
120 | LV_3360-9_0_4_load_193 | 170 | 0.00014105 | 3.5351e-05 | 0 | 0 |  | 1 | TRUE | wye
121 | LV_3360-9_0_4_load_196 | 171 | 0.0012208 | 0.00030596 | 0 | 0 |  | 1 | TRUE | wye
122 | LV_3360-9_0_4_load_194 | 172 | 0.00016507 | 4.137e-05 | 0 | 0 |  | 1 | TRUE | wye
123 | LV_3360-9_0_4_load_158 | 173 | 0.0016409 | 0.00041124 | 0 | 0 |  | 1 | TRUE | wye
124 | LV_3360-9_0_4_load_159 | 174 | 0.0019522 | 0.00048927 | 0 | 0 |  | 1 | TRUE | wye
125 | LV_3360-9_0_4_load_160 | 175 | 0.0012278 | 0.00030772 | 0 | 0 |  | 1 | TRUE | wye
126 | LV_3360-9_0_4_load_166 | 176 | 0.00025283 | 6.3365e-05 | 0 | 0 |  | 1 | TRUE | wye
127 | LV_3360-9_0_4_load_183 | 177 | 0.00033023 | 8.2763e-05 | 0 | 0 |  | 1 | TRUE | wye
128 | LV_3360-9_0_4_load_182 | 178 | 0.00035112 | 8.7999e-05 | 0 | 0 |  | 1 | TRUE | wye
129 | LV_3360-9_0_4_load_184 | 179 | 0.00034066 | 8.5378e-05 | 0 | 0 |  | 1 | TRUE | wye
130 | LV_3360-9_0_4_load_181 | 180 | 0.00021185 | 5.3094e-05 | 0 | 0 |  | 1 | TRUE | wye
131 | LV_3360-9_0_4_load_175 | 181 | 0.0003059 | 7.6665e-05 | 0 | 0 |  | 1 | TRUE | wye
132 | LV_3360-9_0_4_load_177 | 182 | 0.0003436 | 8.6115e-05 | 0 | 0 |  | 1 | TRUE | wye
133 | LV_3360-9_0_4_load_179 | 183 | 0.00031547 | 7.9064e-05 | 0 | 0 |  | 1 | TRUE | wye
134 | LV_3360-9_0_4_load_180 | 184 | 0.00022723 | 5.695e-05 | 0 | 0 |  | 1 | TRUE | wye
135 | LV_3360-9_0_4_load_187 | 185 | 0.0016981 | 0.00042558 | 0 | 0 |  | 1 | TRUE | wye
136 | LV_3360-9_0_4_load_188 | 186 | 0.00034644 | 8.6827e-05 | 0 | 0 |  | 1 | TRUE | wye
137 | LV_3360-9_0_4_load_190 | 187 | 0.00069876 | 0.00017512 | 0 | 0 |  | 1 | TRUE | wye
138 | LV_3360-9_0_4_load_192 | 188 | 0.0005835 | 0.00014624 | 0 | 0 |  | 1 | TRUE | wye
139 | LV_3360-9_0_4_load_191 | 189 | 0.0003099 | 7.7668e-05 | 0 | 0 |  | 1 | TRUE | wye

## ext_grid
| name | bus | vm_pu | va_degree | slack_weight | in_service
0 |  | 86 | 1 | 0 | 1 | TRUE

## line
| name | std_type | from_bus | to_bus | length_km | r_ohm_per_km | x_ohm_per_km | c_nf_per_km | g_us_per_km | max_i_ka | df | parallel | type | in_service
0 | LV_3360-9_0_4_line_0 | NAYY 4x150 SE | 0 | 1 | 0.020118 | 0.208 | 0.08 | 261 | 0 | 0.27 | 1 | 1 | cs | TRUE
1 | LV_3360-9_0_4_line_1 | NAYY 4x150 SE | 1 | 2 | 0.0079799 | 0.208 | 0.08 | 261 | 0 | 0.27 | 1 | 1 | cs | TRUE
2 | LV_3360-9_0_4_line_2 | NAYY 4x150 SE | 2 | 3 | 0.036368 | 0.208 | 0.08 | 261 | 0 | 0.27 | 1 | 1 | cs | TRUE
3 | LV_3360-9_0_4_line_3 | NAYY 4x150 SE | 3 | 6 | 0.021767 | 0.208 | 0.08 | 261 | 0 | 0.27 | 1 | 1 | cs | TRUE
4 | LV_3360-9_0_4_line_4 | NAYY 4x150 SE | 4 | 5 | 0.011798 | 0.208 | 0.08 | 261 | 0 | 0.27 | 1 | 1 | cs | TRUE
5 | LV_3360-9_0_4_line_5 | NAYY 4x150 SE | 5 | 7 | 0.038893 | 0.208 | 0.08 | 261 | 0 | 0.27 | 1 | 1 | cs | TRUE
6 | LV_3360-9_0_4_line_6 | NAYY 4x150 SE | 6 | 8 | 0.023437 | 0.208 | 0.08 | 261 | 0 | 0.27 | 1 | 1 | cs | TRUE
7 | LV_3360-9_0_4_line_7 | NAYY 4x150 SE | 7 | 9 | 0.0070532 | 0.208 | 0.08 | 261 | 0 | 0.27 | 1 | 1 | cs | TRUE
8 | LV_3360-9_0_4_line_8 | NAYY 4x150 SE | 8 | 120 | 0.029389 | 0.208 | 0.08 | 261 | 0 | 0.27 | 1 | 1 | cs | TRUE
9 | LV_3360-9_0_4_line_9 | NAYY 4x150 SE | 8 | 119 | 0.0036585 | 0.208 | 0.08 | 261 | 0 | 0.27 | 1 | 1 | cs | TRUE
10 | LV_3360-9_0_4_line_10 | NAYY 4x150 SE | 9 | 116 | 0.038791 | 0.208 | 0.08 | 261 | 0 | 0.27 | 1 | 1 | cs | TRUE
11 | LV_3360-9_0_4_line_11 | NAYY 4x150 SE | 9 | 113 | 0.016719 | 0.208 | 0.08 | 261 | 0 | 0.27 | 1 | 1 | cs | TRUE
12 | LV_3360-9_0_4_line_12 | NAYY 4x150 SE | 10 | 11 | 0.1233 | 0.208 | 0.08 | 261 | 0 | 0.27 | 1 | 1 | cs | TRUE
13 | LV_3360-9_0_4_line_13 | NAYY 4x150 SE | 11 | 12 | 0.083437 | 0.208 | 0.08 | 261 | 0 | 0.27 | 1 | 1 | cs | TRUE
14 | LV_3360-9_0_4_line_14 | NAYY 4x150 SE | 11 | 13 | 0.10693 | 0.208 | 0.08 | 261 | 0 | 0.27 | 1 | 1 | cs | TRUE
15 | LV_3360-9_0_4_line_15 | NAYY 4x150 SE | 12 | 14 | 0.009672 | 0.208 | 0.08 | 261 | 0 | 0.27 | 1 | 1 | cs | TRUE
16 | LV_3360-9_0_4_line_16 | NAYY 4x150 SE | 12 | 15 | 0.016621 | 0.208 | 0.08 | 261 | 0 | 0.27 | 1 | 1 | cs | TRUE
17 | LV_3360-9_0_4_line_17 | NAYY 4x150 SE | 13 | 16 | 0.0031858 | 0.208 | 0.08 | 261 | 0 | 0.27 | 1 | 1 | cs | TRUE
18 | LV_3360-9_0_4_line_18 | NAYY 4x150 SE | 13 | 17 | 0.050975 | 0.208 | 0.08 | 261 | 0 | 0.27 | 1 | 1 | cs | TRUE
19 | LV_3360-9_0_4_line_19 | NAYY 4x150 SE | 14 | 23 | 0.019894 | 0.208 | 0.08 | 261 | 0 | 0.27 | 1 | 1 | cs | TRUE
20 | LV_3360-9_0_4_line_20 | NAYY 4x150 SE | 14 | 24 | 0.026044 | 0.208 | 0.08 | 261 | 0 | 0.27 | 1 | 1 | cs | TRUE
21 | LV_3360-9_0_4_line_21 | NAYY 4x150 SE | 15 | 25 | 0.009061 | 0.208 | 0.08 | 261 | 0 | 0.27 | 1 | 1 | cs | TRUE
22 | LV_3360-9_0_4_line_22 | NAYY 4x150 SE | 17 | 26 | 0.023262 | 0.208 | 0.08 | 261 | 0 | 0.27 | 1 | 1 | cs | TRUE
23 | LV_3360-9_0_4_line_23 | NAYY 4x150 SE | 18 | 19 | 0.035792 | 0.208 | 0.08 | 261 | 0 | 0.27 | 1 | 1 | cs | TRUE
24 | LV_3360-9_0_4_line_24 | NAYY 4x150 SE | 18 | 20 | 0.088476 | 0.208 | 0.08 | 261 | 0 | 0.27 | 1 | 1 | cs | TRUE
25 | LV_3360-9_0_4_line_25 | NAYY 4x150 SE | 20 | 21 | 0.033995 | 0.208 | 0.08 | 261 | 0 | 0.27 | 1 | 1 | cs | TRUE
26 | LV_3360-9_0_4_line_26 | NAYY 4x150 SE | 21 | 22 | 0.055219 | 0.208 | 0.08 | 261 | 0 | 0.27 | 1 | 1 | cs | TRUE
27 | LV_3360-9_0_4_line_27 | NAYY 4x150 SE | 22 | 133 | 0.096876 | 0.208 | 0.08 | 261 | 0 | 0.27 | 1 | 1 | cs | TRUE
28 | LV_3360-9_0_4_line_28 | NAYY 4x150 SE | 23 | 27 | 0.040094 | 0.208 | 0.08 | 261 | 0 | 0.27 | 1 | 1 | cs | TRUE
29 | LV_3360-9_0_4_line_29 | NAYY 4x150 SE | 23 | 28 | 0.016238 | 0.208 | 0.08 | 261 | 0 | 0.27 | 1 | 1 | cs | TRUE
30 | LV_3360-9_0_4_line_30 | NAYY 4x150 SE | 24 | 29 | 0.025275 | 0.208 | 0.08 | 261 | 0 | 0.27 | 1 | 1 | cs | TRUE
31 | LV_3360-9_0_4_line_31 | NAYY 4x150 SE | 25 | 30 | 0.01655 | 0.208 | 0.08 | 261 | 0 | 0.27 | 1 | 1 | cs | TRUE
32 | LV_3360-9_0_4_line_32 | NAYY 4x150 SE | 26 | 31 | 0.10206 | 0.208 | 0.08 | 261 | 0 | 0.27 | 1 | 1 | cs | TRUE
33 | LV_3360-9_0_4_line_33 | NAYY 4x150 SE | 27 | 86 | 0.021551 | 0.208 | 0.08 | 261 | 0 | 0.27 | 1 | 2 | cs | TRUE
34 | LV_3360-9_0_4_line_34 | NAYY 4x150 SE | 28 | 122 | 0.017788 | 0.208 | 0.08 | 261 | 0 | 0.27 | 1 | 1 | cs | TRUE
35 | LV_3360-9_0_4_line_35 | NAYY 4x150 SE | 29 | 146 | 0.013987 | 0.208 | 0.08 | 261 | 0 | 0.27 | 1 | 1 | cs | TRUE
36 | LV_3360-9_0_4_line_36 | NAYY 4x150 SE | 30 | 140 | 0.019671 | 0.208 | 0.08 | 261 | 0 | 0.27 | 1 | 1 | cs | TRUE
37 | LV_3360-9_0_4_line_37 | NAYY 4x150 SE | 30 | 144 | 0.016036 | 0.208 | 0.08 | 261 | 0 | 0.27 | 1 | 1 | cs | TRUE
38 | LV_3360-9_0_4_line_38 | NAYY 4x150 SE | 31 | 161 | 0.062008 | 0.208 | 0.08 | 261 | 0 | 0.27 | 1 | 1 | cs | TRUE
39 | LV_3360-9_0_4_line_39 | NAYY 4x150 SE | 31 | 162 | 0.015453 | 0.208 | 0.08 | 261 | 0 | 0.27 | 1 | 1 | cs | TRUE
40 | LV_3360-9_0_4_line_40 | NAYY 4x150 SE | 32 | 33 | 0.032928 | 0.208 | 0.08 | 261 | 0 | 0.27 | 1 | 1 | cs | TRUE
41 | LV_3360-9_0_4_line_41 | NAYY 4x150 SE | 33 | 34 | 0.06291 | 0.208 | 0.08 | 261 | 0 | 0.27 | 1 | 2 | cs | TRUE
42 | LV_3360-9_0_4_line_42 | NAYY 4x150 SE | 33 | 35 | 0.13601 | 0.208 | 0.08 | 261 | 0 | 0.27 | 1 | 2 | cs | TRUE
43 | LV_3360-9_0_4_line_43 | NAYY 4x150 SE | 34 | 36 | 0.036762 | 0.208 | 0.08 | 261 | 0 | 0.27 | 1 | 2 | cs | TRUE
44 | LV_3360-9_0_4_line_44 | NAYY 4x150 SE | 35 | 37 | 0.11062 | 0.208 | 0.08 | 261 | 0 | 0.27 | 1 | 1 | cs | TRUE
45 | LV_3360-9_0_4_line_45 | NAYY 4x150 SE | 35 | 38 | 0.16783 | 0.208 | 0.08 | 261 | 0 | 0.27 | 1 | 2 | cs | TRUE
46 | LV_3360-9_0_4_line_46 | NAYY 4x150 SE | 36 | 42 | 0.075065 | 0.208 | 0.08 | 261 | 0 | 0.27 | 1 | 2 | cs | TRUE
47 | LV_3360-9_0_4_line_47 | NAYY 4x150 SE | 36 | 43 | 0.032305 | 0.208 | 0.08 | 261 | 0 | 0.27 | 1 | 1 | cs | TRUE
48 | LV_3360-9_0_4_line_48 | NAYY 4x150 SE | 37 | 45 | 0.080952 | 0.208 | 0.08 | 261 | 0 | 0.27 | 1 | 1 | cs | TRUE
49 | LV_3360-9_0_4_line_49 | NAYY 4x150 SE | 38 | 40 | 0.078558 | 0.208 | 0.08 | 261 | 0 | 0.27 | 1 | 1 | cs | TRUE
50 | LV_3360-9_0_4_line_50 | NAYY 4x150 SE | 38 | 39 | 0.012584 | 0.208 | 0.08 | 261 | 0 | 0.27 | 1 | 1 | cs | TRUE
51 | LV_3360-9_0_4_line_51 | NAYY 4x150 SE | 40 | 41 | 0.12175 | 0.208 | 0.08 | 261 | 0 | 0.27 | 1 | 1 | cs | TRUE
52 | LV_3360-9_0_4_line_52 | NAYY 4x150 SE | 41 | 44 | 0.10831 | 0.208 | 0.08 | 261 | 0 | 0.27 | 1 | 1 | cs | TRUE
53 | LV_3360-9_0_4_line_53 | NAYY 4x150 SE | 42 | 46 | 0.030422 | 0.208 | 0.08 | 261 | 0 | 0.27 | 1 | 2 | cs | TRUE
54 | LV_3360-9_0_4_line_54 | NAYY 4x150 SE | 43 | 47 | 0.0074457 | 0.208 | 0.08 | 261 | 0 | 0.27 | 1 | 1 | cs | TRUE
55 | LV_3360-9_0_4_line_55 | NAYY 4x150 SE | 44 | 48 | 0.13563 | 0.208 | 0.08 | 261 | 0 | 0.27 | 1 | 1 | cs | TRUE
56 | LV_3360-9_0_4_line_56 | NAYY 4x150 SE | 46 | 60 | 0.053825 | 0.208 | 0.08 | 261 | 0 | 0.27 | 1 | 2 | cs | TRUE
57 | LV_3360-9_0_4_line_57 | NAYY 4x150 SE | 47 | 53 | 0.013942 | 0.208 | 0.08 | 261 | 0 | 0.27 | 1 | 1 | cs | TRUE
58 | LV_3360-9_0_4_line_58 | NAYY 4x150 SE | 48 | 51 | 0.20671 | 0.208 | 0.08 | 261 | 0 | 0.27 | 1 | 1 | cs | TRUE
59 | LV_3360-9_0_4_line_59 | NAYY 4x150 SE | 48 | 49 | 0.0078731 | 0.208 | 0.08 | 261 | 0 | 0.27 | 1 | 1 | cs | TRUE
60 | LV_3360-9_0_4_line_60 | NAYY 4x150 SE | 49 | 50 | 0.016083 | 0.208 | 0.08 | 261 | 0 | 0.27 | 1 | 1 | cs | TRUE
61 | LV_3360-9_0_4_line_61 | NAYY 4x150 SE | 51 | 52 | 0.030027 | 0.208 | 0.08 | 261 | 0 | 0.27 | 1 | 1 | cs | TRUE
62 | LV_3360-9_0_4_line_62 | NAYY 4x150 SE | 52 | 179 | 0.0043103 | 0.208 | 0.08 | 261 | 0 | 0.27 | 1 | 1 | cs | TRUE
63 | LV_3360-9_0_4_line_63 | NAYY 4x150 SE | 53 | 54 | 0.038452 | 0.208 | 0.08 | 261 | 0 | 0.27 | 1 | 1 | cs | TRUE
64 | LV_3360-9_0_4_line_64 | NAYY 4x150 SE | 54 | 55 | 0.0047303 | 0.208 | 0.08 | 261 | 0 | 0.27 | 1 | 1 | cs | TRUE
65 | LV_3360-9_0_4_line_65 | NAYY 4x150 SE | 55 | 56 | 0.020817 | 0.208 | 0.08 | 261 | 0 | 0.27 | 1 | 1 | cs | TRUE
66 | LV_3360-9_0_4_line_66 | NAYY 4x150 SE | 55 | 57 | 0.042323 | 0.208 | 0.08 | 261 | 0 | 0.27 | 1 | 1 | cs | TRUE
67 | LV_3360-9_0_4_line_67 | NAYY 4x150 SE | 56 | 58 | 0.026964 | 0.208 | 0.08 | 261 | 0 | 0.27 | 1 | 1 | cs | TRUE
68 | LV_3360-9_0_4_line_68 | NAYY 4x150 SE | 57 | 59 | 0.0096909 | 0.208 | 0.08 | 261 | 0 | 0.27 | 1 | 1 | cs | TRUE
69 | LV_3360-9_0_4_line_69 | NAYY 4x150 SE | 60 | 61 | 0.019958 | 0.208 | 0.08 | 261 | 0 | 0.27 | 1 | 2 | cs | TRUE
70 | LV_3360-9_0_4_line_70 | NAYY 4x150 SE | 60 | 62 | 0.027259 | 0.208 | 0.08 | 261 | 0 | 0.27 | 1 | 1 | cs | TRUE
71 | LV_3360-9_0_4_line_71 | NAYY 4x150 SE | 61 | 63 | 0.00083853 | 0.208 | 0.08 | 261 | 0 | 0.27 | 1 | 2 | cs | TRUE
72 | LV_3360-9_0_4_line_72 | NAYY 4x150 SE | 63 | 64 | 0.008689 | 0.208 | 0.08 | 261 | 0 | 0.27 | 1 | 2 | cs | TRUE
73 | LV_3360-9_0_4_line_73 | NAYY 4x150 SE | 64 | 65 | 0.0087181 | 0.208 | 0.08 | 261 | 0 | 0.27 | 1 | 2 | cs | TRUE
74 | LV_3360-9_0_4_line_74 | NAYY 4x150 SE | 65 | 92 | 0.019765 | 0.208 | 0.08 | 261 | 0 | 0.27 | 1 | 2 | cs | TRUE
75 | LV_3360-9_0_4_line_75 | NAYY 4x150 SE | 66 | 67 | 0.018336 | 0.208 | 0.08 | 261 | 0 | 0.27 | 1 | 1 | cs | TRUE
76 | LV_3360-9_0_4_line_76 | NAYY 4x150 SE | 66 | 68 | 0.11835 | 0.208 | 0.08 | 261 | 0 | 0.27 | 1 | 1 | cs | TRUE
77 | LV_3360-9_0_4_line_77 | NAYY 4x150 SE | 67 | 69 | 0.022578 | 0.208 | 0.08 | 261 | 0 | 0.27 | 1 | 1 | cs | TRUE
78 | LV_3360-9_0_4_line_78 | NAYY 4x150 SE | 67 | 70 | 0.016067 | 0.208 | 0.08 | 261 | 0 | 0.27 | 1 | 1 | cs | TRUE
79 | LV_3360-9_0_4_line_79 | NAYY 4x150 SE | 69 | 71 | 0.0061319 | 0.208 | 0.08 | 261 | 0 | 0.27 | 1 | 1 | cs | TRUE
80 | LV_3360-9_0_4_line_80 | NAYY 4x150 SE | 69 | 72 | 0.016584 | 0.208 | 0.08 | 261 | 0 | 0.27 | 1 | 1 | cs | TRUE
81 | LV_3360-9_0_4_line_81 | NAYY 4x150 SE | 70 | 73 | 0.0044833 | 0.208 | 0.08 | 261 | 0 | 0.27 | 1 | 1 | cs | TRUE
82 | LV_3360-9_0_4_line_82 | NAYY 4x150 SE | 71 | 123 | 0.034915 | 0.208 | 0.08 | 261 | 0 | 0.27 | 1 | 1 | cs | TRUE
83 | LV_3360-9_0_4_line_83 | NAYY 4x150 SE | 72 | 125 | 0.015991 | 0.208 | 0.08 | 261 | 0 | 0.27 | 1 | 1 | cs | TRUE
84 | LV_3360-9_0_4_line_84 | NAYY 4x150 SE | 73 | 126 | 0.031715 | 0.208 | 0.08 | 261 | 0 | 0.27 | 1 | 1 | cs | TRUE
85 | LV_3360-9_0_4_line_85 | NAYY 4x150 SE | 73 | 127 | 0.028499 | 0.208 | 0.08 | 261 | 0 | 0.27 | 1 | 1 | cs | TRUE
86 | LV_3360-9_0_4_line_86 | NAYY 4x150 SE | 74 | 75 | 0.030483 | 0.208 | 0.08 | 261 | 0 | 0.27 | 1 | 2 | cs | TRUE
87 | LV_3360-9_0_4_line_87 | NAYY 4x150 SE | 74 | 76 | 0.081899 | 0.208 | 0.08 | 261 | 0 | 0.27 | 1 | 2 | cs | TRUE
88 | LV_3360-9_0_4_line_88 | NAYY 4x150 SE | 75 | 77 | 0.066823 | 0.208 | 0.08 | 261 | 0 | 0.27 | 1 | 2 | cs | TRUE
89 | LV_3360-9_0_4_line_89 | NAYY 4x150 SE | 76 | 78 | 0.0094757 | 0.208 | 0.08 | 261 | 0 | 0.27 | 1 | 2 | cs | TRUE
90 | LV_3360-9_0_4_line_90 | NAYY 4x150 SE | 77 | 79 | 0.12073 | 0.208 | 0.08 | 261 | 0 | 0.27 | 1 | 2 | cs | TRUE
91 | LV_3360-9_0_4_line_91 | NAYY 4x150 SE | 78 | 80 | 0.006704 | 0.208 | 0.08 | 261 | 0 | 0.27 | 1 | 1 | cs | TRUE
92 | LV_3360-9_0_4_line_92 | NAYY 4x150 SE | 78 | 81 | 0.013917 | 0.208 | 0.08 | 261 | 0 | 0.27 | 1 | 2 | cs | TRUE
93 | LV_3360-9_0_4_line_93 | NAYY 4x150 SE | 79 | 82 | 0.036007 | 0.208 | 0.08 | 261 | 0 | 0.27 | 1 | 2 | cs | TRUE
94 | LV_3360-9_0_4_line_94 | NAYY 4x150 SE | 79 | 83 | 0.036116 | 0.208 | 0.08 | 261 | 0 | 0.27 | 1 | 1 | cs | TRUE
95 | LV_3360-9_0_4_line_95 | NAYY 4x150 SE | 80 | 84 | 0.01094 | 0.208 | 0.08 | 261 | 0 | 0.27 | 1 | 1 | cs | TRUE
96 | LV_3360-9_0_4_line_96 | NAYY 4x150 SE | 81 | 85 | 0.016367 | 0.208 | 0.08 | 261 | 0 | 0.27 | 1 | 2 | cs | TRUE
97 | LV_3360-9_0_4_line_97 | NAYY 4x150 SE | 82 | 86 | 0.0078826 | 0.208 | 0.08 | 261 | 0 | 0.27 | 1 | 2 | cs | TRUE
98 | LV_3360-9_0_4_line_98 | NAYY 4x150 SE | 83 | 90 | 0.013295 | 0.208 | 0.08 | 261 | 0 | 0.27 | 1 | 1 | cs | TRUE
99 | LV_3360-9_0_4_line_99 | NAYY 4x150 SE | 84 | 91 | 0.017323 | 0.208 | 0.08 | 261 | 0 | 0.27 | 1 | 1 | cs | TRUE
100 | LV_3360-9_0_4_line_100 | NAYY 4x150 SE | 85 | 92 | 0.01272 | 0.208 | 0.08 | 261 | 0 | 0.27 | 1 | 2 | cs | TRUE
101 | LV_3360-9_0_4_line_101 | NAYY 4x150 SE | 87 | 88 | 0.026619 | 0.208 | 0.08 | 261 | 0 | 0.27 | 1 | 1 | cs | TRUE
102 | LV_3360-9_0_4_line_102 | NAYY 4x150 SE | 87 | 89 | 0.017292 | 0.208 | 0.08 | 261 | 0 | 0.27 | 1 | 1 | cs | TRUE
103 | LV_3360-9_0_4_line_103 | NAYY 4x150 SE | 88 | 133 | 0.019295 | 0.208 | 0.08 | 261 | 0 | 0.27 | 1 | 1 | cs | TRUE
104 | LV_3360-9_0_4_line_104 | NAYY 4x150 SE | 89 | 121 | 0.0072129 | 0.208 | 0.08 | 261 | 0 | 0.27 | 1 | 1 | cs | TRUE
105 | LV_3360-9_0_4_line_105 | NAYY 4x150 SE | 90 | 129 | 0.0085746 | 0.208 | 0.08 | 261 | 0 | 0.27 | 1 | 1 | cs | TRUE
106 | LV_3360-9_0_4_line_106 | NAYY 4x150 SE | 91 | 101 | 0.016797 | 0.208 | 0.08 | 261 | 0 | 0.27 | 1 | 1 | cs | TRUE
107 | LV_3360-9_0_4_line_107 | NAYY 4x150 SE | 93 | 94 | 0.025373 | 0.208 | 0.08 | 261 | 0 | 0.27 | 1 | 1 | cs | TRUE
108 | LV_3360-9_0_4_line_108 | NAYY 4x150 SE | 93 | 95 | 0.032807 | 0.208 | 0.08 | 261 | 0 | 0.27 | 1 | 1 | cs | TRUE
109 | LV_3360-9_0_4_line_109 | NAYY 4x150 SE | 94 | 98 | 0.081324 | 0.208 | 0.08 | 261 | 0 | 0.27 | 1 | 1 | cs | TRUE
110 | LV_3360-9_0_4_line_110 | NAYY 4x150 SE | 95 | 99 | 0.015024 | 0.208 | 0.08 | 261 | 0 | 0.27 | 1 | 1 | cs | TRUE
111 | LV_3360-9_0_4_line_111 | NAYY 4x150 SE | 96 | 97 | 0.019439 | 0.208 | 0.08 | 261 | 0 | 0.27 | 1 | 1 | cs | TRUE
112 | LV_3360-9_0_4_line_112 | NAYY 4x150 SE | 97 | 100 | 0.023206 | 0.208 | 0.08 | 261 | 0 | 0.27 | 1 | 1 | cs | TRUE
113 | LV_3360-9_0_4_line_113 | NAYY 4x150 SE | 99 | 181 | 0.0059817 | 0.208 | 0.08 | 261 | 0 | 0.27 | 1 | 1 | cs | TRUE
114 | LV_3360-9_0_4_line_114 | NAYY 4x150 SE | 100 | 107 | 0.044784 | 0.208 | 0.08 | 261 | 0 | 0.27 | 1 | 1 | cs | TRUE
115 | LV_3360-9_0_4_line_115 | NAYY 4x150 SE | 100 | 104 | 0.10515 | 0.208 | 0.08 | 261 | 0 | 0.27 | 1 | 1 | cs | TRUE
116 | LV_3360-9_0_4_line_116 | NAYY 4x150 SE | 101 | 108 | 0.010651 | 0.208 | 0.08 | 261 | 0 | 0.27 | 1 | 1 | cs | TRUE
117 | LV_3360-9_0_4_line_117 | NAYY 4x150 SE | 102 | 103 | 0.091031 | 0.208 | 0.08 | 261 | 0 | 0.27 | 1 | 1 | cs | TRUE
118 | LV_3360-9_0_4_line_118 | NAYY 4x150 SE | 103 | 104 | 0.012971 | 0.208 | 0.08 | 261 | 0 | 0.27 | 1 | 1 | cs | TRUE
119 | LV_3360-9_0_4_line_119 | NAYY 4x150 SE | 103 | 105 | 0.068419 | 0.208 | 0.08 | 261 | 0 | 0.27 | 1 | 1 | cs | TRUE
120 | LV_3360-9_0_4_line_120 | NAYY 4x150 SE | 105 | 106 | 0.013411 | 0.208 | 0.08 | 261 | 0 | 0.27 | 1 | 1 | cs | TRUE
121 | LV_3360-9_0_4_line_121 | NAYY 4x150 SE | 107 | 110 | 0.02222 | 0.208 | 0.08 | 261 | 0 | 0.27 | 1 | 1 | cs | TRUE
122 | LV_3360-9_0_4_line_122 | NAYY 4x150 SE | 107 | 111 | 0.021227 | 0.208 | 0.08 | 261 | 0 | 0.27 | 1 | 1 | cs | TRUE
123 | LV_3360-9_0_4_line_123 | NAYY 4x150 SE | 108 | 109 | 0.019552 | 0.208 | 0.08 | 261 | 0 | 0.27 | 1 | 1 | cs | TRUE
124 | LV_3360-9_0_4_line_124 | NAYY 4x150 SE | 110 | 177 | 0.017853 | 0.208 | 0.08 | 261 | 0 | 0.27 | 1 | 1 | cs | TRUE
125 | LV_3360-9_0_4_line_125 | NAYY 4x150 SE | 110 | 178 | 0.016639 | 0.208 | 0.08 | 261 | 0 | 0.27 | 1 | 1 | cs | TRUE
126 | LV_3360-9_0_4_line_126 | NAYY 4x150 SE | 111 | 179 | 0.048192 | 0.208 | 0.08 | 261 | 0 | 0.27 | 1 | 1 | cs | TRUE
127 | LV_3360-9_0_4_line_127 | NAYY 4x150 SE | 112 | 113 | 0.0017402 | 0.208 | 0.08 | 261 | 0 | 0.27 | 1 | 1 | cs | TRUE
128 | LV_3360-9_0_4_line_128 | NAYY 4x150 SE | 112 | 114 | 0.037125 | 0.208 | 0.08 | 261 | 0 | 0.27 | 1 | 1 | cs | TRUE
129 | LV_3360-9_0_4_line_129 | NAYY 4x150 SE | 114 | 115 | 0.0023159 | 0.208 | 0.08 | 261 | 0 | 0.27 | 1 | 1 | cs | TRUE
130 | LV_3360-9_0_4_line_130 | NAYY 4x150 SE | 116 | 117 | 0.0026076 | 0.208 | 0.08 | 261 | 0 | 0.27 | 1 | 1 | cs | TRUE
131 | LV_3360-9_0_4_line_131 | NAYY 4x150 SE | 117 | 118 | 0.012295 | 0.208 | 0.08 | 261 | 0 | 0.27 | 1 | 1 | cs | TRUE
132 | LV_3360-9_0_4_line_132 | NAYY 4x150 SE | 118 | 119 | 0.036633 | 0.208 | 0.08 | 261 | 0 | 0.27 | 1 | 1 | cs | TRUE
133 | LV_3360-9_0_4_line_133 | NAYY 4x150 SE | 120 | 123 | 0.0090236 | 0.208 | 0.08 | 261 | 0 | 0.27 | 1 | 1 | cs | TRUE
134 | LV_3360-9_0_4_line_134 | NAYY 4x150 SE | 121 | 122 | 0.0082681 | 0.208 | 0.08 | 261 | 0 | 0.27 | 1 | 1 | cs | TRUE
135 | LV_3360-9_0_4_line_135 | NAYY 4x150 SE | 123 | 124 | 0.026626 | 0.208 | 0.08 | 261 | 0 | 0.27 | 1 | 1 | cs | TRUE
136 | LV_3360-9_0_4_line_136 | NAYY 4x150 SE | 124 | 129 | 0.019857 | 0.208 | 0.08 | 261 | 0 | 0.27 | 1 | 1 | cs | TRUE
137 | LV_3360-9_0_4_line_137 | NAYY 4x150 SE | 125 | 128 | 0.011134 | 0.208 | 0.08 | 261 | 0 | 0.27 | 1 | 1 | cs | TRUE
138 | LV_3360-9_0_4_line_138 | NAYY 4x150 SE | 126 | 131 | 0.015772 | 0.208 | 0.08 | 261 | 0 | 0.27 | 1 | 1 | cs | TRUE
139 | LV_3360-9_0_4_line_139 | NAYY 4x150 SE | 129 | 130 | 0.036673 | 0.208 | 0.08 | 261 | 0 | 0.27 | 1 | 1 | cs | TRUE
140 | LV_3360-9_0_4_line_140 | NAYY 4x150 SE | 131 | 132 | 0.010356 | 0.208 | 0.08 | 261 | 0 | 0.27 | 1 | 1 | cs | TRUE
141 | LV_3360-9_0_4_line_141 | NAYY 4x150 SE | 134 | 135 | 0.045143 | 0.208 | 0.08 | 261 | 0 | 0.27 | 1 | 1 | cs | TRUE
142 | LV_3360-9_0_4_line_142 | NAYY 4x150 SE | 135 | 136 | 0.030134 | 0.208 | 0.08 | 261 | 0 | 0.27 | 1 | 1 | cs | TRUE
143 | LV_3360-9_0_4_line_143 | NAYY 4x150 SE | 136 | 137 | 0.023604 | 0.208 | 0.08 | 261 | 0 | 0.27 | 1 | 1 | cs | TRUE
144 | LV_3360-9_0_4_line_144 | NAYY 4x150 SE | 137 | 138 | 0.0079772 | 0.208 | 0.08 | 261 | 0 | 0.27 | 1 | 1 | cs | TRUE
145 | LV_3360-9_0_4_line_145 | NAYY 4x150 SE | 138 | 139 | 0.013697 | 0.208 | 0.08 | 261 | 0 | 0.27 | 1 | 1 | cs | TRUE
146 | LV_3360-9_0_4_line_146 | NAYY 4x150 SE | 138 | 140 | 0.012182 | 0.208 | 0.08 | 261 | 0 | 0.27 | 1 | 1 | cs | TRUE
147 | LV_3360-9_0_4_line_147 | NAYY 4x150 SE | 141 | 142 | 0.010862 | 0.208 | 0.08 | 261 | 0 | 0.27 | 1 | 1 | cs | TRUE
148 | LV_3360-9_0_4_line_148 | NAYY 4x150 SE | 141 | 143 | 0.0099315 | 0.208 | 0.08 | 261 | 0 | 0.27 | 1 | 1 | cs | TRUE
149 | LV_3360-9_0_4_line_149 | NAYY 4x150 SE | 142 | 144 | 0.0073282 | 0.208 | 0.08 | 261 | 0 | 0.27 | 1 | 1 | cs | TRUE
150 | LV_3360-9_0_4_line_150 | NAYY 4x150 SE | 143 | 145 | 0.077045 | 0.208 | 0.08 | 261 | 0 | 0.27 | 1 | 1 | cs | TRUE
151 | LV_3360-9_0_4_line_151 | NAYY 4x150 SE | 146 | 147 | 0.037761 | 0.208 | 0.08 | 261 | 0 | 0.27 | 1 | 1 | cs | TRUE
152 | LV_3360-9_0_4_line_152 | NAYY 4x150 SE | 146 | 148 | 0.098801 | 0.208 | 0.08 | 261 | 0 | 0.27 | 1 | 1 | cs | TRUE
153 | LV_3360-9_0_4_line_153 | NAYY 4x150 SE | 149 | 150 | 0.0048654 | 0.208 | 0.08 | 261 | 0 | 0.27 | 1 | 1 | cs | TRUE
154 | LV_3360-9_0_4_line_154 | NAYY 4x150 SE | 149 | 151 | 0.11449 | 0.208 | 0.08 | 261 | 0 | 0.27 | 1 | 1 | cs | TRUE
155 | LV_3360-9_0_4_line_155 | NAYY 4x150 SE | 151 | 152 | 0.015656 | 0.208 | 0.08 | 261 | 0 | 0.27 | 1 | 1 | cs | TRUE
156 | LV_3360-9_0_4_line_156 | NAYY 4x150 SE | 151 | 153 | 0.054525 | 0.208 | 0.08 | 261 | 0 | 0.27 | 1 | 1 | cs | TRUE
157 | LV_3360-9_0_4_line_157 | NAYY 4x150 SE | 151 | 154 | 0.11596 | 0.208 | 0.08 | 261 | 0 | 0.27 | 1 | 1 | cs | TRUE
158 | LV_3360-9_0_4_line_158 | NAYY 4x150 SE | 152 | 155 | 0.0010685 | 0.208 | 0.08 | 261 | 0 | 0.27 | 1 | 1 | cs | TRUE
159 | LV_3360-9_0_4_line_159 | NAYY 4x150 SE | 153 | 156 | 0.012421 | 0.208 | 0.08 | 261 | 0 | 0.27 | 1 | 1 | cs | TRUE
160 | LV_3360-9_0_4_line_160 | NAYY 4x150 SE | 153 | 157 | 0.039003 | 0.208 | 0.08 | 261 | 0 | 0.27 | 1 | 1 | cs | TRUE
161 | LV_3360-9_0_4_line_161 | NAYY 4x150 SE | 154 | 158 | 0.021642 | 0.208 | 0.08 | 261 | 0 | 0.27 | 1 | 1 | cs | TRUE
162 | LV_3360-9_0_4_line_162 | NAYY 4x150 SE | 155 | 176 | 0.023119 | 0.208 | 0.08 | 261 | 0 | 0.27 | 1 | 1 | cs | TRUE
163 | LV_3360-9_0_4_line_163 | NAYY 4x150 SE | 156 | 163 | 0.031154 | 0.208 | 0.08 | 261 | 0 | 0.27 | 1 | 1 | cs | TRUE
164 | LV_3360-9_0_4_line_164 | NAYY 4x150 SE | 157 | 175 | 0.035936 | 0.208 | 0.08 | 261 | 0 | 0.27 | 1 | 1 | cs | TRUE
165 | LV_3360-9_0_4_line_165 | NAYY 4x150 SE | 158 | 159 | 0.015571 | 0.208 | 0.08 | 261 | 0 | 0.27 | 1 | 1 | cs | TRUE
166 | LV_3360-9_0_4_line_166 | NAYY 4x150 SE | 159 | 160 | 0.01831 | 0.208 | 0.08 | 261 | 0 | 0.27 | 1 | 1 | cs | TRUE
167 | LV_3360-9_0_4_line_167 | NAYY 4x150 SE | 161 | 163 | 0.0032156 | 0.208 | 0.08 | 261 | 0 | 0.27 | 1 | 1 | cs | TRUE
168 | LV_3360-9_0_4_line_168 | NAYY 4x150 SE | 162 | 164 | 0.039143 | 0.208 | 0.08 | 261 | 0 | 0.27 | 1 | 1 | cs | TRUE
169 | LV_3360-9_0_4_line_169 | NAYY 4x150 SE | 164 | 165 | 0.0080929 | 0.208 | 0.08 | 261 | 0 | 0.27 | 1 | 1 | cs | TRUE
170 | LV_3360-9_0_4_line_170 | NAYY 4x150 SE | 165 | 166 | 0.096363 | 0.208 | 0.08 | 261 | 0 | 0.27 | 1 | 1 | cs | TRUE
171 | LV_3360-9_0_4_line_171 | NAYY 4x150 SE | 166 | 167 | 0.088639 | 0.208 | 0.08 | 261 | 0 | 0.27 | 1 | 1 | cs | TRUE
172 | LV_3360-9_0_4_line_172 | NAYY 4x150 SE | 166 | 168 | 0.12162 | 0.208 | 0.08 | 261 | 0 | 0.27 | 1 | 1 | cs | TRUE
173 | LV_3360-9_0_4_line_173 | NAYY 4x150 SE | 168 | 169 | 0.11209 | 0.208 | 0.08 | 261 | 0 | 0.27 | 1 | 1 | cs | TRUE
174 | LV_3360-9_0_4_line_174 | NAYY 4x150 SE | 168 | 170 | 0.019011 | 0.208 | 0.08 | 261 | 0 | 0.27 | 1 | 1 | cs | TRUE
175 | LV_3360-9_0_4_line_175 | NAYY 4x150 SE | 169 | 171 | 0.011966 | 0.208 | 0.08 | 261 | 0 | 0.27 | 1 | 1 | cs | TRUE
176 | LV_3360-9_0_4_line_176 | NAYY 4x150 SE | 170 | 172 | 0.028228 | 0.208 | 0.08 | 261 | 0 | 0.27 | 1 | 1 | cs | TRUE
177 | LV_3360-9_0_4_line_177 | NAYY 4x150 SE | 171 | 188 | 0.22087 | 0.208 | 0.08 | 261 | 0 | 0.27 | 1 | 1 | cs | TRUE
178 | LV_3360-9_0_4_line_178 | NAYY 4x150 SE | 173 | 174 | 0.019604 | 0.208 | 0.08 | 261 | 0 | 0.27 | 1 | 1 | cs | TRUE
179 | LV_3360-9_0_4_line_179 | NAYY 4x150 SE | 174 | 175 | 0.032384 | 0.208 | 0.08 | 261 | 0 | 0.27 | 1 | 1 | cs | TRUE
180 | LV_3360-9_0_4_line_180 | NAYY 4x150 SE | 178 | 180 | 0.0036189 | 0.208 | 0.08 | 261 | 0 | 0.27 | 1 | 1 | cs | TRUE
181 | LV_3360-9_0_4_line_181 | NAYY 4x150 SE | 180 | 184 | 0.0084676 | 0.208 | 0.08 | 261 | 0 | 0.27 | 1 | 1 | cs | TRUE
182 | LV_3360-9_0_4_line_182 | NAYY 4x150 SE | 181 | 182 | 0.020241 | 0.208 | 0.08 | 261 | 0 | 0.27 | 1 | 1 | cs | TRUE
183 | LV_3360-9_0_4_line_183 | NAYY 4x150 SE | 182 | 183 | 0.021766 | 0.208 | 0.08 | 261 | 0 | 0.27 | 1 | 1 | cs | TRUE
184 | LV_3360-9_0_4_line_184 | NAYY 4x150 SE | 183 | 184 | 0.016911 | 0.208 | 0.08 | 261 | 0 | 0.27 | 1 | 1 | cs | TRUE
185 | LV_3360-9_0_4_line_185 | NAYY 4x150 SE | 185 | 186 | 0.044302 | 0.208 | 0.08 | 261 | 0 | 0.27 | 1 | 1 | cs | TRUE
186 | LV_3360-9_0_4_line_186 | NAYY 4x150 SE | 186 | 187 | 0.021397 | 0.208 | 0.08 | 261 | 0 | 0.27 | 1 | 1 | cs | TRUE
187 | LV_3360-9_0_4_line_187 | NAYY 4x150 SE | 187 | 189 | 0.026259 | 0.208 | 0.08 | 261 | 0 | 0.27 | 1 | 1 | cs | TRUE
188 | LV_3360-9_0_4_line_188 | NAYY 4x150 SE | 188 | 189 | 0.022731 | 0.208 | 0.08 | 261 | 0 | 0.27 | 1 | 1 | cs | TRUE

## trafo
| name | std_type | hv_bus | lv_bus | sn_mva | vn_hv_kv | vn_lv_kv | vk_percent | vkr_percent | pfe_kw | i0_percent | shift_degree | tap_side | tap_neutral | tap_min | tap_max | tap_step_percent | tap_step_degree | tap_pos | tap_phase_shifter | parallel | df | in_service
0 | LV_3360-9_0_4_trafo_113 | 0.25 MVA 20/0.4 kV | 190 | 86 | 0.25 | 20 | 0.4 | 6 | 1.44 | 0.8 | 0.32 | 150 | hv | 0 | -2 | 2 | 2.5 | 0 | 0 | FALSE | 1 | 1 | TRUE

## line_geodata
| x0 | y0 | x1 | y1 | x2 | y2 | x3 | y3 | x4 | y4 | x5 | y5 | x6 | y6 | x7 | y7 | x8 | y8 | x9 | y9 | x10 | y10 | x11 | y11 | x12 | y12
0 | 2731089.5091 | 1234411.0554 | 2731091.8632 | 1234408.8381 | 2731105.6372 | 1234399.0739
1 | 2731112.1473 | 1234394.459 | 2731105.6372 | 1234399.0739
2 | 2731112.1473 | 1234394.459 | 2731141.8165 | 1234373.427
3 | 2731158.5672 | 1234359.5349 | 2731151.9362 | 1234365.2489 | 2731142.8283 | 1234372.7098 | 2731141.8165 | 1234373.427
4 | 2731025.907 | 1234394.1044 | 2731032.7536 | 1234403.7126
5 | 2731025.907 | 1234394.1044 | 2731042.3831 | 1234383.5365 | 2731060.1096 | 1234375.8547
6 | 2731154.5272 | 1234340.5074 | 2731162.1128 | 1234345.7459 | 2731158.5672 | 1234359.5349
7 | 2731066.5813 | 1234373.0502 | 2731060.1096 | 1234375.8547
8 | 2731154.5272 | 1234340.5074 | 2731167.0964 | 1234332.6782 | 2731174.9885 | 1234323.0108 | 2731176.0485 | 1234321.196
9 | 2731154.5272 | 1234340.5074 | 2731151.1384 | 1234341.8859
10 | 2731066.5813 | 1234373.0502 | 2731102.1732 | 1234357.625
11 | 2731066.5813 | 1234373.0502 | 2731059.3055 | 1234357.9971
12 | 2731313.7732 | 1234430.389 | 2731297.0371 | 1234446.5329 | 2731271.4664 | 1234463.6046 | 2731265.352 | 1234473.3556 | 2731260.6092 | 1234476.5536 | 2731231.6215 | 1234496.1188 | 2731218.2556 | 1234506.7772
13 | 2731290.3196 | 1234367.4619 | 2731294.5385 | 1234371.5253 | 2731310.0437 | 1234391.1845 | 2731311.1049 | 1234393.8769 | 2731310.8279 | 1234396.473 | 2731309.2744 | 1234399.2632 | 2731298.3741 | 1234406.9622 | 2731297.5222 | 1234408.5003 | 2731297.4714 | 1234410.8011 | 2731298.8176 | 1234413.9557 | 2731310.1606 | 1234429.7308 | 2731313.7732 | 1234430.389
14 | 2731415.9685 | 1234402.4132 | 2731379.2522 | 1234414.6228 | 2731362.2497 | 1234422.2646 | 2731345.4312 | 1234428.4314 | 2731329.7255 | 1234431.1977 | 2731317.5064 | 1234431.0721 | 2731313.7732 | 1234430.389
15 | 2731295.1021 | 1234359.0494 | 2731290.3196 | 1234367.4619
16 | 2731290.3196 | 1234367.4619 | 2731285.4603 | 1234371.8138 | 2731276.1858 | 1234375.8068
17 | 2731415.9685 | 1234402.4132 | 2731414.6522 | 1234405.3144
18 | 2731415.9685 | 1234402.4132 | 2731423.1713 | 1234388.6608 | 2731435.6366 | 1234368.4305 | 2731441.6235 | 1234358.3918
19 | 2731295.1021 | 1234359.0494 | 2731283.8774 | 1234358.4676 | 2731275.3271 | 1234356.7995
20 | 2731295.1021 | 1234359.0494 | 2731302.437 | 1234357.4656 | 2731315.3888 | 1234353.5707 | 2731319.7729 | 1234351.1351
21 | 2731276.1858 | 1234375.8068 | 2731267.8633 | 1234379.39
22 | 2731443.2522 | 1234336.3829 | 2731445.5977 | 1234342.6289 | 2731445.5998 | 1234348.6897 | 2731443.0921 | 1234355.9292 | 2731441.6235 | 1234358.3918
23 | 2731063.7487 | 1234585.423 | 2731064.1126 | 1234593.9827 | 2731063.4154 | 1234603.9535 | 2731061.3564 | 1234612.1595 | 2731056.0309 | 1234619.1257
24 | 2731052.3567 | 1234498.0978 | 2731051.3306 | 1234508.9066 | 2731052.0404 | 1234522.0333 | 2731054.9827 | 1234539.6798 | 2731056.7877 | 1234550.8736 | 2731058.4748 | 1234559.5181 | 2731063.7487 | 1234585.423
25 | 2731052.3567 | 1234498.0978 | 2731054.7578 | 1234489.8327 | 2731062.9812 | 1234478.5156 | 2731071.6691 | 1234471.1362
26 | 2731115.2706 | 1234437.2593 | 2731074.6956 | 1234468.5655 | 2731071.6691 | 1234471.1362
27 | 2731183.4995 | 1234368.5835 | 2731161.5406 | 1234392.217 | 2731136.911 | 1234417.7729 | 2731115.7788 | 1234436.8672 | 2731115.2706 | 1234437.2593
28 | 2731275.3271 | 1234356.7995 | 2731273.6023 | 1234316.7422
29 | 2731275.3271 | 1234356.7995 | 2731259.2437 | 1234354.5611
30 | 2731319.7729 | 1234351.1351 | 2731328.6521 | 1234346.202 | 2731339.6547 | 1234335.8346
31 | 2731252.6623 | 1234385.9346 | 2731267.8633 | 1234379.39
32 | 2731443.2522 | 1234336.3829 | 2731467.8405 | 1234346.9691 | 2731463.8974 | 1234355.0776 | 2731481.9694 | 1234361.3939 | 2731499.2488 | 1234355.6269 | 2731500.6641 | 1234364.2099 | 2731517.4922 | 1234375.4029
33 | 2731272.6752 | 1234295.211 | 2731273.6023 | 1234316.7422
34 | 2731241.6253 | 1234352.1091 | 2731259.2437 | 1234354.5611
35 | 2731349.8348 | 1234326.2422 | 2731339.6547 | 1234335.8346
36 | 2731252.6623 | 1234385.9346 | 2731245.094 | 1234396.3652 | 2731239.6447 | 1234400.4053
37 | 2731252.6623 | 1234385.9346 | 2731243.1167 | 1234386.4687 | 2731236.7755 | 1234385.1583
38 | 2731517.4922 | 1234375.4029 | 2731520.3585 | 1234370.4399 | 2731533.0516 | 1234344.0429 | 2731542.132 | 1234331.0106 | 2731549.9933 | 1234323.1704
39 | 2731517.4922 | 1234375.4029 | 2731512.0351 | 1234384.8568 | 2731509.254 | 1234388.4416
40 | 2730977.1315 | 1233893.9621 | 2730944.9885 | 1233901.1113
41 | 2731033.9291 | 1233908.393 | 2731009.2053 | 1233890.0991 | 2730977.1315 | 1233893.9621
42 | 2730977.1315 | 1233893.9621 | 2730953.213 | 1233760.0722
43 | 2731033.9291 | 1233908.393 | 2731054.4597 | 1233938.927
44 | 2731062.3762 | 1233742.191 | 2730953.213 | 1233760.0722
45 | 2730953.213 | 1233760.0722 | 2730932.8447 | 1233593.4807
46 | 2731054.4597 | 1233938.927 | 2731067.678 | 1233933.6251 | 2731088.259 | 1233936.1367 | 2731126.0479 | 1233948.1583 | 2731126.4536 | 1233948.3132
47 | 2731054.4597 | 1233938.927 | 2731034.5432 | 1233964.3615
48 | 2731062.3762 | 1233742.191 | 2731100.2129 | 1233728.4361 | 2731107.0038 | 1233730.9435 | 2731090.9476 | 1233760.2921
49 | 2730932.8447 | 1233593.4807 | 2731011.3068 | 1233597.3712
50 | 2730920.2762 | 1233592.8575 | 2730932.8447 | 1233593.4807
51 | 2731131.4473 | 1233577.6672 | 2731011.3068 | 1233597.3712
52 | 2731131.4473 | 1233577.6672 | 2731135.1604 | 1233574.933 | 2731153.1361 | 1233565.4994 | 2731179.9374 | 1233567.2702 | 2731229.0622 | 1233577.4076 | 2731232.5254 | 1233572.0511
53 | 2731126.4536 | 1233948.3132 | 2731154.8747 | 1233959.1653
54 | 2731029.9527 | 1233970.2238 | 2731034.5432 | 1233964.3615
55 | 2731232.5254 | 1233572.0511 | 2731333.4053 | 1233662.7098
56 | 2731206.7427 | 1233972.2929 | 2731198.9129 | 1233971.9198 | 2731174.9508 | 1233966.831 | 2731154.8747 | 1233959.1653
57 | 2731029.9527 | 1233970.2238 | 2731021.3569 | 1233981.2011
58 | 2731536.345 | 1233701.9989 | 2731333.4053 | 1233662.7098
59 | 2731331.4681 | 1233670.3408 | 2731333.4053 | 1233662.7098
60 | 2731327.5107 | 1233685.9293 | 2731331.4681 | 1233670.3408
61 | 2731536.345 | 1233701.9989 | 2731538.1493 | 1233731.9722
62 | 2731538.4083 | 1233736.2746 | 2731538.1493 | 1233731.9722
63 | 2731000.8904 | 1234013.5951 | 2731003.2014 | 1234008.8004 | 2731008.9868 | 1233998.5192 | 2731012.0448 | 1233993.0932 | 2731021.3569 | 1233981.2011
64 | 2730998.8366 | 1234017.8563 | 2731000.8904 | 1234013.5951
65 | 2730998.8366 | 1234017.8563 | 2731014.3393 | 1234031.7497
66 | 2730998.8366 | 1234017.8563 | 2730977.7479 | 1234054.5515
67 | 2731014.3393 | 1234031.7497 | 2731034.4195 | 1234049.7456
68 | 2730972.9192 | 1234062.9537 | 2730977.7479 | 1234054.5515
69 | 2731206.7427 | 1233972.2929 | 2731209.2472 | 1233982.6681 | 2731211.4077 | 1233991.6984
70 | 2731206.7427 | 1233972.2929 | 2731213.9288 | 1233968.5484 | 2731231.5596 | 1233961.0595
71 | 2731211.4077 | 1233991.6984 | 2731211.6028 | 1233992.5139
72 | 2731211.6028 | 1233992.5139 | 2731213.6245 | 1234000.9644
73 | 2731215.653 | 1234009.4433 | 2731213.6245 | 1234000.9644
74 | 2731215.653 | 1234009.4433 | 2731204.9421 | 1234020.1937 | 2731202.9223 | 1234024.3154
75 | 2731129.4981 | 1234251.1016 | 2731140.4022 | 1234265.8658
76 | 2731129.4981 | 1234251.1016 | 2731054.4197 | 1234283.5174 | 2731034.3543 | 1234252.9456
77 | 2731152.621 | 1234284.8738 | 2731140.4022 | 1234265.8658
78 | 2731140.4022 | 1234265.8658 | 2731153.5657 | 1234256.6536
79 | 2731152.621 | 1234284.8738 | 2731155.9372 | 1234290.0317
80 | 2731152.621 | 1234284.8738 | 2731140.9486 | 1234286.3842 | 2731136.4966 | 1234288.2162
81 | 2731157.2389 | 1234254.083 | 2731153.5657 | 1234256.6536
82 | 2731180.5999 | 1234313.4043 | 2731165.0375 | 1234304.1864 | 2731155.9372 | 1234290.0317
83 | 2731122.5998 | 1234295.8825 | 2731128.5609 | 1234291.4818 | 2731136.4966 | 1234288.2162
84 | 2731157.2389 | 1234254.083 | 2731183.2213 | 1234235.8956
85 | 2731144.4436 | 1234228.6013 | 2731157.2389 | 1234254.083
86 | 2731168.7412 | 1234105.6669 | 2731168.7412 | 1234105.6669 | 2731171.0976 | 1234110.067 | 2731176.7268 | 1234114.4061 | 2731184.5628 | 1234117.5706 | 2731194.3812 | 1234119.0757
87 | 2731168.7412 | 1234105.6669 | 2731168.4555 | 1234100.0892 | 2731169.2447 | 1234095.2136 | 2731172.2048 | 1234090.7974 | 2731181.371 | 1234083.1155 | 2731195.1875 | 1234074.7245 | 2731210.1608 | 1234065.0468 | 2731218.7612 | 1234058.2977 | 2731221.8576 | 1234053.8845 | 2731222.3422 | 1234050.1336
88 | 2731252.6056 | 1234141.4932 | 2731250.7001 | 1234135.2013 | 2731246.848 | 1234130.6346 | 2731241.2069 | 1234126.8402 | 2731230.0801 | 1234124.5481 | 2731194.3812 | 1234119.0757
89 | 2731221.5871 | 1234040.7675 | 2731222.6798 | 1234047.5195 | 2731222.3422 | 1234050.1336
90 | 2731252.6056 | 1234141.4932 | 2731254.09 | 1234149.7107 | 2731262.1478 | 1234190.8012 | 2731267.7708 | 1234224.5317 | 2731268.2009 | 1234236.9295 | 2731265.3693 | 1234247.8651 | 2731260.4631 | 1234259.4777
91 | 2731221.5871 | 1234040.7675 | 2731220.5217 | 1234034.1495
92 | 2731221.5871 | 1234040.7675 | 2731207.827 | 1234042.8492
93 | 2731260.4631 | 1234259.4777 | 2731267.463 | 1234263.4579 | 2731273.7978 | 1234269.7809 | 2731276.7878 | 1234278.054 | 2731276.3806 | 1234288.2536
94 | 2731226.6689 | 1234263.8239 | 2731235.3947 | 1234257.9005 | 2731246.4126 | 1234256.1979 | 2731253.6025 | 1234257.0686 | 2731260.4631 | 1234259.4777
95 | 2731220.5217 | 1234034.1495 | 2731231.3933 | 1234032.9263
96 | 2731197.325 | 1234035.7375 | 2731197.2813 | 1234035.8267 | 2731200.3575 | 1234043.9793 | 2731207.827 | 1234042.8492
97 | 2731272.6752 | 1234295.211 | 2731276.3806 | 1234288.2536
98 | 2731226.6689 | 1234263.8239 | 2731216.5561 | 1234270.8288 | 2731215.8096 | 1234271.4843
99 | 2731231.3933 | 1234032.9263 | 2731248.608 | 1234030.9894
100 | 2731197.325 | 1234035.7375 | 2731202.9223 | 1234024.3154
101 | 2731196.6328 | 1234354.4486 | 2731215.1694 | 1234335.2972
102 | 2731215.1694 | 1234335.2972 | 2731225.5938 | 1234346.737 | 2731227.035 | 1234347.8406
103 | 2731196.6328 | 1234354.4486 | 2731183.4995 | 1234368.5835
104 | 2731233.4362 | 1234350.9693 | 2731229.2277 | 1234349.5196 | 2731227.035 | 1234347.8406
105 | 2731209.3666 | 1234277.1421 | 2731215.8096 | 1234271.4843
106 | 2731248.608 | 1234030.9894 | 2731251.9137 | 1234030.6174 | 2731264.2326 | 1234025.1667
107 | 2731625.3387 | 1233915.6009 | 2731627.5798 | 1233913.9158 | 2731640.7044 | 1233913.8954 | 2731645.9547 | 1233913.8005 | 2731648.3873 | 1233912.6979 | 2731649.2051 | 1233911.3371
108 | 2731625.3387 | 1233915.6009 | 2731622.1603 | 1233894.6573 | 2731610.7273 | 1233896.7533
109 | 2731649.2051 | 1233911.3371 | 2731649.4423 | 1233909.5186 | 2731648.2887 | 1233907.925 | 2731645.4501 | 1233906.839 | 2731643.0665 | 1233904.3619 | 2731640.2501 | 1233899.8846 | 2731638.0702 | 1233893.6866 | 2731632.1491 | 1233859.8157 | 2731628.0468 | 1233835.3556
110 | 2731610.7273 | 1233896.7533 | 2731606.8459 | 1233897.4649 | 2731605.3428 | 1233892.1605 | 2731603.4983 | 1233886.9109
111 | 2731561.6057 | 1233883.1183 | 2731549.8044 | 1233867.6716
112 | 2731535.444 | 1233850.0664 | 2731537.6496 | 1233850.6712 | 2731541.3649 | 1233856.6252 | 2731549.8044 | 1233867.6716
113 | 2731603.4983 | 1233886.9109 | 2731601.5154 | 1233881.2675
114 | 2731535.444 | 1233850.0664 | 2731539.6305 | 1233825.8608 | 2731540.343 | 1233805.6594
115 | 2731535.444 | 1233850.0664 | 2731461.1695 | 1233924.4987
116 | 2731273.973 | 1234020.8569 | 2731264.2326 | 1234025.1667
117 | 2731452.0077 | 1233933.68 | 2731447.5312 | 1233938.1626 | 2731438.2612 | 1233945.7195 | 2731413.1915 | 1233953.3827 | 2731371.1265 | 1233950.5059 | 2731366.8523 | 1233949.657
118 | 2731452.0077 | 1233933.68 | 2731461.1695 | 1233924.4987
119 | 2731452.0077 | 1233933.68 | 2731464.8833 | 1233942.5056 | 2731481.919 | 1233943.6946 | 2731493.6073 | 1233948.0013 | 2731504.3702 | 1233957.1583 | 2731511.4886 | 1233962.8972
120 | 2731521.929 | 1233971.3143 | 2731511.4886 | 1233962.8972
121 | 2731540.343 | 1233805.6594 | 2731562.5321 | 1233807.7301
122 | 2731540.343 | 1233805.6594 | 2731539.8919 | 1233784.4374
123 | 2731291.4777 | 1234023.9635 | 2731280.279 | 1234018.0667 | 2731273.973 | 1234020.8569
124 | 2731580.3604 | 1233809.3928 | 2731562.5321 | 1233807.7301
125 | 2731562.5321 | 1233807.7301 | 2731561.8417 | 1233824.3543
126 | 2731539.8919 | 1233784.4374 | 2731539.1192 | 1233748.0836 | 2731538.4083 | 1233736.2746
127 | 2731058.5482 | 1234356.4304 | 2731059.3055 | 1234357.9971
128 | 2731058.5482 | 1234356.4304 | 2731049.1576 | 1234337.0021 | 2731048.8345 | 1234330.7119 | 2731051.2786 | 1234325.6504 | 2731053.7587 | 1234323.004
129 | 2731055.3423 | 1234321.3141 | 2731053.7587 | 1234323.004
130 | 2731104.5658 | 1234356.5881 | 2731102.1732 | 1234357.625
131 | 2731104.5658 | 1234356.5881 | 2731109.6262 | 1234354.395 | 2731116.1704 | 1234352.6213
132 | 2731116.1704 | 1234352.6213 | 2731141.8735 | 1234345.6547 | 2731151.1384 | 1234341.8859
133 | 2731180.5999 | 1234313.4043 | 2731176.0485 | 1234321.196
134 | 2731233.4362 | 1234350.9693 | 2731241.6253 | 1234352.1091
135 | 2731180.5999 | 1234313.4043 | 2731196.1568 | 1234291.7959
136 | 2731209.3666 | 1234277.1421 | 2731202.1619 | 1234283.455 | 2731196.1568 | 1234291.7959
137 | 2731113.6421 | 1234302.4953 | 2731122.5998 | 1234295.8825
138 | 2731183.2213 | 1234235.8956 | 2731196.1426 | 1234226.8508
139 | 2731209.3666 | 1234277.1421 | 2731203.4198 | 1234264.222 | 2731193.8345 | 1234253.8683 | 2731185.5766 | 1234252.6949
140 | 2731204.6267 | 1234220.912 | 2731196.1426 | 1234226.8508
141 | 2731157.1787 | 1234483.8276 | 2731164.3995 | 1234470.1906 | 2731183.3776 | 1234448.1686 | 2731183.7807 | 1234447.67
142 | 2731183.7807 | 1234447.67 | 2731199.0803 | 1234428.7433 | 2731204.1693 | 1234425.9668
143 | 2731204.1693 | 1234425.9668 | 2731208.0328 | 1234423.859 | 2731223.4528 | 1234412.4147
144 | 2731229.8585 | 1234407.6605 | 2731223.4528 | 1234412.4147
145 | 2731229.8585 | 1234407.6605 | 2731238.714 | 1234418.1316
146 | 2731229.8585 | 1234407.6605 | 2731239.6447 | 1234400.4053
147 | 2731223.3151 | 1234373.7763 | 2731226.6167 | 1234378.2307 | 2731230.5487 | 1234381.8111
148 | 2731223.3151 | 1234373.7763 | 2731216.0785 | 1234380.5782
149 | 2731236.7755 | 1234385.1583 | 2731233.4756 | 1234384.4764 | 2731230.5487 | 1234381.8111
150 | 2731163.0375 | 1234436.3676 | 2731192.4766 | 1234403.4094 | 2731196.5511 | 1234398.9289 | 2731198.8554 | 1234396.7668 | 2731216.0785 | 1234380.5782
151 | 2731349.8348 | 1234326.2422 | 2731352.6196 | 1234315.0275 | 2731353.8824 | 1234299.3644 | 2731355.2332 | 1234288.9632
152 | 2731349.8348 | 1234326.2422 | 2731361.6796 | 1234311.4581 | 2731411.6334 | 1234249.1543
153 | 2731533.2678 | 1234223.5233 | 2731528.4778 | 1234224.3761
154 | 2731533.2678 | 1234223.5233 | 2731541.0213 | 1234222.5386 | 2731555.5707 | 1234217.9901 | 2731580.8647 | 1234213.4907 | 2731599.8412 | 1234212.1542 | 2731604.8907 | 1234213.2447 | 2731607.9219 | 1234217.5933 | 2731608.3495 | 1234224.6087 | 2731604.2885 | 1234231.5358 | 2731587.0946 | 1234244.3548
155 | 2731587.0946 | 1234244.3548 | 2731596.1187 | 1234257.1483
156 | 2731583.4675 | 1234290.4802 | 2731578.3317 | 1234283.7164 | 2731572.9419 | 1234271.331 | 2731572.3605 | 1234262.3661 | 2731577.2442 | 1234253.5111 | 2731585.0309 | 1234245.8993 | 2731587.0946 | 1234244.3548
157 | 2731587.0946 | 1234244.3548 | 2731672.9027 | 1234166.3613
158 | 2731596.7346 | 1234258.0214 | 2731596.1187 | 1234257.1483
159 | 2731583.4675 | 1234290.4802 | 2731574.5137 | 1234299.089
160 | 2731583.4675 | 1234290.4802 | 2731586.3002 | 1234294.2128 | 2731592.4583 | 1234298.2415 | 2731605.0779 | 1234301.8351 | 2731618.0327 | 1234306.6967
161 | 2731672.9027 | 1234166.3613 | 2731677.8136 | 1234163.4845 | 2731690.4709 | 1234153.779
162 | 2731610.0602 | 1234276.9132 | 2731596.7346 | 1234258.0214
163 | 2731552.2701 | 1234320.8996 | 2731564.1007 | 1234309.1006 | 2731574.5137 | 1234299.089
164 | 2731614.2264 | 1234333.0522 | 2731621.5016 | 1234327.5094 | 2731626.3033 | 1234322.3559 | 2731627.0068 | 1234316.9224 | 2731625.1661 | 1234311.8217 | 2731619.4072 | 1234307.2125 | 2731618.0327 | 1234306.6967
165 | 2731702.6361 | 1234144.0605 | 2731690.4709 | 1234153.779 | 2731690.4709 | 1234153.779
166 | 2731702.6361 | 1234144.0605 | 2731704.7872 | 1234142.3421 | 2731716.4285 | 1234132.023
167 | 2731552.2701 | 1234320.8996 | 2731549.9933 | 1234323.1704
168 | 2731486.1787 | 1234420.0356 | 2731496.1489 | 1234405.3337 | 2731509.254 | 1234388.4416
169 | 2731483.0923 | 1234427.2968 | 2731483.0923 | 1234427.2968 | 2731483.5849 | 1234423.8603 | 2731486.1787 | 1234420.0356
170 | 2731577.9837 | 1234420.7359 | 2731547.5514 | 1234422.3858 | 2731521.7298 | 1234422.3698 | 2731503.8552 | 1234425.2767 | 2731490.7894 | 1234428.8462 | 2731485.1265 | 1234429.1323 | 2731483.0923 | 1234427.2968
171 | 2731577.9837 | 1234420.7359 | 2731575.0951 | 1234428.0671 | 2731571.2298 | 1234434.031 | 2731557.8046 | 1234441.8626 | 2731537.3088 | 1234450.6275 | 2731522.2065 | 1234458.967 | 2731508.0413 | 1234470.9698
172 | 2731577.9837 | 1234420.7359 | 2731600.6479 | 1234411.8525 | 2731612.5386 | 1234407.3231 | 2731624.4334 | 1234403.9725 | 2731635.9263 | 1234403.7269 | 2731648.0751 | 1234403.9518 | 2731657.8043 | 1234405.3796 | 2731675.3312 | 1234408.2593 | 2731679.7928 | 1234408.8809 | 2731685.2582 | 1234409.6471 | 2731691.5531 | 1234407.8406 | 2731694.1747 | 1234405.0408 | 2731694.5471 | 1234404.6376
173 | 2731603.5377 | 1234463.9162 | 2731607.8029 | 1234458.3615 | 2731625.8525 | 1234441.4135 | 2731640.4389 | 1234431.417 | 2731655.2279 | 1234424.5833 | 2731667.3462 | 1234420.0368 | 2731674.0634 | 1234415.9155 | 2731679.7928 | 1234408.8809 | 2731685.2582 | 1234409.6471 | 2731691.5531 | 1234407.8406 | 2731694.1747 | 1234405.0408 | 2731694.5471 | 1234404.6376
174 | 2731694.5471 | 1234404.6376 | 2731696.5482 | 1234402.5023 | 2731699.29 | 1234393.6 | 2731699.6674 | 1234386.8413
175 | 2731603.5377 | 1234463.9162 | 2731594.9324 | 1234472.2549
176 | 2731714.2032 | 1234363.7607 | 2731707.9659 | 1234372.1852 | 2731702.3891 | 1234377.1213 | 2731699.9306 | 1234382.1267 | 2731699.6674 | 1234386.8413
177 | 2731594.9324 | 1234472.2549 | 2731655.5191 | 1234684.6549
178 | 2731573.3561 | 1234365.1734 | 2731588.5881 | 1234352.8321
179 | 2731614.2264 | 1234333.0522 | 2731593.6875 | 1234348.7003 | 2731588.5881 | 1234352.8321
180 | 2731561.6915 | 1233827.9701 | 2731561.8417 | 1233824.3543
181 | 2731565.5931 | 1233835.2555 | 2731561.6393 | 1233829.2285 | 2731561.6915 | 1233827.9701
182 | 2731601.5154 | 1233881.2675 | 2731600.7551 | 1233879.1034 | 2731587.4958 | 1233867.0079
183 | 2731574.8691 | 1233849.3953 | 2731584.8252 | 1233864.5717 | 2731587.4958 | 1233867.0079
184 | 2731574.8691 | 1233849.3953 | 2731565.5931 | 1233835.2555
185 | 2731615.3957 | 1234781.2719 | 2731619.4639 | 1234753.5146 | 2731620.8574 | 1234737.3259
186 | 2731620.8574 | 1234737.3259 | 2731621.6566 | 1234728.0416 | 2731624.7549 | 1234716.3669
187 | 2731624.7549 | 1234716.3669 | 2731624.7549 | 1234716.3669 | 2731641.2836 | 1234703.7779 | 2731646.2976 | 1234701.5626
188 | 2731655.5191 | 1234684.6549 | 2731655.2317 | 1234697.615 | 2731646.2976 | 1234701.5626

## bus_geodata
| x | y | coords
0 | 2731089.5091 | 1234411.0554
1 | 2731105.6372 | 1234399.0739
2 | 2731112.1473 | 1234394.459
3 | 2731141.8165 | 1234373.427
4 | 2731032.7536 | 1234403.7126
5 | 2731025.907 | 1234394.1044
6 | 2731158.5672 | 1234359.5349
7 | 2731060.1096 | 1234375.8547
8 | 2731154.5272 | 1234340.5074
9 | 2731066.5813 | 1234373.0502
10 | 2731218.2556 | 1234506.7772
11 | 2731313.7732 | 1234430.389
12 | 2731290.3196 | 1234367.4619
13 | 2731415.9685 | 1234402.4132
14 | 2731295.1021 | 1234359.0494
15 | 2731276.1858 | 1234375.8068
16 | 2731414.6522 | 1234405.3144
17 | 2731441.6235 | 1234358.3918
18 | 2731063.7487 | 1234585.423
19 | 2731056.0309 | 1234619.1257
20 | 2731052.3567 | 1234498.0978
21 | 2731071.6691 | 1234471.1362
22 | 2731115.2706 | 1234437.2593
23 | 2731275.3271 | 1234356.7995
24 | 2731319.7729 | 1234351.1351
25 | 2731267.8633 | 1234379.39
26 | 2731443.2522 | 1234336.3829
27 | 2731273.6023 | 1234316.7422
28 | 2731259.2437 | 1234354.5611
29 | 2731339.6547 | 1234335.8346
30 | 2731252.6623 | 1234385.9346
31 | 2731517.4922 | 1234375.4029
32 | 2730944.9885 | 1233901.1113
33 | 2730977.1315 | 1233893.9621
34 | 2731033.9291 | 1233908.393
35 | 2730953.213 | 1233760.0722
36 | 2731054.4597 | 1233938.927
37 | 2731062.3762 | 1233742.191
38 | 2730932.8447 | 1233593.4807
39 | 2730920.2762 | 1233592.8575
40 | 2731011.3068 | 1233597.3712
41 | 2731131.4473 | 1233577.6672
42 | 2731126.4536 | 1233948.3132
43 | 2731034.5432 | 1233964.3615
44 | 2731232.5254 | 1233572.0511
45 | 2731090.9476 | 1233760.2921
46 | 2731154.8747 | 1233959.1653
47 | 2731029.9527 | 1233970.2238
48 | 2731333.4053 | 1233662.7098
49 | 2731331.4681 | 1233670.3408
50 | 2731327.5107 | 1233685.9293
51 | 2731536.345 | 1233701.9989
52 | 2731538.1493 | 1233731.9722
53 | 2731021.3569 | 1233981.2011
54 | 2731000.8904 | 1234013.5951
55 | 2730998.8366 | 1234017.8563
56 | 2731014.3393 | 1234031.7497
57 | 2730977.7479 | 1234054.5515
58 | 2731034.4195 | 1234049.7456
59 | 2730972.9192 | 1234062.9537
60 | 2731206.7427 | 1233972.2929
61 | 2731211.4077 | 1233991.6984
62 | 2731231.5596 | 1233961.0595
63 | 2731211.6028 | 1233992.5139
64 | 2731213.6245 | 1234000.9644
65 | 2731215.653 | 1234009.4433
66 | 2731129.4981 | 1234251.1016
67 | 2731140.4022 | 1234265.8658
68 | 2731034.3543 | 1234252.9456
69 | 2731152.621 | 1234284.8738
70 | 2731153.5657 | 1234256.6536
71 | 2731155.9372 | 1234290.0317
72 | 2731136.4966 | 1234288.2162
73 | 2731157.2389 | 1234254.083
74 | 2731168.7412 | 1234105.6669
75 | 2731194.3812 | 1234119.0757
76 | 2731222.3422 | 1234050.1336
77 | 2731252.6056 | 1234141.4932
78 | 2731221.5871 | 1234040.7675
79 | 2731260.4631 | 1234259.4777
80 | 2731220.5217 | 1234034.1495
81 | 2731207.827 | 1234042.8492
82 | 2731276.3806 | 1234288.2536
83 | 2731226.6689 | 1234263.8239
84 | 2731231.3933 | 1234032.9263
85 | 2731197.325 | 1234035.7375
86 | 2731272.6752 | 1234295.211
87 | 2731215.1694 | 1234335.2972
88 | 2731196.6328 | 1234354.4486
89 | 2731227.035 | 1234347.8406
90 | 2731215.8096 | 1234271.4843
91 | 2731248.608 | 1234030.9894
92 | 2731202.9223 | 1234024.3154
93 | 2731625.3387 | 1233915.6009
94 | 2731649.2051 | 1233911.3371
95 | 2731610.7273 | 1233896.7533
96 | 2731561.6057 | 1233883.1183
97 | 2731549.8044 | 1233867.6716
98 | 2731628.0468 | 1233835.3556
99 | 2731603.4983 | 1233886.9109
100 | 2731535.444 | 1233850.0664
101 | 2731264.2326 | 1234025.1667
102 | 2731366.8523 | 1233949.657
103 | 2731452.0077 | 1233933.68
104 | 2731461.1695 | 1233924.4987
105 | 2731511.4886 | 1233962.8972
106 | 2731521.929 | 1233971.3143
107 | 2731540.343 | 1233805.6594
108 | 2731273.973 | 1234020.8569
109 | 2731291.4777 | 1234023.9635
110 | 2731562.5321 | 1233807.7301
111 | 2731539.8919 | 1233784.4374
112 | 2731058.5482 | 1234356.4304
113 | 2731059.3055 | 1234357.9971
114 | 2731053.7587 | 1234323.004
115 | 2731055.3423 | 1234321.3141
116 | 2731102.1732 | 1234357.625
117 | 2731104.5658 | 1234356.5881
118 | 2731116.1704 | 1234352.6213
119 | 2731151.1384 | 1234341.8859
120 | 2731176.0485 | 1234321.196
121 | 2731233.4362 | 1234350.9693
122 | 2731241.6253 | 1234352.1091
123 | 2731180.5999 | 1234313.4043
124 | 2731196.1568 | 1234291.7959
125 | 2731122.5998 | 1234295.8825
126 | 2731183.2213 | 1234235.8956
127 | 2731144.4436 | 1234228.6013
128 | 2731113.6421 | 1234302.4953
129 | 2731209.3666 | 1234277.1421
130 | 2731185.5766 | 1234252.6949
131 | 2731196.1426 | 1234226.8508
132 | 2731204.6267 | 1234220.912
133 | 2731183.4995 | 1234368.5835
134 | 2731157.1787 | 1234483.8276
135 | 2731183.7807 | 1234447.67
136 | 2731204.1693 | 1234425.9668
137 | 2731223.4528 | 1234412.4147
138 | 2731229.8585 | 1234407.6605
139 | 2731238.714 | 1234418.1316
140 | 2731239.6447 | 1234400.4053
141 | 2731223.3151 | 1234373.7763
142 | 2731230.5487 | 1234381.8111
143 | 2731216.0785 | 1234380.5782
144 | 2731236.7755 | 1234385.1583
145 | 2731163.0375 | 1234436.3676
146 | 2731349.8348 | 1234326.2422
147 | 2731355.2332 | 1234288.9632
148 | 2731411.6334 | 1234249.1543
149 | 2731533.2678 | 1234223.5233
150 | 2731528.4778 | 1234224.3761
151 | 2731587.0946 | 1234244.3548
152 | 2731596.1187 | 1234257.1483
153 | 2731583.4675 | 1234290.4802
154 | 2731672.9027 | 1234166.3613
155 | 2731596.7346 | 1234258.0214
156 | 2731574.5137 | 1234299.089
157 | 2731618.0327 | 1234306.6967
158 | 2731690.4709 | 1234153.779
159 | 2731702.6361 | 1234144.0605
160 | 2731716.4285 | 1234132.023
161 | 2731549.9933 | 1234323.1704
162 | 2731509.254 | 1234388.4416
163 | 2731552.2701 | 1234320.8996
164 | 2731486.1787 | 1234420.0356
165 | 2731483.0923 | 1234427.2968
166 | 2731577.9837 | 1234420.7359
167 | 2731508.0413 | 1234470.9698
168 | 2731694.5471 | 1234404.6376
169 | 2731603.5377 | 1234463.9162
170 | 2731699.6674 | 1234386.8413
171 | 2731594.9324 | 1234472.2549
172 | 2731714.2032 | 1234363.7607
173 | 2731573.3561 | 1234365.1734
174 | 2731588.5881 | 1234352.8321
175 | 2731614.2264 | 1234333.0522
176 | 2731610.0602 | 1234276.9132
177 | 2731580.3604 | 1233809.3928
178 | 2731561.8417 | 1233824.3543
179 | 2731538.4083 | 1233736.2746
180 | 2731561.6915 | 1233827.9701
181 | 2731601.5154 | 1233881.2675
182 | 2731587.4958 | 1233867.0079
183 | 2731574.8691 | 1233849.3953
184 | 2731565.5931 | 1233835.2555
185 | 2731615.3957 | 1234781.2719
186 | 2731620.8574 | 1234737.3259
187 | 2731624.7549 | 1234716.3669
188 | 2731655.5191 | 1234684.6549
189 | 2731646.2976 | 1234701.5626
190 | 2731264.3061 | 1234300.0747

## line_std_types
| c_nf_per_km | r_ohm_per_km | x_ohm_per_km | max_i_ka | type | q_mm2 | alpha | voltage_rating
NAYY 4x50 SE | 210 | 0.642 | 0.083 | 0.142 | cs | 50 | 0.00403 | LV
NAYY 4x120 SE | 264 | 0.225 | 0.08 | 0.242 | cs | 120 | 0.00403 | LV
NAYY 4x150 SE | 261 | 0.208 | 0.08 | 0.27 | cs | 150 | 0.00403 | LV
NA2XS2Y 1x95 RM/25 12/20 kV | 216 | 0.313 | 0.132 | 0.252 | cs | 95 | 0.00403 | MV
NA2XS2Y 1x185 RM/25 12/20 kV | 273 | 0.161 | 0.117 | 0.362 | cs | 185 | 0.00403 | MV
NA2XS2Y 1x240 RM/25 12/20 kV | 304 | 0.122 | 0.112 | 0.421 | cs | 240 | 0.00403 | MV
NA2XS2Y 1x95 RM/25 6/10 kV | 315 | 0.313 | 0.123 | 0.249 | cs | 95 | 0.00403 | MV
NA2XS2Y 1x185 RM/25 6/10 kV | 406 | 0.161 | 0.11 | 0.358 | cs | 185 | 0.00403 | MV
NA2XS2Y 1x240 RM/25 6/10 kV | 456 | 0.122 | 0.105 | 0.416 | cs | 240 | 0.00403 | MV
NA2XS2Y 1x150 RM/25 12/20 kV | 250 | 0.206 | 0.116 | 0.319 | cs | 150 | 0.00403 | MV
NA2XS2Y 1x120 RM/25 12/20 kV | 230 | 0.253 | 0.119 | 0.283 | cs | 120 | 0.00403 | MV
NA2XS2Y 1x70 RM/25 12/20 kV | 190 | 0.443 | 0.132 | 0.22 | cs | 70 | 0.00403 | MV
NA2XS2Y 1x150 RM/25 6/10 kV | 360 | 0.206 | 0.11 | 0.315 | cs | 150 | 0.00403 | MV
NA2XS2Y 1x120 RM/25 6/10 kV | 340 | 0.253 | 0.113 | 0.28 | cs | 120 | 0.00403 | MV
NA2XS2Y 1x70 RM/25 6/10 kV | 280 | 0.443 | 0.123 | 0.217 | cs | 70 | 0.00403 | MV
N2XS(FL)2Y 1x120 RM/35 64/110 kV | 112 | 0.153 | 0.166 | 0.366 | cs | 120 | 0.00393 | HV
N2XS(FL)2Y 1x185 RM/35 64/110 kV | 125 | 0.099 | 0.156 | 0.457 | cs | 185 | 0.00393 | HV
N2XS(FL)2Y 1x240 RM/35 64/110 kV | 135 | 0.075 | 0.149 | 0.526 | cs | 240 | 0.00393 | HV
N2XS(FL)2Y 1x300 RM/35 64/110 kV | 144 | 0.06 | 0.144 | 0.588 | cs | 300 | 0.00393 | HV
15-AL1/3-ST1A 0.4 | 11 | 1.8769 | 0.35 | 0.105 | ol | 16 | 0.00403 | LV
24-AL1/4-ST1A 0.4 | 11.25 | 1.2012 | 0.335 | 0.14 | ol | 24 | 0.00403 | LV
48-AL1/8-ST1A 0.4 | 12.2 | 0.5939 | 0.3 | 0.21 | ol | 48 | 0.00403 | LV
94-AL1/15-ST1A 0.4 | 13.2 | 0.306 | 0.29 | 0.35 | ol | 94 | 0.00403 | LV
34-AL1/6-ST1A 10.0 | 9.7 | 0.8342 | 0.36 | 0.17 | ol | 34 | 0.00403 | MV
48-AL1/8-ST1A 10.0 | 10.1 | 0.5939 | 0.35 | 0.21 | ol | 48 | 0.00403 | MV
70-AL1/11-ST1A 10.0 | 10.4 | 0.4132 | 0.339 | 0.29 | ol | 70 | 0.00403 | MV
94-AL1/15-ST1A 10.0 | 10.75 | 0.306 | 0.33 | 0.35 | ol | 94 | 0.00403 | MV
122-AL1/20-ST1A 10.0 | 11.1 | 0.2376 | 0.323 | 0.41 | ol | 122 | 0.00403 | MV
149-AL1/24-ST1A 10.0 | 11.25 | 0.194 | 0.315 | 0.47 | ol | 149 | 0.00403 | MV
34-AL1/6-ST1A 20.0 | 9.15 | 0.8342 | 0.382 | 0.17 | ol | 34 | 0.00403 | MV
48-AL1/8-ST1A 20.0 | 9.5 | 0.5939 | 0.372 | 0.21 | ol | 48 | 0.00403 | MV
70-AL1/11-ST1A 20.0 | 9.7 | 0.4132 | 0.36 | 0.29 | ol | 70 | 0.00403 | MV
94-AL1/15-ST1A 20.0 | 10 | 0.306 | 0.35 | 0.35 | ol | 94 | 0.00403 | MV
122-AL1/20-ST1A 20.0 | 10.3 | 0.2376 | 0.344 | 0.41 | ol | 122 | 0.00403 | MV
149-AL1/24-ST1A 20.0 | 10.5 | 0.194 | 0.337 | 0.47 | ol | 149 | 0.00403 | MV
184-AL1/30-ST1A 20.0 | 10.75 | 0.1571 | 0.33 | 0.535 | ol | 184 | 0.00403 | MV
243-AL1/39-ST1A 20.0 | 11 | 0.1188 | 0.32 | 0.645 | ol | 243 | 0.00403 | MV
48-AL1/8-ST1A 110.0 | 8 | 0.5939 | 0.46 | 0.21 | ol | 48 | 0.00403 | HV
70-AL1/11-ST1A 110.0 | 8.4 | 0.4132 | 0.45 | 0.29 | ol | 70 | 0.00403 | HV
94-AL1/15-ST1A 110.0 | 8.65 | 0.306 | 0.44 | 0.35 | ol | 94 | 0.00403 | HV
122-AL1/20-ST1A 110.0 | 8.5 | 0.2376 | 0.43 | 0.41 | ol | 122 | 0.00403 | HV
149-AL1/24-ST1A 110.0 | 8.75 | 0.194 | 0.41 | 0.47 | ol | 149 | 0.00403 | HV
184-AL1/30-ST1A 110.0 | 8.8 | 0.1571 | 0.4 | 0.535 | ol | 184 | 0.00403 | HV
243-AL1/39-ST1A 110.0 | 9 | 0.1188 | 0.39 | 0.645 | ol | 243 | 0.00403 | HV
305-AL1/39-ST1A 110.0 | 9.2 | 0.0949 | 0.38 | 0.74 | ol | 305 | 0.00403 | HV
490-AL1/64-ST1A 110.0 | 9.75 | 0.059 | 0.37 | 0.96 | ol | 490 | 0.00403 | HV
679-AL1/86-ST1A 110.0 | 9.95 | 0.042 | 0.36 | 1.15 | ol | 679 | 0.00403 | HV
490-AL1/64-ST1A 220.0 | 10 | 0.059 | 0.285 | 0.96 | ol | 490 | 0.00403 | HV
679-AL1/86-ST1A 220.0 | 11.7 | 0.042 | 0.275 | 1.15 | ol | 679 | 0.00403 | HV
490-AL1/64-ST1A 380.0 | 11 | 0.059 | 0.253 | 0.96 | ol | 490 | 0.00403 | HV
679-AL1/86-ST1A 380.0 | 14.6 | 0.042 | 0.25 | 1.15 | ol | 679 | 0.00403 | HV

## trafo_std_types
| i0_percent | pfe_kw | vkr_percent | sn_mva | vn_lv_kv | vn_hv_kv | vk_percent | shift_degree | vector_group | tap_side | tap_neutral | tap_min | tap_max | tap_step_degree | tap_step_percent | tap_phase_shifter
160 MVA 380/110 kV | 0.06 | 60 | 0.25 | 160 | 110 | 380 | 12.2 | 0 | Yy0 | hv | 0 | -9 | 9 | 0 | 1.5 | FALSE
100 MVA 220/110 kV | 0.06 | 55 | 0.26 | 100 | 110 | 220 | 12 | 0 | Yy0 | hv | 0 | -9 | 9 | 0 | 1.5 | FALSE
63 MVA 110/20 kV | 0.04 | 22 | 0.32 | 63 | 20 | 110 | 18 | 150 | YNd5 | hv | 0 | -9 | 9 | 0 | 1.5 | FALSE
40 MVA 110/20 kV | 0.05 | 18 | 0.34 | 40 | 20 | 110 | 16.2 | 150 | YNd5 | hv | 0 | -9 | 9 | 0 | 1.5 | FALSE
25 MVA 110/20 kV | 0.07 | 14 | 0.41 | 25 | 20 | 110 | 12 | 150 | YNd5 | hv | 0 | -9 | 9 | 0 | 1.5 | FALSE
63 MVA 110/10 kV | 0.04 | 22 | 0.32 | 63 | 10 | 110 | 18 | 150 | YNd5 | hv | 0 | -9 | 9 | 0 | 1.5 | FALSE
40 MVA 110/10 kV | 0.05 | 18 | 0.34 | 40 | 10 | 110 | 16.2 | 150 | YNd5 | hv | 0 | -9 | 9 | 0 | 1.5 | FALSE
25 MVA 110/10 kV | 0.07 | 14 | 0.41 | 25 | 10 | 110 | 12 | 150 | YNd5 | hv | 0 | -9 | 9 | 0 | 1.5 | FALSE
0.25 MVA 20/0.4 kV | 0.32 | 0.8 | 1.44 | 0.25 | 0.4 | 20 | 6 | 150 | Yzn5 | hv | 0 | -2 | 2 | 0 | 2.5 | FALSE
0.4 MVA 20/0.4 kV | 0.3375 | 1.35 | 1.425 | 0.4 | 0.4 | 20 | 6 | 150 | Dyn5 | hv | 0 | -2 | 2 | 0 | 2.5 | FALSE
0.63 MVA 20/0.4 kV | 0.2619 | 1.65 | 1.206 | 0.63 | 0.4 | 20 | 6 | 150 | Dyn5 | hv | 0 | -2 | 2 | 0 | 2.5 | FALSE
0.25 MVA 10/0.4 kV | 0.24 | 0.6 | 1.2 | 0.25 | 0.4 | 10 | 4 | 150 | Dyn5 | hv | 0 | -2 | 2 | 0 | 2.5 | FALSE
0.4 MVA 10/0.4 kV | 0.2375 | 0.95 | 1.325 | 0.4 | 0.4 | 10 | 4 | 150 | Dyn5 | hv | 0 | -2 | 2 | 0 | 2.5 | FALSE
0.63 MVA 10/0.4 kV | 0.1873 | 1.18 | 1.0794 | 0.63 | 0.4 | 10 | 4 | 150 | Dyn5 | hv | 0 | -2 | 2 | 0 | 2.5 | FALSE

## trafo3w_std_types
| sn_hv_mva | sn_mv_mva | sn_lv_mva | vn_hv_kv | vn_mv_kv | vn_lv_kv | vk_hv_percent | vk_mv_percent | vk_lv_percent | vkr_hv_percent | vkr_mv_percent | vkr_lv_percent | pfe_kw | i0_percent | shift_mv_degree | shift_lv_degree | vector_group | tap_side | tap_neutral | tap_min | tap_max | tap_step_percent
63/25/38 MVA 110/20/10 kV | 63 | 25 | 38 | 110 | 20 | 10 | 10.4 | 10.4 | 10.4 | 0.28 | 0.32 | 0.35 | 35 | 0.89 | 0 | 0 | YN0yn0yn0 | hv | 0 | -10 | 10 | 1.2
63/25/38 MVA 110/10/10 kV | 63 | 25 | 38 | 110 | 10 | 10 | 10.4 | 10.4 | 10.4 | 0.28 | 0.32 | 0.35 | 35 | 0.89 | 0 | 0 | YN0yn0yn0 | hv | 0 | -10 | 10 | 1.2

## fuse_std_types
| fuse_type | i_rated_a | t_avg | t_min | t_total | x_avg | x_min | x_total
HV 100A | HV 100A | 100 | 0 | [10.0, 3.64, 0.854, 0.281, 0.1, 0.0531, 0.022, 0.01] | [10.0, 4.267, 1.21, 0.403, 0.1, 0.058, 0.022, 0.01] | 0 | [300.0, 350.0, 450.0, 550.0, 700.0, 850.0, 1200.0, 1752.0] | [600.0, 700.0, 900.0, 1150.0, 1665.0, 2000.0, 3000.0, 4313.0]
HV 10A | HV 10A | 10 | 0 | [10.0, 1675.0, 0.344, 0.156, 0.1, 0.0417, 0.0171, 0.01] | [10.0, 1.3, 0.3, 0.155, 0.1, 0.0555, 0.023, 0.01] | 0 | [30.0, 32.0, 35.0, 37.0, 39.0, 50.0, 70.0, 88.0] | [60.0, 70.0, 80.0, 87.0, 94.0, 110.0, 150.0, 216.0]
HV 125A | HV 125A | 125 | 0 | [10.0, 1.82, 0.344, 0.1, 0.0467, 0.0269, 0.01] | [10.0, 2.478, 0.426, 0.1, 0.0427, 0.0211, 0.01] | 0 | [375.0, 500.0, 700.0, 925.0, 1200.0, 1500.0, 2341.0] | [750.0, 1000.0, 1500.0, 2200.0, 3000.0, 4000.0, 5765.0]
HV 160A | HV 160A | 160 | 0 | [10.0, 4.15, 1.03, 0.198, 0.1, 0.051, 0.0172, 0.01] | [10.0, 2.3, 0.734, 0.274, 0.1, 0.046, 0.0177, 0.01] | 0 | [480.0, 550.0, 700.0, 1000.0, 1260.0, 1600.0, 2500.0, 3227.0] | [960.0, 1300.0, 1700.0, 2200.0, 2996.0, 4000.0, 6000.0, 7946.0]
HV 16A | HV 16A | 16 | 0 | [10.0, 0.352, 0.164, 0.1, 0.0649, 0.0342, 0.01] | [10.0, 2.34, 0.722, 0.181, 0.1, 0.055, 0.0296, 0.01] | 0 | [48.0, 60.0, 65.0, 71.0, 80.0, 100.0, 162.0] | [96.0, 110.0, 125.0, 150.0, 168.0, 200.0, 250.0, 398.0]
HV 200A | HV 200A | 200 | 0 | [10.0, 4.267, 1.21, 0.403, 0.1, 0.058, 0.022, 0.01] | [10.0, 3.73, 1.654, 0.328, 0.1, 0.0531, 0.019, 0.01] | 0 | [600.0, 700.0, 900.0, 1150.0, 1665.0, 2000.0, 3000.0, 4313.0] | [1200.0, 1500.0, 1800.0, 2700.0, 3960.0, 5000.0, 7500.0, 10620.0]
HV 20A | HV 20A | 20 | 0 | [10.0, 1.3, 0.3, 0.155, 0.1, 0.0555, 0.023, 0.01] | [10.0, 1.3, 0.161, 0.1, 0.0611, 0.0399, 0.0141, 0.01] | 0 | [60.0, 70.0, 80.0, 87.0, 94.0, 110.0, 150.0, 216.0] | [120.0, 150.0, 200.0, 223.0, 260.0, 300.0, 450.0, 532.0]
HV 25A | HV 25A | 25 | 0 | [10.0, 2.512, 0.833, 0.299, 0.1, 0.0372, 0.0223, 0.01] | [10.0, 3.125, 0.597, 0.198, 0.1, 0.0378, 0.022, 0.01] | 0 | [75.0, 82.0, 90.0, 100.0, 124.0, 170.0, 200.0, 289.0] | [150.0, 170.0, 210.0, 250.0, 294.0, 400.0, 500.0, 711.0]
HV 31.5A | HV 31.5A | 31.5 | 0 | [10.0, 2.34, 0.722, 0.181, 0.1, 0.055, 0.0296, 0.01] | [10.0, 2.84, 0.368, 0.164, 0.1, 0.0621, 0.0378, 0.0195, 0.01] | 0 | [95.0, 110.0, 125.0, 150.0, 165.0, 200.0, 250.0, 390.0] | [189.0, 220.0, 300.0, 350.0, 393.0, 450.0, 530.0, 700.0, 960.0]
HV 40A | HV 40A | 40 | 0 | [10.0, 1.3, 0.161, 0.1, 0.0611, 0.0399, 0.0141, 0.01] | [10.0, 2.05, 0.369, 0.198, 0.1, 0.051, 0.0298, 0.01] | 0 | [120.0, 150.0, 200.0, 223.0, 260.0, 300.0, 450.0, 532.0] | [240.0, 300.0, 400.0, 450.0, 530.0, 650.0, 800.0, 1311.0]
HV 50A | HV 50A | 50 | 0 | [10.0, 3.215, 0.597, 0.198, 0.1, 0.0378, 0.022, 0.01] | [10.0, 3.64, 0.854, 0.281, 0.1, 0.0531, 0.022, 0.01] | 0 | [150.0, 170.0, 210.0, 250.0, 294.0, 400.0, 500.0, 711.0] | [300.0, 350.0, 450.0, 550.0, 700.0, 850.0, 1200.0, 1752.0]
HV 6.3A | HV 6.3A | 6.3 | 0 | [10.0, 1.39, 0.344, 0.168, 0.1, 0.056, 0.0263, 0.01] | [10.0, 1.711, 0.516, 0.198, 0.1, 0.0634, 0.0303, 0.01] | 0 | [19.0, 19.5, 20.4, 20.8, 22.0, 25.0, 32.0, 48.0] | [38.0, 40.0, 43.0, 48.0, 53.0, 60.0, 75.0, 118.0]
HV 63A | HV 63A | 63 | 0 | [10.0, 2.84, 0.368, 0.164, 0.1, 0.0621, 0.0378, 0.0195, 0.01] | [10.0, 1.82, 0.344, 0.1, 0.0467, 0.0269, 0.01] | 0 | [189.0, 220.0, 300.0, 350.0, 393.0, 450.0, 530.0, 700.0, 961.0] | [378.0, 500.0, 700.0, 934.0, 1200.0, 1500.0, 2366.0]
HV 80A | HV 80A | 80 | 0 | [10.0, 2.05, 0.369, 0.198, 0.1, 0.051, 0.0298, 0.01] | [10.0, 4.15, 1.03, 0.198, 0.1, 0.051, 0.0172, 0.01] | 0 | [240.0, 300.0, 400.0, 450.0, 530.0, 650.0, 800.0, 1311.0] | [480.0, 550.0, 700.0, 1000.0, 1260.0, 1600.0, 2500.0, 3227.0]
Siemens NH-1-100 | Siemens NH-1-100 | 100 | [5400.0, 2000.0, 400.0, 20.0, 1.0, 0.2, 0.012, 0.004] | 0 | 0 | [150.0, 190.0, 250.0, 430.0, 900.0, 1250.0, 2700.0, 3600.0] | 0 | 0
Siemens NH-1-125 | Siemens NH-1-125 | 125 | [4800.0, 120.0, 7.0, 0.1, 0.004] | 0 | 0 | [180.0, 400.0, 740.0, 2000.0, 4250.0] | 0 | 0
Siemens NH-1-16 | Siemens NH-1-16 | 16 | [4000.0, 400.0, 2.0, 0.1, 0.04, 0.01] | 0 | 0 | [26.0, 35.0, 75.0, 150.0, 200.0, 300.0] | 0 | 0
Siemens NH-1-160 | Siemens NH-1-160 | 160 | [4800.0, 120.0, 7.0, 0.1, 0.004] | 0 | 0 | [210.0, 500.0, 900.0, 2300.0, 5000.0] | 0 | 0
Siemens NH-1-25 | Siemens NH-1-25 | 25 | [4000.0, 1000.0, 10.0, 0.2, 0.02, 0.01] | 0 | 0 | [40.0, 50.0, 100.0, 210.0, 400.0, 500.0] | 0 | 0
Siemens NH-1-50 | Siemens NH-1-50 | 50 | [4000.0, 40.0, 4.0, 1.0, 0.02, 0.01] | 0 | 0 | [86.0, 200.0, 300.0, 400.0, 1000.0, 1280.0] | 0 | 0
Siemens NH-1-63 | Siemens NH-1-63 | 63 | [4000.0, 100.0, 10.0, 2.0, 0.04, 0.01] | 0 | 0 | [100.0, 200.0, 300.0, 400.0, 1000.0, 1500.0] | 0 | 0
Siemens NH-1-80 | Siemens NH-1-80 | 80 | [4800.0, 120.0, 7.0, 0.1, 0.01] | 0 | 0 | [150.58, 250.0, 450.0, 1150.0, 2470.0] | 0 | 0
Siemens NH-2-1000 | Siemens NH-2-1000 | 1000 | [4800.0, 120.0, 7.0, 0.1, 0.004] | 0 | 0 | [1900.0, 3500.0, 8400.0, 24000.0, 52000.0] | 0 | 0
Siemens NH-2-200 | Siemens NH-2-200 | 200 | [4800.0, 120.0, 7.0, 0.1, 0.004] | 0 | 0 | [280.0, 650.0, 1200.0, 3000.0, 7000.0] | 0 | 0
Siemens NH-2-224 | Siemens NH-2-224 | 224 | [4800.0, 120.0, 7.0, 0.2, 0.04, 0.004] | 0 | 0 | [400.0, 750.0, 1453.0, 3025.0, 4315.0, 7600.0] | 0 | 0
Siemens NH-2-250 | Siemens NH-2-250 | 250 | [4800.0, 120.0, 7.0, 0.1, 0.004] | 0 | 0 | [450.0, 800.0, 1650.0, 4000.0, 8500.0] | 0 | 0
Siemens NH-2-315 | Siemens NH-2-315 | 315 | [4800.0, 120.0, 7.0, 0.1, 0.004] | 0 | 0 | [550.0, 920.0, 1900.0, 5000.0, 11000.0] | 0 | 0
Siemens NH-2-355 | Siemens NH-2-355 | 355 | [4800.0, 120.0, 6.0, 0.1, 0.004] | 0 | 0 | [650.0, 1116.27, 2350.0, 5840.0, 12790.0] | 0 | 0
Siemens NH-2-400 | Siemens NH-2-400 | 400 | [4800.0, 120.0, 7.0, 0.1, 0.004] | 0 | 0 | [720.0, 1350.0, 2800.0, 6500.0, 15000.0] | 0 | 0
Siemens NH-2-425 | Siemens NH-2-425 | 425 | [4800.0, 120.0, 7.0, 0.1, 0.004] | 0 | 0 | [850.0, 1500.0, 3050.0, 7500.0, 16500.0] | 0 | 0
Siemens NH-2-630 | Siemens NH-2-630 | 630 | [4800.0, 120.0, 7.0, 0.1, 0.004] | 0 | 0 | [1200.0, 2000.0, 4800.0, 12000.0, 26000.0] | 0 | 0

## dtypes
| element | column | dtype
0 | bus | name | object
1 | bus | vn_kv | float64
2 | bus | type | object
3 | bus | zone | object
4 | bus | in_service | bool
5 | load | name | object
6 | load | bus | uint32
7 | load | p_mw | float64
8 | load | q_mvar | float64
9 | load | const_z_percent | float64
10 | load | const_i_percent | float64
11 | load | sn_mva | float64
12 | load | scaling | float64
13 | load | in_service | bool
14 | load | type | object
15 | ext_grid | name | object
16 | ext_grid | bus | uint32
17 | ext_grid | vm_pu | float64
18 | ext_grid | va_degree | float64
19 | ext_grid | slack_weight | float64
20 | ext_grid | in_service | bool
21 | line | name | object
22 | line | std_type | object
23 | line | from_bus | uint32
24 | line | to_bus | uint32
25 | line | length_km | float64
26 | line | r_ohm_per_km | float64
27 | line | x_ohm_per_km | float64
28 | line | c_nf_per_km | float64
29 | line | g_us_per_km | float64
30 | line | max_i_ka | float64
31 | line | df | float64
32 | line | parallel | uint32
33 | line | type | object
34 | line | in_service | bool
35 | trafo | name | object
36 | trafo | std_type | object
37 | trafo | hv_bus | uint32
38 | trafo | lv_bus | uint32
39 | trafo | sn_mva | float64
40 | trafo | vn_hv_kv | float64
41 | trafo | vn_lv_kv | float64
42 | trafo | vk_percent | float64
43 | trafo | vkr_percent | float64
44 | trafo | pfe_kw | float64
45 | trafo | i0_percent | float64
46 | trafo | shift_degree | float64
47 | trafo | tap_side | object
48 | trafo | tap_neutral | int32
49 | trafo | tap_min | int32
50 | trafo | tap_max | int32
51 | trafo | tap_step_percent | float64
52 | trafo | tap_step_degree | float64
53 | trafo | tap_pos | int32
54 | trafo | tap_phase_shifter | bool
55 | trafo | parallel | uint32
56 | trafo | df | float64
57 | trafo | in_service | bool
58 | line_geodata | coords | object
59 | bus_geodata | x | float64
60 | bus_geodata | y | float64
61 | bus_geodata | coords | object

## parameters
| version | format_version | converged | OPF_converged | name | f_hz | sn_mva
0 | 2.14.6 | 2.14.0 | FALSE | FALSE |  | 50 | 1