## bus
| name | vn_kv | type | zone | in_service
0 | bus_LV_3378-11_0_4_node_0 | 0.4 | n |  | TRUE
1 | bus_LV_3378-11_0_4_node_1 | 0.4 | n |  | TRUE
2 | bus_LV_3378-11_0_4_node_2 | 0.4 | n |  | TRUE
3 | bus_LV_3378-11_0_4_node_3 | 0.4 | n |  | TRUE
4 | bus_LV_3378-11_0_4_node_4 | 0.4 | n |  | TRUE
5 | bus_LV_3378-11_0_4_node_5 | 0.4 | n |  | TRUE
6 | bus_LV_3378-11_0_4_node_6 | 0.4 | n |  | TRUE
7 | bus_LV_3378-11_0_4_node_151 | 0.4 | n |  | TRUE
8 | bus_LV_3378-11_0_4_node_122 | 0.4 | n |  | TRUE
9 | bus_LV_3378-11_0_4_node_135 | 0.4 | n |  | TRUE
10 | bus_LV_3378-11_0_4_node_92 | 0.4 | n |  | TRUE
11 | bus_LV_3378-11_0_4_node_102 | 0.4 | n |  | TRUE
12 | bus_LV_3378-11_0_4_node_139 | 0.4 | n |  | TRUE
13 | bus_LV_3378-11_0_4_node_136 | 0.4 | n |  | TRUE
14 | bus_LV_3378-11_0_4_node_93 | 0.4 | n |  | TRUE
15 | bus_LV_3378-11_0_4_node_99 | 0.4 | n |  | TRUE
16 | bus_LV_3378-11_0_4_node_100 | 0.4 | n |  | TRUE
17 | bus_LV_3378-11_0_4_node_101 | 0.4 | n |  | TRUE
18 | bus_LV_3378-11_0_4_node_98 | 0.4 | n |  | TRUE
19 | bus_LV_3378-11_0_4_node_121 | 0.4 | n |  | TRUE
20 | bus_LV_3378-11_0_4_node_120 | 0.4 | n |  | TRUE
21 | bus_LV_3378-11_0_4_node_138 | 0.4 | n |  | TRUE
22 | bus_LV_3378-11_0_4_node_7 | 0.4 | n |  | TRUE
23 | bus_LV_3378-11_0_4_node_8 | 0.4 | n |  | TRUE
24 | bus_LV_3378-11_0_4_node_9 | 0.4 | n |  | TRUE
25 | bus_LV_3378-11_0_4_node_90 | 0.4 | n |  | TRUE
26 | bus_LV_3378-11_0_4_node_91 | 0.4 | n |  | TRUE
27 | bus_LV_3378-11_0_4_node_127 | 0.4 | n |  | TRUE
28 | bus_LV_3378-11_0_4_node_104 | 0.4 | n |  | TRUE
29 | bus_LV_3378-11_0_4_node_10 | 0.4 | n |  | TRUE
30 | bus_LV_3378-11_0_4_node_11 | 0.4 | n |  | TRUE
31 | bus_LV_3378-11_0_4_node_12 | 0.4 | n |  | TRUE
32 | bus_LV_3378-11_0_4_node_13 | 0.4 | n |  | TRUE
33 | bus_LV_3378-11_0_4_node_14 | 0.4 | n |  | TRUE
34 | bus_LV_3378-11_0_4_node_19 | 0.4 | n |  | TRUE
35 | bus_LV_3378-11_0_4_node_42 | 0.4 | n |  | TRUE
36 | bus_LV_3378-11_0_4_node_22 | 0.4 | n |  | TRUE
37 | bus_LV_3378-11_0_4_node_17 | 0.4 | n |  | TRUE
38 | bus_LV_3378-11_0_4_node_43 | 0.4 | n |  | TRUE
39 | bus_LV_3378-11_0_4_node_36 | 0.4 | n |  | TRUE
40 | bus_LV_3378-11_0_4_node_21 | 0.4 | n |  | TRUE
41 | bus_LV_3378-11_0_4_node_15 | 0.4 | n |  | TRUE
42 | bus_LV_3378-11_0_4_node_16 | 0.4 | n |  | TRUE
43 | bus_LV_3378-11_0_4_node_18 | 0.4 | n |  | TRUE
44 | bus_LV_3378-11_0_4_node_126 | 0.4 | n |  | TRUE
45 | bus_LV_3378-11_0_4_node_123 | 0.4 | n |  | TRUE
46 | bus_LV_3378-11_0_4_node_131 | 0.4 | n |  | TRUE
47 | bus_LV_3378-11_0_4_node_130 | 0.4 | n |  | TRUE
48 | bus_LV_3378-11_0_4_node_74 | 0.4 | n |  | TRUE
49 | bus_LV_3378-11_0_4_node_124 | 0.4 | n |  | TRUE
50 | bus_LV_3378-11_0_4_node_20 | 0.4 | n |  | TRUE
51 | bus_LV_3378-11_0_4_node_23 | 0.4 | n |  | TRUE
52 | bus_LV_3378-11_0_4_node_63 | 0.4 | n |  | TRUE
53 | bus_LV_3378-11_0_4_node_37 | 0.4 | n |  | TRUE
54 | bus_LV_3378-11_0_4_node_34 | 0.4 | n |  | TRUE
55 | bus_LV_3378-11_0_4_node_45 | 0.4 | n |  | TRUE
56 | bus_LV_3378-11_0_4_node_46 | 0.4 | n |  | TRUE
57 | bus_LV_3378-11_0_4_node_64 | 0.4 | n |  | TRUE
58 | bus_LV_3378-11_0_4_node_28 | 0.4 | n |  | TRUE
59 | bus_LV_3378-11_0_4_node_24 | 0.4 | n |  | TRUE
60 | bus_LV_3378-11_0_4_node_25 | 0.4 | n |  | TRUE
61 | bus_LV_3378-11_0_4_node_26 | 0.4 | n |  | TRUE
62 | bus_LV_3378-11_0_4_node_27 | 0.4 | n |  | TRUE
63 | bus_LV_3378-11_0_4_node_29 | 0.4 | n |  | TRUE
64 | bus_LV_3378-11_0_4_node_60 | 0.4 | n |  | TRUE
65 | bus_LV_3378-11_0_4_node_30 | 0.4 | n |  | TRUE
66 | bus_LV_3378-11_0_4_node_32 | 0.4 | n |  | TRUE
67 | bus_LV_3378-11_0_4_node_148 | 0.4 | n |  | TRUE
68 | bus_LV_3378-11_0_4_node_31 | 0.4 | n |  | TRUE
69 | bus_LV_3378-11_0_4_node_33 | 0.4 | n |  | TRUE
70 | bus_LV_3378-11_0_4_node_152 | 0.4 | n |  | TRUE
71 | bus_LV_3378-11_0_4_node_41 | 0.4 | n |  | TRUE
72 | bus_LV_3378-11_0_4_node_40 | 0.4 | n |  | TRUE
73 | bus_LV_3378-11_0_4_node_109 | 0.4 | n |  | TRUE
74 | bus_LV_3378-11_0_4_node_61 | 0.4 | n |  | TRUE
75 | bus_LV_3378-11_0_4_node_35 | 0.4 | n |  | TRUE
76 | bus_LV_3378-11_0_4_node_153 | 0.4 | n |  | TRUE
77 | bus_LV_3378-11_0_4_node_38 | 0.4 | n |  | TRUE
78 | bus_LV_3378-11_0_4_node_52 | 0.4 | n |  | TRUE
79 | bus_LV_3378-11_0_4_node_39 | 0.4 | n |  | TRUE
80 | bus_LV_3378-11_0_4_node_44 | 0.4 | n |  | TRUE
81 | bus_LV_3378-11_0_4_node_53 | 0.4 | n |  | TRUE
82 | bus_LV_3378-11_0_4_node_71 | 0.4 | n |  | TRUE
83 | bus_LV_3378-11_0_4_node_47 | 0.4 | n |  | TRUE
84 | bus_LV_3378-11_0_4_node_48 | 0.4 | n |  | TRUE
85 | bus_LV_3378-11_0_4_node_51 | 0.4 | n |  | TRUE
86 | bus_LV_3378-11_0_4_node_49 | 0.4 | n |  | TRUE
87 | bus_LV_3378-11_0_4_node_50 | 0.4 | n |  | TRUE
88 | bus_LV_3378-11_0_4_node_54 | 0.4 | n |  | TRUE
89 | bus_LV_3378-11_0_4_node_55 | 0.4 | n |  | TRUE
90 | bus_LV_3378-11_0_4_node_56 | 0.4 | n |  | TRUE
91 | bus_LV_3378-11_0_4_node_57 | 0.4 | n |  | TRUE
92 | bus_LV_3378-11_0_4_node_58 | 0.4 | n |  | TRUE
93 | bus_LV_3378-11_0_4_node_59 | 0.4 | n |  | TRUE
94 | bus_LV_3378-11_0_4_node_115 | 0.4 | n |  | TRUE
95 | bus_LV_3378-11_0_4_node_147 | 0.4 | n |  | TRUE
96 | bus_LV_3378-11_0_4_node_62 | 0.4 | n |  | TRUE
97 | bus_LV_3378-11_0_4_node_72 | 0.4 | n |  | TRUE
98 | bus_LV_3378-11_0_4_node_73 | 0.4 | n |  | TRUE
99 | bus_LV_3378-11_0_4_node_65 | 0.4 | n |  | TRUE
100 | bus_LV_3378-11_0_4_node_66 | 0.4 | n |  | TRUE
101 | bus_LV_3378-11_0_4_node_68 | 0.4 | n |  | TRUE
102 | bus_LV_3378-11_0_4_node_103 | 0.4 | n |  | TRUE
103 | bus_LV_3378-11_0_4_node_87 | 0.4 | n |  | TRUE
104 | bus_LV_3378-11_0_4_node_137 | 0.4 | n |  | TRUE
105 | bus_LV_3378-11_0_4_node_85 | 0.4 | n |  | TRUE
106 | bus_LV_3378-11_0_4_node_69 | 0.4 | n |  | TRUE
107 | bus_LV_3378-11_0_4_node_70 | 0.4 | n |  | TRUE
108 | bus_LV_3378-11_0_4_node_105 | 0.4 | n |  | TRUE
109 | bus_LV_3378-11_0_4_node_108 | 0.4 | n |  | TRUE
110 | bus_LV_3378-11_0_4_node_110 | 0.4 | n |  | TRUE
111 | bus_LV_3378-11_0_4_node_84 | 0.4 | n |  | TRUE
112 | bus_LV_3378-11_0_4_node_97 | 0.4 | n |  | TRUE
113 | bus_LV_3378-11_0_4_node_107 | 0.4 | n |  | TRUE
114 | bus_LV_3378-11_0_4_node_88 | 0.4 | n |  | TRUE
115 | bus_LV_3378-11_0_4_node_95 | 0.4 | n |  | TRUE
116 | bus_LV_3378-11_0_4_node_165 | 0.4 | n |  | TRUE
117 | bus_LV_3378-11_0_4_node_106 | 0.4 | n |  | TRUE
118 | bus_LV_3378-11_0_4_node_86 | 0.4 | n |  | TRUE
119 | bus_LV_3378-11_0_4_node_155 | 0.4 | n |  | TRUE
120 | bus_LV_3378-11_0_4_node_156 | 0.4 | n |  | TRUE
121 | bus_LV_3378-11_0_4_node_154 | 0.4 | n |  | TRUE
122 | bus_LV_3378-11_0_4_node_75 | 0.4 | n |  | TRUE
123 | bus_LV_3378-11_0_4_node_96 | 0.4 | n |  | TRUE
124 | bus_LV_3378-11_0_4_node_76 | 0.4 | n |  | TRUE
125 | bus_LV_3378-11_0_4_node_77 | 0.4 | n |  | TRUE
126 | bus_LV_3378-11_0_4_node_78 | 0.4 | n |  | TRUE
127 | bus_LV_3378-11_0_4_node_79 | 0.4 | n |  | TRUE
128 | bus_LV_3378-11_0_4_node_89 | 0.4 | n |  | TRUE
129 | bus_LV_3378-11_0_4_node_82 | 0.4 | n |  | TRUE
130 | bus_LV_3378-11_0_4_node_161 | 0.4 | n |  | TRUE
131 | bus_LV_3378-11_0_4_node_83 | 0.4 | n |  | TRUE
132 | bus_LV_3378-11_0_4_node_80 | 0.4 | n |  | TRUE
133 | bus_LV_3378-11_0_4_node_81 | 0.4 | n |  | TRUE
134 | bus_LV_3378-11_0_4_node_111 | 0.4 | n |  | TRUE
135 | bus_LV_3378-11_0_4_node_112 | 0.4 | n |  | TRUE
136 | bus_LV_3378-11_0_4_node_113 | 0.4 | n |  | TRUE
137 | bus_LV_3378-11_0_4_node_117 | 0.4 | n |  | TRUE
138 | bus_LV_3378-11_0_4_node_163 | 0.4 | n |  | TRUE
139 | bus_LV_3378-11_0_4_node_164 | 0.4 | n |  | TRUE
140 | bus_LV_3378-11_0_4_node_145 | 0.4 | n |  | TRUE
141 | bus_LV_3378-11_0_4_node_158 | 0.4 | n |  | TRUE
142 | bus_LV_3378-11_0_4_node_128 | 0.4 | n |  | TRUE
143 | bus_LV_3378-11_0_4_node_144 | 0.4 | n |  | TRUE
144 | bus_LV_3378-11_0_4_node_133 | 0.4 | n |  | TRUE
145 | bus_LV_3378-11_0_4_node_149 | 0.4 | n |  | TRUE
146 | bus_LV_3378-11_0_4_node_132 | 0.4 | n |  | TRUE
147 | bus_LV_3378-11_0_4_node_157 | 0.4 | n |  | TRUE
148 | bus_LV_3378-11_0_4_node_162 | 0.4 | n |  | TRUE
149 | bus_LV_3378-11_0_4_node_94 | 0.4 | n |  | TRUE
150 | bus_LV_3378-11_0_4_node_129 | 0.4 | n |  | TRUE
151 | bus_LV_3378-11_0_4_node_118 | 0.4 | n |  | TRUE
152 | bus_LV_3378-11_0_4_node_119 | 0.4 | n |  | TRUE
153 | bus_LV_3378-11_0_4_node_114 | 0.4 | n |  | TRUE
154 | bus_LV_3378-11_0_4_node_125 | 0.4 | n |  | TRUE
155 | bus_LV_3378-11_0_4_node_134 | 0.4 | n |  | TRUE
156 | bus_LV_3378-11_0_4_node_140 | 0.4 | n |  | TRUE
157 | bus_LV_3378-11_0_4_node_141 | 0.4 | n |  | TRUE
158 | bus_LV_3378-11_0_4_node_142 | 0.4 | n |  | TRUE
159 | bus_LV_3378-11_0_4_node_143 | 0.4 | n |  | TRUE
160 | bus_LV_3378-11_0_4_node_159 | 0.4 | n |  | TRUE
161 | bus_LV_3378-11_0_4_node_160 | 0.4 | n |  | TRUE
162 | bus_LV_3378-11_0_4_node_146 | 0.4 | n |  | TRUE
163 | bus_MV_153_1_node_71 | 20 | n |  | TRUE

## load
| name | bus | p_mw | q_mvar | const_z_percent | const_i_percent | sn_mva | scaling | in_service | type
0 | LV_3378-11_0_4_load_0 | 0 | 0.00018073 | 4.5294e-05 | 0 | 0 |  | 1 | TRUE | wye
1 | LV_3378-11_0_4_load_3 | 3 | 0.0011734 | 0.00029409 | 0 | 0 |  | 1 | TRUE | wye
2 | LV_3378-11_0_4_load_4 | 4 | 0.0001692 | 4.2405e-05 | 0 | 0 |  | 1 | TRUE | wye
3 | LV_3378-11_0_4_load_5 | 5 | 0.00011581 | 2.9025e-05 | 0 | 0 |  | 1 | TRUE | wye
4 | LV_3378-11_0_4_load_6 | 6 | 0.0016754 | 0.0004199 | 0 | 0 |  | 1 | TRUE | wye
5 | LV_3378-11_0_4_load_151 | 7 | 0.00021024 | 5.269e-05 | 0 | 0 |  | 1 | TRUE | wye
6 | LV_3378-11_0_4_load_122 | 8 | 0.00083651 | 0.00020965 | 0 | 0 |  | 1 | TRUE | wye
7 | LV_3378-11_0_4_load_102 | 11 | 0.00023518 | 5.8943e-05 | 0 | 0 |  | 1 | TRUE | wye
8 | LV_3378-11_0_4_load_139 | 12 | 0.00028235 | 7.0764e-05 | 0 | 0 |  | 1 | TRUE | wye
9 | LV_3378-11_0_4_load_136 | 13 | 0.00063927 | 0.00016022 | 0 | 0 |  | 1 | TRUE | wye
10 | LV_3378-11_0_4_load_100 | 16 | 0.00013893 | 3.4819e-05 | 0 | 0 |  | 1 | TRUE | wye
11 | LV_3378-11_0_4_load_101 | 17 | 0.00039498 | 9.8991e-05 | 0 | 0 |  | 1 | TRUE | wye
12 | LV_3378-11_0_4_load_98 | 18 | 0.00014648 | 3.6711e-05 | 0 | 0 |  | 1 | TRUE | wye
13 | LV_3378-11_0_4_load_121 | 19 | 0.00023638 | 5.9241e-05 | 0 | 0 |  | 1 | TRUE | wye
14 | LV_3378-11_0_4_load_138 | 21 | 0.0019298 | 0.00048366 | 0 | 0 |  | 1 | TRUE | wye
15 | LV_3378-11_0_4_load_7 | 22 | 0.0022459 | 0.00056288 | 0 | 0 |  | 1 | TRUE | wye
16 | LV_3378-11_0_4_load_8 | 23 | 0.0011921 | 0.00029876 | 0 | 0 |  | 1 | TRUE | wye
17 | LV_3378-11_0_4_load_91 | 26 | 0.0007912 | 0.00019829 | 0 | 0 |  | 1 | TRUE | wye
18 | LV_3378-11_0_4_load_127 | 27 | 0.00097335 | 0.00024395 | 0 | 0 |  | 1 | TRUE | wye
19 | LV_3378-11_0_4_load_10 | 29 | 0.0026759 | 0.00067064 | 0 | 0 |  | 1 | TRUE | wye
20 | LV_3378-11_0_4_load_11 | 30 | 0.0026986 | 0.00067634 | 0 | 0 |  | 1 | TRUE | wye
21 | LV_3378-11_0_4_load_12 | 31 | 0.0043698 | 0.0010952 | 0 | 0 |  | 1 | TRUE | wye
22 | LV_3378-11_0_4_load_14 | 33 | 0.0018294 | 0.00045849 | 0 | 0 |  | 1 | TRUE | wye
23 | LV_3378-11_0_4_load_19 | 34 | 0.0033119 | 0.00083005 | 0 | 0 |  | 1 | TRUE | wye
24 | LV_3378-11_0_4_load_42 | 35 | 0.0025907 | 0.00064928 | 0 | 0 |  | 1 | TRUE | wye
25 | LV_3378-11_0_4_load_17 | 37 | 0.0026006 | 0.00065177 | 0 | 0 |  | 1 | TRUE | wye
26 | LV_3378-11_0_4_load_43 | 38 | 0.0034821 | 0.00087269 | 0 | 0 |  | 1 | TRUE | wye
27 | LV_3378-11_0_4_load_15 | 41 | 0.0022487 | 0.00056357 | 0 | 0 |  | 1 | TRUE | wye
28 | LV_3378-11_0_4_load_16 | 42 | 0.002428 | 0.00060851 | 0 | 0 |  | 1 | TRUE | wye
29 | LV_3378-11_0_4_load_123 | 45 | 0.00070117 | 0.00017573 | 0 | 0 |  | 1 | TRUE | wye
30 | LV_3378-11_0_4_load_131 | 46 | 0.00085515 | 0.00021432 | 0 | 0 |  | 1 | TRUE | wye
31 | LV_3378-11_0_4_load_130 | 47 | 0.00082417 | 0.00020656 | 0 | 0 |  | 1 | TRUE | wye
32 | LV_3378-11_0_4_load_74 | 48 | 0.0031742 | 0.00079554 | 0 | 0 |  | 1 | TRUE | wye
33 | LV_3378-11_0_4_load_124 | 49 | 0.00094684 | 0.0002373 | 0 | 0 |  | 1 | TRUE | wye
34 | LV_3378-11_0_4_load_20 | 50 | 0.0031954 | 0.00080083 | 0 | 0 |  | 1 | TRUE | wye
35 | LV_3378-11_0_4_load_23 | 51 | 0.0022315 | 0.00055927 | 0 | 0 |  | 1 | TRUE | wye
36 | LV_3378-11_0_4_load_37 | 53 | 0.0043178 | 0.0010821 | 0 | 0 |  | 1 | TRUE | wye
37 | LV_3378-11_0_4_load_34 | 54 | 0.0067076 | 0.0016811 | 0 | 0 |  | 1 | TRUE | wye
38 | LV_3378-11_0_4_load_45 | 55 | 0.0058092 | 0.0014559 | 0 | 0 |  | 1 | TRUE | wye
39 | LV_3378-11_0_4_load_64 | 57 | 0.0015883 | 0.00039807 | 0 | 0 |  | 1 | TRUE | wye
40 | LV_3378-11_0_4_load_24 | 59 | 0.0035937 | 0.00090066 | 0 | 0 |  | 1 | TRUE | wye
41 | LV_3378-11_0_4_load_25 | 60 | 0.0028846 | 0.00072295 | 0 | 0 |  | 1 | TRUE | wye
42 | LV_3378-11_0_4_load_27 | 62 | 0.0029028 | 0.0007275 | 0 | 0 |  | 1 | TRUE | wye
43 | LV_3378-11_0_4_load_29 | 63 | 0.029993 | 0.007517 | 0 | 0 |  | 1 | TRUE | wye
44 | LV_3378-11_0_4_load_60 | 64 | 0.0042791 | 0.0010724 | 0 | 0 |  | 1 | TRUE | wye
45 | LV_3378-11_0_4_load_148 | 67 | 0.0020849 | 0.00052252 | 0 | 0 |  | 1 | TRUE | wye
46 | LV_3378-11_0_4_load_152 | 70 | 0.0052753 | 0.0013221 | 0 | 0 |  | 1 | TRUE | wye
47 | LV_3378-11_0_4_load_41 | 71 | 0.0033546 | 0.00084075 | 0 | 0 |  | 1 | TRUE | wye
48 | LV_3378-11_0_4_load_109 | 73 | 0.001431 | 0.00035865 | 0 | 0 |  | 1 | TRUE | wye
49 | LV_3378-11_0_4_load_61 | 74 | 0.0048777 | 0.0012225 | 0 | 0 |  | 1 | TRUE | wye
50 | LV_3378-11_0_4_load_35 | 75 | 0.0067251 | 0.0016855 | 0 | 0 |  | 1 | TRUE | wye
51 | LV_3378-11_0_4_load_153 | 76 | 0.0010514 | 0.00026351 | 0 | 0 |  | 1 | TRUE | wye
52 | LV_3378-11_0_4_load_38 | 77 | 0.0030119 | 0.00075486 | 0 | 0 |  | 1 | TRUE | wye
53 | LV_3378-11_0_4_load_52 | 78 | 0.0040304 | 0.0010101 | 0 | 0 |  | 1 | TRUE | wye
54 | LV_3378-11_0_4_load_39 | 79 | 0.002353 | 0.00058972 | 0 | 0 |  | 1 | TRUE | wye
55 | LV_3378-11_0_4_load_44 | 80 | 0.0031006 | 0.00077709 | 0 | 0 |  | 1 | TRUE | wye
56 | LV_3378-11_0_4_load_53 | 81 | 0.0021374 | 0.00053568 | 0 | 0 |  | 1 | TRUE | wye
57 | LV_3378-11_0_4_load_71 | 82 | 0.0019145 | 0.00047982 | 0 | 0 |  | 1 | TRUE | wye
58 | LV_3378-11_0_4_load_47 | 83 | 0.002423 | 0.00060726 | 0 | 0 |  | 1 | TRUE | wye
59 | LV_3378-11_0_4_load_48 | 84 | 0.0018787 | 0.00047084 | 0 | 0 |  | 1 | TRUE | wye
60 | LV_3378-11_0_4_load_51 | 85 | 0.0024413 | 0.00061185 | 0 | 0 |  | 1 | TRUE | wye
61 | LV_3378-11_0_4_load_49 | 86 | 0.0043414 | 0.0010881 | 0 | 0 |  | 1 | TRUE | wye
62 | LV_3378-11_0_4_load_50 | 87 | 0.0028341 | 0.00071029 | 0 | 0 |  | 1 | TRUE | wye
63 | LV_3378-11_0_4_load_54 | 88 | 0.00025182 | 6.3111e-05 | 0 | 0 |  | 1 | TRUE | wye
64 | LV_3378-11_0_4_load_59 | 93 | 0.00015257 | 3.8237e-05 | 0 | 0 |  | 1 | TRUE | wye
65 | LV_3378-11_0_4_load_115 | 94 | 7.3813e-05 | 1.8499e-05 | 0 | 0 |  | 1 | TRUE | wye
66 | LV_3378-11_0_4_load_147 | 95 | 0.00036838 | 9.2326e-05 | 0 | 0 |  | 1 | TRUE | wye
67 | LV_3378-11_0_4_load_62 | 96 | 0.004082 | 0.001023 | 0 | 0 |  | 1 | TRUE | wye
68 | LV_3378-11_0_4_load_72 | 97 | 0.00070591 | 0.00017692 | 0 | 0 |  | 1 | TRUE | wye
69 | LV_3378-11_0_4_load_73 | 98 | 0.0007883 | 0.00019757 | 0 | 0 |  | 1 | TRUE | wye
70 | LV_3378-11_0_4_load_65 | 99 | 0.00020852 | 5.2261e-05 | 0 | 0 |  | 1 | TRUE | wye
71 | LV_3378-11_0_4_load_66 | 100 | 0.0001252 | 3.1378e-05 | 0 | 0 |  | 1 | TRUE | wye
72 | LV_3378-11_0_4_load_103 | 102 | 9.9028e-05 | 2.4819e-05 | 0 | 0 |  | 1 | TRUE | wye
73 | LV_3378-11_0_4_load_137 | 104 | 0.00030513 | 7.6472e-05 | 0 | 0 |  | 1 | TRUE | wye
74 | LV_3378-11_0_4_load_85 | 105 | 7.8267e-05 | 1.9616e-05 | 0 | 0 |  | 1 | TRUE | wye
75 | LV_3378-11_0_4_load_105 | 108 | 6.3781e-05 | 1.5985e-05 | 0 | 0 |  | 1 | TRUE | wye
76 | LV_3378-11_0_4_load_110 | 110 | 0.00014633 | 3.6675e-05 | 0 | 0 |  | 1 | TRUE | wye
77 | LV_3378-11_0_4_load_84 | 111 | 0.0001172 | 2.9373e-05 | 0 | 0 |  | 1 | TRUE | wye
78 | LV_3378-11_0_4_load_107 | 113 | 0.00030236 | 7.5779e-05 | 0 | 0 |  | 1 | TRUE | wye
79 | LV_3378-11_0_4_load_88 | 114 | 8.1242e-05 | 2.0361e-05 | 0 | 0 |  | 1 | TRUE | wye
80 | LV_3378-11_0_4_load_165 | 116 | 0.00040215 | 0.00010079 | 0 | 0 |  | 1 | TRUE | wye
81 | LV_3378-11_0_4_load_106 | 117 | 9.1669e-05 | 2.2974e-05 | 0 | 0 |  | 1 | TRUE | wye
82 | LV_3378-11_0_4_load_86 | 118 | 0.00030114 | 7.5473e-05 | 0 | 0 |  | 1 | TRUE | wye
83 | LV_3378-11_0_4_load_156 | 120 | 0.00044039 | 0.00011037 | 0 | 0 |  | 1 | TRUE | wye
84 | LV_3378-11_0_4_load_154 | 121 | 0.00083569 | 0.00020944 | 0 | 0 |  | 1 | TRUE | wye
85 | LV_3378-11_0_4_load_75 | 122 | 0.0011417 | 0.00028615 | 0 | 0 |  | 1 | TRUE | wye
86 | LV_3378-11_0_4_load_76 | 124 | 0.0001571 | 3.9373e-05 | 0 | 0 |  | 1 | TRUE | wye
87 | LV_3378-11_0_4_load_77 | 125 | 0.00019383 | 4.8578e-05 | 0 | 0 |  | 1 | TRUE | wye
88 | LV_3378-11_0_4_load_78 | 126 | 0.00027445 | 6.8783e-05 | 0 | 0 |  | 1 | TRUE | wye
89 | LV_3378-11_0_4_load_161 | 130 | 0.00018664 | 4.6777e-05 | 0 | 0 |  | 1 | TRUE | wye
90 | LV_3378-11_0_4_load_80 | 132 | 0.00017131 | 4.2934e-05 | 0 | 0 |  | 1 | TRUE | wye
91 | LV_3378-11_0_4_load_81 | 133 | 0.0017519 | 0.00043906 | 0 | 0 |  | 1 | TRUE | wye
92 | LV_3378-11_0_4_load_111 | 134 | 0.00023048 | 5.7764e-05 | 0 | 0 |  | 1 | TRUE | wye
93 | LV_3378-11_0_4_load_113 | 136 | 0.00013251 | 3.321e-05 | 0 | 0 |  | 1 | TRUE | wye
94 | LV_3378-11_0_4_load_117 | 137 | 0.00024809 | 6.2176e-05 | 0 | 0 |  | 1 | TRUE | wye
95 | LV_3378-11_0_4_load_163 | 138 | 0.0016456 | 0.00041242 | 0 | 0 |  | 1 | TRUE | wye
96 | LV_3378-11_0_4_load_164 | 139 | 0.0017212 | 0.00043137 | 0 | 0 |  | 1 | TRUE | wye
97 | LV_3378-11_0_4_load_145 | 140 | 0.00023511 | 5.8925e-05 | 0 | 0 |  | 1 | TRUE | wye
98 | LV_3378-11_0_4_load_128 | 142 | 0.00064223 | 0.00016096 | 0 | 0 |  | 1 | TRUE | wye
99 | LV_3378-11_0_4_load_144 | 143 | 0.00034843 | 8.7324e-05 | 0 | 0 |  | 1 | TRUE | wye
100 | LV_3378-11_0_4_load_132 | 146 | 0.00016755 | 4.1993e-05 | 0 | 0 |  | 1 | TRUE | wye
101 | LV_3378-11_0_4_load_157 | 147 | 0.00029157 | 7.3075e-05 | 0 | 0 |  | 1 | TRUE | wye
102 | LV_3378-11_0_4_load_162 | 148 | 0.00075105 | 0.00018823 | 0 | 0 |  | 1 | TRUE | wye
103 | LV_3378-11_0_4_load_94 | 149 | 0.0034231 | 0.00085791 | 0 | 0 |  | 1 | TRUE | wye
104 | LV_3378-11_0_4_load_118 | 151 | 0.00034171 | 8.5641e-05 | 0 | 0 |  | 1 | TRUE | wye
105 | LV_3378-11_0_4_load_119 | 152 | 8.7469e-05 | 2.1922e-05 | 0 | 0 |  | 1 | TRUE | wye
106 | LV_3378-11_0_4_load_114 | 153 | 0.00015245 | 3.8207e-05 | 0 | 0 |  | 1 | TRUE | wye
107 | LV_3378-11_0_4_load_125 | 154 | 0.00093886 | 0.0002353 | 0 | 0 |  | 1 | TRUE | wye
108 | LV_3378-11_0_4_load_134 | 155 | 0.00063966 | 0.00016031 | 0 | 0 |  | 1 | TRUE | wye
109 | LV_3378-11_0_4_load_140 | 156 | 0.00079675 | 0.00019969 | 0 | 0 |  | 1 | TRUE | wye
110 | LV_3378-11_0_4_load_141 | 157 | 0.00063461 | 0.00015905 | 0 | 0 |  | 1 | TRUE | wye
111 | LV_3378-11_0_4_load_142 | 158 | 0.0010133 | 0.00025395 | 0 | 0 |  | 1 | TRUE | wye
112 | LV_3378-11_0_4_load_159 | 160 | 0.0010369 | 0.00025987 | 0 | 0 |  | 1 | TRUE | wye
113 | LV_3378-11_0_4_load_160 | 161 | 0.0048261 | 0.0012095 | 0 | 0 |  | 1 | TRUE | wye
114 | LV_3378-11_0_4_load_146 | 162 | 0.0001137 | 2.8495e-05 | 0 | 0 |  | 1 | TRUE | wye

## ext_grid
| name | bus | vm_pu | va_degree | slack_weight | in_service
0 |  | 38 | 1 | 0 | 1 | TRUE

## line
| name | std_type | from_bus | to_bus | length_km | r_ohm_per_km | x_ohm_per_km | c_nf_per_km | g_us_per_km | max_i_ka | df | parallel | type | in_service
0 | LV_3378-11_0_4_line_0 | NAYY 4x150 SE | 0 | 1 | 0.27022 | 0.208 | 0.08 | 261 | 0 | 0.27 | 1 | 3 | cs | TRUE
1 | LV_3378-11_0_4_line_1 | NAYY 4x150 SE | 0 | 2 | 0.014556 | 0.208 | 0.08 | 261 | 0 | 0.27 | 1 | 3 | cs | TRUE
2 | LV_3378-11_0_4_line_2 | NAYY 4x150 SE | 1 | 3 | 0.10532 | 0.208 | 0.08 | 261 | 0 | 0.27 | 1 | 1 | cs | TRUE
3 | LV_3378-11_0_4_line_3 | NAYY 4x150 SE | 1 | 4 | 0.13697 | 0.208 | 0.08 | 261 | 0 | 0.27 | 1 | 3 | cs | TRUE
4 | LV_3378-11_0_4_line_4 | NAYY 4x150 SE | 2 | 5 | 0.0027859 | 0.208 | 0.08 | 261 | 0 | 0.27 | 1 | 3 | cs | TRUE
5 | LV_3378-11_0_4_line_5 | NAYY 4x150 SE | 2 | 6 | 0.027445 | 0.208 | 0.08 | 261 | 0 | 0.27 | 1 | 1 | cs | TRUE
6 | LV_3378-11_0_4_line_6 | NAYY 4x150 SE | 4 | 9 | 0.012583 | 0.208 | 0.08 | 261 | 0 | 0.27 | 1 | 3 | cs | TRUE
7 | LV_3378-11_0_4_line_7 | NAYY 4x150 SE | 5 | 10 | 0.20296 | 0.208 | 0.08 | 261 | 0 | 0.27 | 1 | 3 | cs | TRUE
8 | LV_3378-11_0_4_line_8 | NAYY 4x150 SE | 5 | 11 | 0.18962 | 0.208 | 0.08 | 261 | 0 | 0.27 | 1 | 1 | cs | TRUE
9 | LV_3378-11_0_4_line_9 | NAYY 4x150 SE | 6 | 12 | 0.11969 | 0.208 | 0.08 | 261 | 0 | 0.27 | 1 | 1 | cs | TRUE
10 | LV_3378-11_0_4_line_10 | NAYY 4x150 SE | 7 | 8 | 0.301 | 0.208 | 0.08 | 261 | 0 | 0.27 | 1 | 1 | cs | TRUE
11 | LV_3378-11_0_4_line_11 | NAYY 4x150 SE | 8 | 20 | 0.023118 | 0.208 | 0.08 | 261 | 0 | 0.27 | 1 | 1 | cs | TRUE
12 | LV_3378-11_0_4_line_12 | NAYY 4x150 SE | 9 | 13 | 0.18788 | 0.208 | 0.08 | 261 | 0 | 0.27 | 1 | 3 | cs | TRUE
13 | LV_3378-11_0_4_line_13 | NAYY 4x150 SE | 10 | 14 | 0.26478 | 0.208 | 0.08 | 261 | 0 | 0.27 | 1 | 3 | cs | TRUE
14 | LV_3378-11_0_4_line_14 | NAYY 4x150 SE | 11 | 16 | 0.21855 | 0.208 | 0.08 | 261 | 0 | 0.27 | 1 | 1 | cs | TRUE
15 | LV_3378-11_0_4_line_15 | NAYY 4x150 SE | 12 | 21 | 0.17212 | 0.208 | 0.08 | 261 | 0 | 0.27 | 1 | 1 | cs | TRUE
16 | LV_3378-11_0_4_line_16 | NAYY 4x150 SE | 13 | 121 | 0.023798 | 0.208 | 0.08 | 261 | 0 | 0.27 | 1 | 3 | cs | TRUE
17 | LV_3378-11_0_4_line_17 | NAYY 4x150 SE | 14 | 140 | 0.022813 | 0.208 | 0.08 | 261 | 0 | 0.27 | 1 | 1 | cs | TRUE
18 | LV_3378-11_0_4_line_18 | NAYY 4x150 SE | 14 | 141 | 0.15908 | 0.208 | 0.08 | 261 | 0 | 0.27 | 1 | 1 | cs | TRUE
19 | LV_3378-11_0_4_line_19 | NAYY 4x150 SE | 14 | 128 | 0.09765 | 0.208 | 0.08 | 261 | 0 | 0.27 | 1 | 3 | cs | TRUE
20 | LV_3378-11_0_4_line_20 | NAYY 4x150 SE | 15 | 16 | 0.08102 | 0.208 | 0.08 | 261 | 0 | 0.27 | 1 | 1 | cs | TRUE
21 | LV_3378-11_0_4_line_21 | NAYY 4x150 SE | 15 | 17 | 0.016401 | 0.208 | 0.08 | 261 | 0 | 0.27 | 1 | 1 | cs | TRUE
22 | LV_3378-11_0_4_line_22 | NAYY 4x150 SE | 15 | 18 | 0.27762 | 0.208 | 0.08 | 261 | 0 | 0.27 | 1 | 1 | cs | TRUE
23 | LV_3378-11_0_4_line_23 | NAYY 4x150 SE | 17 | 19 | 0.014276 | 0.208 | 0.08 | 261 | 0 | 0.27 | 1 | 1 | cs | TRUE
24 | LV_3378-11_0_4_line_24 | NAYY 4x150 SE | 18 | 151 | 0.13376 | 0.208 | 0.08 | 261 | 0 | 0.27 | 1 | 1 | cs | TRUE
25 | LV_3378-11_0_4_line_25 | NAYY 4x150 SE | 19 | 20 | 0.014341 | 0.208 | 0.08 | 261 | 0 | 0.27 | 1 | 1 | cs | TRUE
26 | LV_3378-11_0_4_line_26 | NAYY 4x150 SE | 22 | 23 | 0.015358 | 0.208 | 0.08 | 261 | 0 | 0.27 | 1 | 1 | cs | TRUE
27 | LV_3378-11_0_4_line_27 | NAYY 4x150 SE | 23 | 24 | 0.022261 | 0.208 | 0.08 | 261 | 0 | 0.27 | 1 | 1 | cs | TRUE
28 | LV_3378-11_0_4_line_28 | NAYY 4x150 SE | 24 | 25 | 0.008174 | 0.208 | 0.08 | 261 | 0 | 0.27 | 1 | 1 | cs | TRUE
29 | LV_3378-11_0_4_line_29 | NAYY 4x150 SE | 24 | 26 | 0.025366 | 0.208 | 0.08 | 261 | 0 | 0.27 | 1 | 1 | cs | TRUE
30 | LV_3378-11_0_4_line_30 | NAYY 4x150 SE | 25 | 27 | 0.096791 | 0.208 | 0.08 | 261 | 0 | 0.27 | 1 | 1 | cs | TRUE
31 | LV_3378-11_0_4_line_31 | NAYY 4x150 SE | 26 | 28 | 0.25129 | 0.208 | 0.08 | 261 | 0 | 0.27 | 1 | 1 | cs | TRUE
32 | LV_3378-11_0_4_line_32 | NAYY 4x150 SE | 27 | 142 | 0.0074604 | 0.208 | 0.08 | 261 | 0 | 0.27 | 1 | 1 | cs | TRUE
33 | LV_3378-11_0_4_line_33 | NAYY 4x150 SE | 28 | 93 | 0.21256 | 0.208 | 0.08 | 261 | 0 | 0.27 | 1 | 1 | cs | TRUE
34 | LV_3378-11_0_4_line_34 | NAYY 4x150 SE | 29 | 30 | 0.0035264 | 0.208 | 0.08 | 261 | 0 | 0.27 | 1 | 3 | cs | TRUE
35 | LV_3378-11_0_4_line_35 | NAYY 4x150 SE | 29 | 31 | 0.021434 | 0.208 | 0.08 | 261 | 0 | 0.27 | 1 | 3 | cs | TRUE
36 | LV_3378-11_0_4_line_36 | NAYY 4x150 SE | 30 | 32 | 0.016799 | 0.208 | 0.08 | 261 | 0 | 0.27 | 1 | 3 | cs | TRUE
37 | LV_3378-11_0_4_line_37 | NAYY 4x150 SE | 31 | 33 | 0.003213 | 0.208 | 0.08 | 261 | 0 | 0.27 | 1 | 3 | cs | TRUE
38 | LV_3378-11_0_4_line_38 | NAYY 4x150 SE | 32 | 34 | 0.027485 | 0.208 | 0.08 | 261 | 0 | 0.27 | 1 | 1 | cs | TRUE
39 | LV_3378-11_0_4_line_39 | NAYY 4x150 SE | 32 | 35 | 0.0070032 | 0.208 | 0.08 | 261 | 0 | 0.27 | 1 | 3 | cs | TRUE
40 | LV_3378-11_0_4_line_40 | NAYY 4x150 SE | 33 | 36 | 0.020385 | 0.208 | 0.08 | 261 | 0 | 0.27 | 1 | 3 | cs | TRUE
41 | LV_3378-11_0_4_line_41 | NAYY 4x150 SE | 34 | 37 | 0.012288 | 0.208 | 0.08 | 261 | 0 | 0.27 | 1 | 1 | cs | TRUE
42 | LV_3378-11_0_4_line_42 | NAYY 4x150 SE | 35 | 38 | 0.019848 | 0.208 | 0.08 | 261 | 0 | 0.27 | 1 | 3 | cs | TRUE
43 | LV_3378-11_0_4_line_43 | NAYY 4x150 SE | 36 | 39 | 0.002875 | 0.208 | 0.08 | 261 | 0 | 0.27 | 1 | 1 | cs | TRUE
44 | LV_3378-11_0_4_line_44 | NAYY 4x150 SE | 36 | 40 | 0.080034 | 0.208 | 0.08 | 261 | 0 | 0.27 | 1 | 3 | cs | TRUE
45 | LV_3378-11_0_4_line_45 | NAYY 4x150 SE | 37 | 41 | 0.032134 | 0.208 | 0.08 | 261 | 0 | 0.27 | 1 | 1 | cs | TRUE
46 | LV_3378-11_0_4_line_46 | NAYY 4x150 SE | 38 | 80 | 0.0028275 | 0.208 | 0.08 | 261 | 0 | 0.27 | 1 | 1 | cs | TRUE
47 | LV_3378-11_0_4_line_47 | NAYY 4x150 SE | 39 | 53 | 0.012663 | 0.208 | 0.08 | 261 | 0 | 0.27 | 1 | 1 | cs | TRUE
48 | LV_3378-11_0_4_line_48 | NAYY 4x150 SE | 39 | 54 | 0.022632 | 0.208 | 0.08 | 261 | 0 | 0.27 | 1 | 1 | cs | TRUE
49 | LV_3378-11_0_4_line_49 | NAYY 4x150 SE | 40 | 51 | 0.060231 | 0.208 | 0.08 | 261 | 0 | 0.27 | 1 | 3 | cs | TRUE
50 | LV_3378-11_0_4_line_50 | NAYY 4x150 SE | 40 | 50 | 0.040432 | 0.208 | 0.08 | 261 | 0 | 0.27 | 1 | 1 | cs | TRUE
51 | LV_3378-11_0_4_line_51 | NAYY 4x150 SE | 41 | 42 | 0.0033248 | 0.208 | 0.08 | 261 | 0 | 0.27 | 1 | 1 | cs | TRUE
52 | LV_3378-11_0_4_line_52 | NAYY 4x150 SE | 42 | 43 | 0.085953 | 0.208 | 0.08 | 261 | 0 | 0.27 | 1 | 1 | cs | TRUE
53 | LV_3378-11_0_4_line_53 | NAYY 4x150 SE | 43 | 44 | 0.1296 | 0.208 | 0.08 | 261 | 0 | 0.27 | 1 | 1 | cs | TRUE
54 | LV_3378-11_0_4_line_54 | NAYY 4x150 SE | 43 | 45 | 0.042412 | 0.208 | 0.08 | 261 | 0 | 0.27 | 1 | 1 | cs | TRUE
55 | LV_3378-11_0_4_line_55 | NAYY 4x150 SE | 44 | 46 | 0.0375 | 0.208 | 0.08 | 261 | 0 | 0.27 | 1 | 1 | cs | TRUE
56 | LV_3378-11_0_4_line_56 | NAYY 4x150 SE | 44 | 47 | 0.10946 | 0.208 | 0.08 | 261 | 0 | 0.27 | 1 | 1 | cs | TRUE
57 | LV_3378-11_0_4_line_57 | NAYY 4x150 SE | 44 | 48 | 0.27777 | 0.208 | 0.08 | 261 | 0 | 0.27 | 1 | 1 | cs | TRUE
58 | LV_3378-11_0_4_line_58 | NAYY 4x150 SE | 45 | 49 | 0.14384 | 0.208 | 0.08 | 261 | 0 | 0.27 | 1 | 1 | cs | TRUE
59 | LV_3378-11_0_4_line_59 | NAYY 4x150 SE | 46 | 155 | 0.0079146 | 0.208 | 0.08 | 261 | 0 | 0.27 | 1 | 1 | cs | TRUE
60 | LV_3378-11_0_4_line_60 | NAYY 4x150 SE | 47 | 150 | 0.024852 | 0.208 | 0.08 | 261 | 0 | 0.27 | 1 | 1 | cs | TRUE
61 | LV_3378-11_0_4_line_61 | NAYY 4x150 SE | 48 | 122 | 0.017411 | 0.208 | 0.08 | 261 | 0 | 0.27 | 1 | 1 | cs | TRUE
62 | LV_3378-11_0_4_line_62 | NAYY 4x150 SE | 49 | 154 | 0.027749 | 0.208 | 0.08 | 261 | 0 | 0.27 | 1 | 1 | cs | TRUE
63 | LV_3378-11_0_4_line_63 | NAYY 4x150 SE | 51 | 52 | 0.02186 | 0.208 | 0.08 | 261 | 0 | 0.27 | 1 | 3 | cs | TRUE
64 | LV_3378-11_0_4_line_64 | NAYY 4x150 SE | 52 | 57 | 0.011184 | 0.208 | 0.08 | 261 | 0 | 0.27 | 1 | 1 | cs | TRUE
65 | LV_3378-11_0_4_line_65 | NAYY 4x150 SE | 52 | 58 | 0.006943 | 0.208 | 0.08 | 261 | 0 | 0.27 | 1 | 3 | cs | TRUE
66 | LV_3378-11_0_4_line_66 | NAYY 4x150 SE | 53 | 78 | 0.0047333 | 0.208 | 0.08 | 261 | 0 | 0.27 | 1 | 1 | cs | TRUE
67 | LV_3378-11_0_4_line_67 | NAYY 4x150 SE | 54 | 75 | 0.032056 | 0.208 | 0.08 | 261 | 0 | 0.27 | 1 | 1 | cs | TRUE
68 | LV_3378-11_0_4_line_68 | NAYY 4x150 SE | 55 | 56 | 0.030517 | 0.208 | 0.08 | 261 | 0 | 0.27 | 1 | 1 | cs | TRUE
69 | LV_3378-11_0_4_line_69 | NAYY 4x150 SE | 56 | 83 | 0.009497 | 0.208 | 0.08 | 261 | 0 | 0.27 | 1 | 1 | cs | TRUE
70 | LV_3378-11_0_4_line_70 | NAYY 4x150 SE | 56 | 84 | 0.022498 | 0.208 | 0.08 | 261 | 0 | 0.27 | 1 | 1 | cs | TRUE
71 | LV_3378-11_0_4_line_71 | NAYY 4x150 SE | 57 | 67 | 0.035784 | 0.208 | 0.08 | 261 | 0 | 0.27 | 1 | 1 | cs | TRUE
72 | LV_3378-11_0_4_line_72 | NAYY 4x150 SE | 58 | 61 | 0.009012 | 0.208 | 0.08 | 261 | 0 | 0.27 | 1 | 3 | cs | TRUE
73 | LV_3378-11_0_4_line_73 | NAYY 4x150 SE | 59 | 60 | 0.019337 | 0.208 | 0.08 | 261 | 0 | 0.27 | 1 | 3 | cs | TRUE
74 | LV_3378-11_0_4_line_74 | NAYY 4x150 SE | 59 | 61 | 0.017417 | 0.208 | 0.08 | 261 | 0 | 0.27 | 1 | 3 | cs | TRUE
75 | LV_3378-11_0_4_line_75 | NAYY 4x150 SE | 60 | 62 | 0.02533 | 0.208 | 0.08 | 261 | 0 | 0.27 | 1 | 3 | cs | TRUE
76 | LV_3378-11_0_4_line_76 | NAYY 4x150 SE | 61 | 63 | 0.0537 | 0.208 | 0.08 | 261 | 0 | 0.27 | 1 | 1 | cs | TRUE
77 | LV_3378-11_0_4_line_77 | NAYY 4x150 SE | 62 | 64 | 0.023697 | 0.208 | 0.08 | 261 | 0 | 0.27 | 1 | 3 | cs | TRUE
78 | LV_3378-11_0_4_line_78 | NAYY 4x150 SE | 64 | 74 | 0.021417 | 0.208 | 0.08 | 261 | 0 | 0.27 | 1 | 3 | cs | TRUE
79 | LV_3378-11_0_4_line_79 | NAYY 4x150 SE | 65 | 66 | 0.028757 | 0.208 | 0.08 | 261 | 0 | 0.27 | 1 | 1 | cs | TRUE
80 | LV_3378-11_0_4_line_80 | NAYY 4x150 SE | 65 | 67 | 0.028189 | 0.208 | 0.08 | 261 | 0 | 0.27 | 1 | 1 | cs | TRUE
81 | LV_3378-11_0_4_line_81 | NAYY 4x150 SE | 66 | 71 | 0.022769 | 0.208 | 0.08 | 261 | 0 | 0.27 | 1 | 1 | cs | TRUE
82 | LV_3378-11_0_4_line_82 | NAYY 4x150 SE | 68 | 69 | 0.004249 | 0.208 | 0.08 | 261 | 0 | 0.27 | 1 | 1 | cs | TRUE
83 | LV_3378-11_0_4_line_83 | NAYY 4x150 SE | 68 | 70 | 0.023695 | 0.208 | 0.08 | 261 | 0 | 0.27 | 1 | 1 | cs | TRUE
84 | LV_3378-11_0_4_line_84 | NAYY 4x150 SE | 69 | 72 | 0.00492 | 0.208 | 0.08 | 261 | 0 | 0.27 | 1 | 1 | cs | TRUE
85 | LV_3378-11_0_4_line_85 | NAYY 4x150 SE | 69 | 73 | 0.018743 | 0.208 | 0.08 | 261 | 0 | 0.27 | 1 | 1 | cs | TRUE
86 | LV_3378-11_0_4_line_86 | NAYY 4x150 SE | 70 | 76 | 0.015374 | 0.208 | 0.08 | 261 | 0 | 0.27 | 1 | 1 | cs | TRUE
87 | LV_3378-11_0_4_line_87 | NAYY 4x150 SE | 71 | 72 | 0.031888 | 0.208 | 0.08 | 261 | 0 | 0.27 | 1 | 1 | cs | TRUE
88 | LV_3378-11_0_4_line_88 | NAYY 4x150 SE | 72 | 77 | 0.014105 | 0.208 | 0.08 | 261 | 0 | 0.27 | 1 | 1 | cs | TRUE
89 | LV_3378-11_0_4_line_89 | NAYY 4x150 SE | 74 | 96 | 0.022824 | 0.208 | 0.08 | 261 | 0 | 0.27 | 1 | 3 | cs | TRUE
90 | LV_3378-11_0_4_line_90 | NAYY 4x150 SE | 77 | 79 | 0.017783 | 0.208 | 0.08 | 261 | 0 | 0.27 | 1 | 1 | cs | TRUE
91 | LV_3378-11_0_4_line_91 | NAYY 4x150 SE | 80 | 81 | 0.01106 | 0.208 | 0.08 | 261 | 0 | 0.27 | 1 | 1 | cs | TRUE
92 | LV_3378-11_0_4_line_92 | NAYY 4x150 SE | 81 | 82 | 0.01366 | 0.208 | 0.08 | 261 | 0 | 0.27 | 1 | 1 | cs | TRUE
93 | LV_3378-11_0_4_line_93 | NAYY 4x150 SE | 82 | 84 | 0.0031451 | 0.208 | 0.08 | 261 | 0 | 0.27 | 1 | 1 | cs | TRUE
94 | LV_3378-11_0_4_line_94 | NAYY 4x150 SE | 83 | 85 | 0.0055086 | 0.208 | 0.08 | 261 | 0 | 0.27 | 1 | 1 | cs | TRUE
95 | LV_3378-11_0_4_line_95 | NAYY 4x150 SE | 85 | 86 | 0.016903 | 0.208 | 0.08 | 261 | 0 | 0.27 | 1 | 1 | cs | TRUE
96 | LV_3378-11_0_4_line_96 | NAYY 4x150 SE | 86 | 87 | 0.017798 | 0.208 | 0.08 | 261 | 0 | 0.27 | 1 | 1 | cs | TRUE
97 | LV_3378-11_0_4_line_97 | NAYY 4x150 SE | 88 | 89 | 0.009093 | 0.208 | 0.08 | 261 | 0 | 0.27 | 1 | 1 | cs | TRUE
98 | LV_3378-11_0_4_line_98 | NAYY 4x150 SE | 88 | 90 | 0.018423 | 0.208 | 0.08 | 261 | 0 | 0.27 | 1 | 1 | cs | TRUE
99 | LV_3378-11_0_4_line_99 | NAYY 4x150 SE | 89 | 91 | 0.025608 | 0.208 | 0.08 | 261 | 0 | 0.27 | 1 | 1 | cs | TRUE
100 | LV_3378-11_0_4_line_100 | NAYY 4x150 SE | 90 | 92 | 0.047533 | 0.208 | 0.08 | 261 | 0 | 0.27 | 1 | 1 | cs | TRUE
101 | LV_3378-11_0_4_line_101 | NAYY 4x150 SE | 90 | 93 | 0.0079471 | 0.208 | 0.08 | 261 | 0 | 0.27 | 1 | 1 | cs | TRUE
102 | LV_3378-11_0_4_line_102 | NAYY 4x150 SE | 91 | 94 | 0.16346 | 0.208 | 0.08 | 261 | 0 | 0.27 | 1 | 1 | cs | TRUE
103 | LV_3378-11_0_4_line_103 | NAYY 4x150 SE | 92 | 95 | 0.014654 | 0.208 | 0.08 | 261 | 0 | 0.27 | 1 | 1 | cs | TRUE
104 | LV_3378-11_0_4_line_104 | NAYY 4x150 SE | 96 | 97 | 0.035644 | 0.208 | 0.08 | 261 | 0 | 0.27 | 1 | 3 | cs | TRUE
105 | LV_3378-11_0_4_line_105 | NAYY 4x150 SE | 97 | 98 | 0.011631 | 0.208 | 0.08 | 261 | 0 | 0.27 | 1 | 3 | cs | TRUE
106 | LV_3378-11_0_4_line_106 | NAYY 4x150 SE | 98 | 119 | 0.018062 | 0.208 | 0.08 | 261 | 0 | 0.27 | 1 | 3 | cs | TRUE
107 | LV_3378-11_0_4_line_107 | NAYY 4x150 SE | 99 | 100 | 0.051131 | 0.208 | 0.08 | 261 | 0 | 0.27 | 1 | 1 | cs | TRUE
108 | LV_3378-11_0_4_line_108 | NAYY 4x150 SE | 100 | 101 | 0.047832 | 0.208 | 0.08 | 261 | 0 | 0.27 | 1 | 1 | cs | TRUE
109 | LV_3378-11_0_4_line_109 | NAYY 4x150 SE | 101 | 104 | 0.063358 | 0.208 | 0.08 | 261 | 0 | 0.27 | 1 | 1 | cs | TRUE
110 | LV_3378-11_0_4_line_110 | NAYY 4x150 SE | 102 | 103 | 0.09292 | 0.208 | 0.08 | 261 | 0 | 0.27 | 1 | 1 | cs | TRUE
111 | LV_3378-11_0_4_line_111 | NAYY 4x150 SE | 103 | 105 | 0.047271 | 0.208 | 0.08 | 261 | 0 | 0.27 | 1 | 1 | cs | TRUE
112 | LV_3378-11_0_4_line_112 | NAYY 4x150 SE | 104 | 111 | 0.14672 | 0.208 | 0.08 | 261 | 0 | 0.27 | 1 | 1 | cs | TRUE
113 | LV_3378-11_0_4_line_113 | NAYY 4x150 SE | 105 | 111 | 0.033611 | 0.208 | 0.08 | 261 | 0 | 0.27 | 1 | 1 | cs | TRUE
114 | LV_3378-11_0_4_line_114 | NAYY 4x150 SE | 106 | 107 | 0.00533 | 0.208 | 0.08 | 261 | 0 | 0.27 | 1 | 1 | cs | TRUE
115 | LV_3378-11_0_4_line_115 | NAYY 4x150 SE | 106 | 108 | 0.082019 | 0.208 | 0.08 | 261 | 0 | 0.27 | 1 | 1 | cs | TRUE
116 | LV_3378-11_0_4_line_116 | NAYY 4x150 SE | 107 | 109 | 0.27332 | 0.208 | 0.08 | 261 | 0 | 0.27 | 1 | 1 | cs | TRUE
117 | LV_3378-11_0_4_line_117 | NAYY 4x150 SE | 107 | 110 | 0.15576 | 0.208 | 0.08 | 261 | 0 | 0.27 | 1 | 1 | cs | TRUE
118 | LV_3378-11_0_4_line_118 | NAYY 4x150 SE | 108 | 117 | 0.025505 | 0.208 | 0.08 | 261 | 0 | 0.27 | 1 | 1 | cs | TRUE
119 | LV_3378-11_0_4_line_119 | NAYY 4x150 SE | 109 | 116 | 0.22763 | 0.208 | 0.08 | 261 | 0 | 0.27 | 1 | 1 | cs | TRUE
120 | LV_3378-11_0_4_line_120 | NAYY 4x150 SE | 111 | 118 | 0.02857 | 0.208 | 0.08 | 261 | 0 | 0.27 | 1 | 1 | cs | TRUE
121 | LV_3378-11_0_4_line_121 | NAYY 4x150 SE | 112 | 113 | 0.15348 | 0.208 | 0.08 | 261 | 0 | 0.27 | 1 | 1 | cs | TRUE
122 | LV_3378-11_0_4_line_122 | NAYY 4x150 SE | 112 | 114 | 0.19464 | 0.208 | 0.08 | 261 | 0 | 0.27 | 1 | 1 | cs | TRUE
123 | LV_3378-11_0_4_line_123 | NAYY 4x150 SE | 112 | 115 | 0.26397 | 0.208 | 0.08 | 261 | 0 | 0.27 | 1 | 1 | cs | TRUE
124 | LV_3378-11_0_4_line_124 | NAYY 4x150 SE | 113 | 117 | 0.018153 | 0.208 | 0.08 | 261 | 0 | 0.27 | 1 | 1 | cs | TRUE
125 | LV_3378-11_0_4_line_125 | NAYY 4x150 SE | 114 | 118 | 0.0091877 | 0.208 | 0.08 | 261 | 0 | 0.27 | 1 | 1 | cs | TRUE
126 | LV_3378-11_0_4_line_126 | NAYY 4x150 SE | 115 | 123 | 0.08465 | 0.208 | 0.08 | 261 | 0 | 0.27 | 1 | 1 | cs | TRUE
127 | LV_3378-11_0_4_line_127 | NAYY 4x150 SE | 115 | 149 | 0.10527 | 0.208 | 0.08 | 261 | 0 | 0.27 | 1 | 1 | cs | TRUE
128 | LV_3378-11_0_4_line_128 | NAYY 4x150 SE | 119 | 120 | 0.016716 | 0.208 | 0.08 | 261 | 0 | 0.27 | 1 | 1 | cs | TRUE
129 | LV_3378-11_0_4_line_129 | NAYY 4x150 SE | 119 | 121 | 0.010125 | 0.208 | 0.08 | 261 | 0 | 0.27 | 1 | 3 | cs | TRUE
130 | LV_3378-11_0_4_line_130 | NAYY 4x150 SE | 120 | 159 | 0.015973 | 0.208 | 0.08 | 261 | 0 | 0.27 | 1 | 1 | cs | TRUE
131 | LV_3378-11_0_4_line_131 | NAYY 4x150 SE | 122 | 123 | 0.02412 | 0.208 | 0.08 | 261 | 0 | 0.27 | 1 | 1 | cs | TRUE
132 | LV_3378-11_0_4_line_132 | NAYY 4x150 SE | 124 | 125 | 0.0035424 | 0.208 | 0.08 | 261 | 0 | 0.27 | 1 | 1 | cs | TRUE
133 | LV_3378-11_0_4_line_133 | NAYY 4x150 SE | 124 | 126 | 0.0023022 | 0.208 | 0.08 | 261 | 0 | 0.27 | 1 | 1 | cs | TRUE
134 | LV_3378-11_0_4_line_134 | NAYY 4x150 SE | 125 | 127 | 0.019844 | 0.208 | 0.08 | 261 | 0 | 0.27 | 1 | 1 | cs | TRUE
135 | LV_3378-11_0_4_line_135 | NAYY 4x150 SE | 127 | 128 | 0.17467 | 0.208 | 0.08 | 261 | 0 | 0.27 | 1 | 2 | cs | TRUE
136 | LV_3378-11_0_4_line_136 | NAYY 4x150 SE | 127 | 129 | 0.004965 | 0.208 | 0.08 | 261 | 0 | 0.27 | 1 | 1 | cs | TRUE
137 | LV_3378-11_0_4_line_137 | NAYY 4x150 SE | 128 | 130 | 0.044103 | 0.208 | 0.08 | 261 | 0 | 0.27 | 1 | 1 | cs | TRUE
138 | LV_3378-11_0_4_line_138 | NAYY 4x150 SE | 129 | 131 | 0.12621 | 0.208 | 0.08 | 261 | 0 | 0.27 | 1 | 1 | cs | TRUE
139 | LV_3378-11_0_4_line_139 | NAYY 4x150 SE | 129 | 132 | 0.22496 | 0.208 | 0.08 | 261 | 0 | 0.27 | 1 | 1 | cs | TRUE
140 | LV_3378-11_0_4_line_140 | NAYY 4x150 SE | 131 | 138 | 0.060269 | 0.208 | 0.08 | 261 | 0 | 0.27 | 1 | 1 | cs | TRUE
141 | LV_3378-11_0_4_line_141 | NAYY 4x150 SE | 131 | 139 | 0.050554 | 0.208 | 0.08 | 261 | 0 | 0.27 | 1 | 1 | cs | TRUE
142 | LV_3378-11_0_4_line_142 | NAYY 4x150 SE | 132 | 133 | 0.18603 | 0.208 | 0.08 | 261 | 0 | 0.27 | 1 | 1 | cs | TRUE
143 | LV_3378-11_0_4_line_143 | NAYY 4x150 SE | 134 | 135 | 0.083859 | 0.208 | 0.08 | 261 | 0 | 0.27 | 1 | 1 | cs | TRUE
144 | LV_3378-11_0_4_line_144 | NAYY 4x150 SE | 134 | 136 | 0.005973 | 0.208 | 0.08 | 261 | 0 | 0.27 | 1 | 1 | cs | TRUE
145 | LV_3378-11_0_4_line_145 | NAYY 4x150 SE | 134 | 137 | 0.2082 | 0.208 | 0.08 | 261 | 0 | 0.27 | 1 | 1 | cs | TRUE
146 | LV_3378-11_0_4_line_146 | NAYY 4x150 SE | 135 | 153 | 0.13155 | 0.208 | 0.08 | 261 | 0 | 0.27 | 1 | 1 | cs | TRUE
147 | LV_3378-11_0_4_line_147 | NAYY 4x150 SE | 140 | 143 | 0.019527 | 0.208 | 0.08 | 261 | 0 | 0.27 | 1 | 1 | cs | TRUE
148 | LV_3378-11_0_4_line_148 | NAYY 4x150 SE | 141 | 148 | 0.027489 | 0.208 | 0.08 | 261 | 0 | 0.27 | 1 | 1 | cs | TRUE
149 | LV_3378-11_0_4_line_149 | NAYY 4x150 SE | 141 | 145 | 0.033253 | 0.208 | 0.08 | 261 | 0 | 0.27 | 1 | 1 | cs | TRUE
150 | LV_3378-11_0_4_line_150 | NAYY 4x150 SE | 142 | 150 | 0.16118 | 0.208 | 0.08 | 261 | 0 | 0.27 | 1 | 1 | cs | TRUE
151 | LV_3378-11_0_4_line_151 | NAYY 4x150 SE | 143 | 162 | 0.00014337 | 0.208 | 0.08 | 261 | 0 | 0.27 | 1 | 1 | cs | TRUE
152 | LV_3378-11_0_4_line_152 | NAYY 4x150 SE | 144 | 145 | 0.097769 | 0.208 | 0.08 | 261 | 0 | 0.27 | 1 | 1 | cs | TRUE
153 | LV_3378-11_0_4_line_153 | NAYY 4x150 SE | 144 | 146 | 0.14327 | 0.208 | 0.08 | 261 | 0 | 0.27 | 1 | 1 | cs | TRUE
154 | LV_3378-11_0_4_line_154 | NAYY 4x150 SE | 145 | 147 | 0.032273 | 0.208 | 0.08 | 261 | 0 | 0.27 | 1 | 1 | cs | TRUE
155 | LV_3378-11_0_4_line_155 | NAYY 4x150 SE | 146 | 153 | 0.12639 | 0.208 | 0.08 | 261 | 0 | 0.27 | 1 | 1 | cs | TRUE
156 | LV_3378-11_0_4_line_156 | NAYY 4x150 SE | 151 | 152 | 0.019718 | 0.208 | 0.08 | 261 | 0 | 0.27 | 1 | 1 | cs | TRUE
157 | LV_3378-11_0_4_line_157 | NAYY 4x150 SE | 156 | 157 | 0.034729 | 0.208 | 0.08 | 261 | 0 | 0.27 | 1 | 1 | cs | TRUE
158 | LV_3378-11_0_4_line_158 | NAYY 4x150 SE | 156 | 158 | 0.00053936 | 0.208 | 0.08 | 261 | 0 | 0.27 | 1 | 1 | cs | TRUE
159 | LV_3378-11_0_4_line_159 | NAYY 4x150 SE | 157 | 159 | 0.01419 | 0.208 | 0.08 | 261 | 0 | 0.27 | 1 | 1 | cs | TRUE
160 | LV_3378-11_0_4_line_160 | NAYY 4x150 SE | 159 | 160 | 0.007982 | 0.208 | 0.08 | 261 | 0 | 0.27 | 1 | 1 | cs | TRUE
161 | LV_3378-11_0_4_line_161 | NAYY 4x150 SE | 159 | 161 | 0.028175 | 0.208 | 0.08 | 261 | 0 | 0.27 | 1 | 1 | cs | TRUE

## trafo
| name | std_type | hv_bus | lv_bus | sn_mva | vn_hv_kv | vn_lv_kv | vk_percent | vkr_percent | pfe_kw | i0_percent | shift_degree | tap_side | tap_neutral | tap_min | tap_max | tap_step_percent | tap_step_degree | tap_pos | tap_phase_shifter | parallel | df | in_service
0 | LV_3378-11_0_4_trafo_43 | 0.25 MVA 20/0.4 kV | 163 | 38 | 0.25 | 20 | 0.4 | 6 | 1.44 | 0.8 | 0.32 | 150 | hv | 0 | -2 | 2 | 2.5 | 0 | 0 | FALSE | 1 | 1 | TRUE

## line_geodata
| x0 | y0 | x1 | y1 | x2 | y2 | x3 | y3 | x4 | y4 | x5 | y5 | x6 | y6 | x7 | y7 | x8 | y8 | x9 | y9 | x10 | y10 | x11 | y11 | x12 | y12 | x13 | y13 | x14 | y14 | x15 | y15 | x16 | y16 | x17 | y17 | x18 | y18 | x19 | y19 | x20 | y20 | x21 | y21 | x22 | y22 | x23 | y23 | x24 | y24
0 | 2731183.5784 | 1242772.8203 | 2731181.0044 | 1242790.045 | 2731183.6367 | 1242802.9922 | 2731188.7806 | 1242816.918 | 2731204.1556 | 1242853.3896 | 2731208.4054 | 1242870.4651 | 2731212.4876 | 1242893.4086 | 2731221.0215 | 1242941.7282 | 2731226.3155 | 1242965.944 | 2731231.7995 | 1242985.6713 | 2731237.4516 | 1242999.8531 | 2731246.6736 | 1243015.3594 | 2731256.3174 | 1243028.9017
1 | 2731266.0911 | 1243039.6211 | 2731259.0085 | 1243032.6806 | 2731256.3174 | 1243028.9017
2 | 2731183.5784 | 1242772.8203 | 2731172.0472 | 1242784.4199 | 2731137.3483 | 1242812.3662 | 2731122.0406 | 1242826.1733 | 2731101.0938 | 1242837.8429
3 | 2731183.5784 | 1242772.8203 | 2731186.72 | 1242757.621 | 2731195.607 | 1242726.7796 | 2731204.8059 | 1242694.1435 | 2731209.2031 | 1242671.421 | 2731211.9942 | 1242651.9102 | 2731212.9642 | 1242639.3548
4 | 2731266.0911 | 1243039.6211 | 2731268.0814 | 1243041.5704
5 | 2731266.0911 | 1243039.6211 | 2731267.843 | 1243036.3125 | 2731268.4751 | 1243033.0348 | 2731268.1487 | 1243029.3355 | 2731260.8868 | 1243014.3535
6 | 2731213.9335 | 1242626.8091 | 2731212.9642 | 1242639.3548
7 | 2731438.9332 | 1243144.8719 | 2731434.6813 | 1243138.1607 | 2731426.9566 | 1243133.252 | 2731414.551 | 1243130.7529 | 2731401.3011 | 1243128.135 | 2731388.2576 | 1243123.709 | 2731360.6727 | 1243108.4072 | 2731335.7548 | 1243093.198 | 2731290.9685 | 1243060.434 | 2731273.9213 | 1243047.2899 | 2731268.0814 | 1243041.5704
8 | 2731268.0814 | 1243041.5704 | 2731163.9692 | 1243200.0509
9 | 2731260.8868 | 1243014.3535 | 2731251.8568 | 1242995.7237 | 2731251.7187 | 1242993.085 | 2731252.4885 | 1242990.0772 | 2731255.5136 | 1242986.2964 | 2731261.938 | 1242980.2777 | 2731270.5487 | 1242975.9199 | 2731276.2202 | 1242976.2457 | 2731280.4247 | 1242978.9633 | 2731288.4981 | 1242989.6512 | 2731291.4789 | 1242992.653 | 2731294.6154 | 1242992.7225 | 2731298.5279 | 1242990.1846 | 2731299.4417 | 1242985.4563 | 2731298.9513 | 1242980.2854 | 2731292.914 | 1242964.3824 | 2731292.7281 | 1242959.1182 | 2731293.2387 | 1242957.6661
10 | 2731121.0302 | 1243344.6022 | 2730850.4698 | 1243212.6922
11 | 2731133.8499 | 1243363.6902 | 2731130.0073 | 1243356.2432 | 2731123.0685 | 1243346.5704 | 2731121.0302 | 1243344.6022
12 | 2731213.9335 | 1242626.8091 | 2731226.1948 | 1242622.5543 | 2731236.8385 | 1242617.9301 | 2731246.313 | 1242611.4673 | 2731250.8976 | 1242605.9083 | 2731252.639 | 1242600.6868 | 2731254.2612 | 1242591.6259 | 2731255.5289 | 1242580.1328 | 2731257.9646 | 1242570.8787 | 2731262.6208 | 1242562.0851 | 2731270.5821 | 1242550.5401 | 2731283.9535 | 1242533.0429 | 2731298.77 | 1242514.1543 | 2731308.769 | 1242502.4543 | 2731319.5651 | 1242490.9609 | 2731325.0056 | 1242485.6246
13 | 2731618.3533 | 1243231.8133 | 2731610.3457 | 1243232.8477 | 2731602.143 | 1243232.4543 | 2731585.3641 | 1243229.7577 | 2731574.704 | 1243229.0206 | 2731546.2484 | 1243233.2379 | 2731511.3783 | 1243236.212 | 2731501.0715 | 1243235.5719 | 2731493.9417 | 1243232.489 | 2731488.756 | 1243227.3141 | 2731471.745 | 1243204.395 | 2731467.9243 | 1243197.3375 | 2731466.4573 | 1243191.5444 | 2731465.8281 | 1243183.4345 | 2731468.3855 | 1243167.3327 | 2731474.0738 | 1243145.4063 | 2731474.0484 | 1243140.7573 | 2731469.9565 | 1243137.7418 | 2731462.8137 | 1243136.26 | 2731454.5286 | 1243138.2115 | 2731438.9332 | 1243144.8719
14 | 2731163.9692 | 1243200.0509 | 2731178.2582 | 1243214.5754 | 2731204.1549 | 1243235.7775 | 2731240.7587 | 1243286.3198 | 2731243.9621 | 1243313.7589 | 2731247.9378 | 1243337.7344 | 2731246.289 | 1243359.2722 | 2731238.3653 | 1243380.7823 | 2731234.5694 | 1243385.2356 | 2731234.5694 | 1243385.2356
15 | 2731443.78 | 1242967.2956 | 2731441.1539 | 1242960.7942 | 2731438.9603 | 1242959.122 | 2731436.0204 | 1242959.0568 | 2731426.3801 | 1242963.803 | 2731420.1576 | 1242965.4777 | 2731413.7757 | 1242965.1361 | 2731407.3628 | 1242961.7578 | 2731402.3297 | 1242955.4854 | 2731397.8902 | 1242949.7265 | 2731393.2696 | 1242947.7002 | 2731385.2703 | 1242947.3228 | 2731370.3081 | 1242949.6158 | 2731340.7232 | 1242957.6568 | 2731332.5982 | 1242958.1774 | 2731326.5574 | 1242956.4311 | 2731317.4435 | 1242951.0692 | 2731308.494 | 1242947.8461 | 2731302.71 | 1242947.8181 | 2731298.0879 | 1242950.6405 | 2731294.2452 | 1242954.8036 | 2731293.2387 | 1242957.6661
16 | 2731342.0129 | 1242468.9792 | 2731341.3407 | 1242469.6021 | 2731325.0056 | 1242485.6246
17 | 2731618.3533 | 1243231.8133 | 2731613.3396 | 1243221.2818 | 2731607.3039 | 1243211.9076
18 | 2731618.3533 | 1243231.8133 | 2731608.4017 | 1243390.5865
19 | 2731618.3533 | 1243231.8133 | 2731673.4456 | 1243219.4914 | 2731700.0396 | 1243212.2864 | 2731713.2478 | 1243207.9202
20 | 2731166.9101 | 1243391.2115 | 2731183.3886 | 1243409.1803 | 2731194.7385 | 1243404.694 | 2731209.1837 | 1243395.9836 | 2731234.5694 | 1243385.2356
21 | 2731166.9101 | 1243391.2115 | 2731165.4151 | 1243385.3066 | 2731161.678 | 1243382.3214 | 2731156.2147 | 1243381.4888
22 | 2731166.9101 | 1243391.2115 | 2731164.2441 | 1243403.719 | 2731162.5155 | 1243418.6271 | 2731160.4865 | 1243431.7381 | 2731154.0095 | 1243449.388 | 2731146.7062 | 1243467.8204 | 2731143.277 | 1243481.6789 | 2731138.1413 | 1243488.26 | 2731133.051 | 1243498.2562 | 2731129.5051 | 1243511.9231 | 2731127.6651 | 1243527.4292 | 2731127.5465 | 1243545.4423 | 2731129.7929 | 1243559.4152 | 2731132.3296 | 1243567.7897 | 2731133.3675 | 1243575.8974 | 2731133.7242 | 1243583.3563 | 2731135.4806 | 1243590.0898 | 2731140.9948 | 1243597.4959 | 2731146.9174 | 1243604.8999 | 2731154.5203 | 1243614.9545 | 2731162.7324 | 1243623.4434 | 2731170.3166 | 1243628.8713 | 2731178.8876 | 1243632.0747 | 2731184.9097 | 1243634.6323 | 2731187.3605 | 1243635.7251
23 | 2731144.7777 | 1243372.9765 | 2731149.0194 | 1243376.5811 | 2731156.2147 | 1243381.4888 | 2731156.2147 | 1243381.4888
24 | 2731187.3605 | 1243635.7251 | 2731060.4244 | 1243677.8952
25 | 2731133.8499 | 1243363.6902 | 2731144.7777 | 1243372.9765
26 | 2732003.856 | 1242755.9208 | 2732016.3697 | 1242758.987 | 2732018.8272 | 1242759.2745
27 | 2732040.6749 | 1242757.5598 | 2732033.5391 | 1242759.8252 | 2732026.5818 | 1242760.1819 | 2732018.8272 | 1242759.2745
28 | 2732040.6749 | 1242757.5598 | 2732035.4385 | 1242751.2711
29 | 2732040.6749 | 1242757.5598 | 2732055.7596 | 1242763.0447 | 2732061.9026 | 1242765.9728 | 2732063.8621 | 1242767.5406
30 | 2732035.4385 | 1242751.2711 | 2732021.9796 | 1242736.6145 | 2732008.5334 | 1242728.5194 | 2731987.2269 | 1242724.3196 | 2731973.8247 | 1242717.638 | 2731950.8062 | 1242709.233
31 | 2732256.5321 | 1242926.5028 | 2732249.0606 | 1242924.1564 | 2732228.2806 | 1242909.9476 | 2732202.3498 | 1242890.3639 | 2732182.8482 | 1242873.7484 | 2732159.7965 | 1242852.205 | 2732144.8645 | 1242840.5624 | 2732124.6631 | 1242827.1676 | 2732107.5332 | 1242813.0294 | 2732096.8054 | 1242803.082 | 2732087.6948 | 1242793.1816 | 2732078.2302 | 1242780.838 | 2732068.708 | 1242771.4179 | 2732063.8621 | 1242767.5406
32 | 2731950.8062 | 1242709.233 | 2731943.7984 | 1242706.6741
33 | 2732256.5321 | 1242926.5028 | 2732260.5007 | 1242935.032 | 2732269.7753 | 1242940.955 | 2732295.0114 | 1242940.8174 | 2732334.2623 | 1242939.5248 | 2732368.9369 | 1242937.285 | 2732396.6434 | 1242932.5101 | 2732427.391 | 1242933.4303 | 2732451.1156 | 1242936.3067 | 2732461.2165 | 1242936.8537
34 | 2731519.5623 | 1242439.4059 | 2731521.7904 | 1242441.574 | 2731522.1765 | 1242441.7329
35 | 2731501.9833 | 1242428.0594 | 2731509.9064 | 1242430.4899 | 2731515.2762 | 1242435.2352 | 2731519.5623 | 1242439.4059
36 | 2731538.1597 | 1242446.4743 | 2731531.3824 | 1242445.5233 | 2731522.1765 | 1242441.7329
37 | 2731501.9833 | 1242428.0594 | 2731498.9115 | 1242427.1171
38 | 2731538.1597 | 1242446.4743 | 2731539.4906 | 1242438.9751 | 2731541.6687 | 1242432.1508 | 2731544.3465 | 1242425.6378 | 2731546.7965 | 1242420.5321 | 2731546.7965 | 1242420.5321
39 | 2731538.1597 | 1242446.4743 | 2731537.4512 | 1242453.1867 | 2731537.4155 | 1242453.4377
40 | 2731479.3204 | 1242421.4821 | 2731483.0551 | 1242422.5547 | 2731498.3393 | 1242426.9416 | 2731498.9115 | 1242427.1171
41 | 2731546.7965 | 1242420.5321 | 2731550.1175 | 1242417.0694 | 2731554.1379 | 1242414.1226 | 2731556.5708 | 1242413.5246
42 | 2731534.2734 | 1242473.0335 | 2731534.2734 | 1242473.0335 | 2731536.2502 | 1242461.6452 | 2731537.4155 | 1242453.4377
43 | 2731479.3204 | 1242421.4821 | 2731476.531 | 1242420.753
44 | 2731516.756 | 1242352.1514 | 2731508.4455 | 1242361.6755 | 2731501.3778 | 1242369.3812 | 2731496.679 | 1242375.638 | 2731491.914 | 1242384.5402 | 2731487.2996 | 1242395.8589 | 2731482.6078 | 1242410.6678 | 2731479.3204 | 1242421.4821
45 | 2731576.1819 | 1242432.4353 | 2731576.4292 | 1242428.874 | 2731575.136 | 1242423.0848 | 2731573.0829 | 1242419.5028 | 2731568.9015 | 1242416.0738 | 2731565.2978 | 1242413.8698 | 2731559.0347 | 1242412.919 | 2731556.5708 | 1242413.5246
46 | 2731534.2734 | 1242473.0335 | 2731533.2799 | 1242475.6807
47 | 2731476.531 | 1242420.753 | 2731472.9344 | 1242432.895
48 | 2731476.531 | 1242420.753 | 2731479.0161 | 1242412.3564 | 2731483.1184 | 1242399.1015
49 | 2731516.756 | 1242352.1514 | 2731517.8027 | 1242349.2832 | 2731518.7365 | 1242345.3672 | 2731518.435 | 1242340.8899 | 2731517.6697 | 1242336.8695 | 2731514.5018 | 1242332.0618 | 2731508.5536 | 1242326.1137 | 2731490.2717 | 1242308.5489 | 2731486.5173 | 1242305.1719
50 | 2731516.756 | 1242352.1514 | 2731518.4552 | 1242356.0035 | 2731518.3768 | 1242359.5382 | 2731515.2097 | 1242364.9282 | 2731509.6899 | 1242371.3782 | 2731506.3373 | 1242376.2637 | 2731503.7489 | 1242383.179 | 2731503.1541 | 1242387.7767
51 | 2731576.1819 | 1242432.4353 | 2731575.9736 | 1242435.4363 | 2731575.9611 | 1242435.7526
52 | 2731636.072 | 1242487.8256 | 2731612.8736 | 1242477.5022 | 2731598.5959 | 1242471.725 | 2731592.6867 | 1242468.4578 | 2731585.9301 | 1242462.1469 | 2731579.532 | 1242453.3085 | 2731576.5432 | 1242446.5697 | 2731575.7498 | 1242441.0918 | 2731575.9611 | 1242435.7526
53 | 2731636.072 | 1242487.8256 | 2731663.2607 | 1242496.8922 | 2731672.1483 | 1242498.5019 | 2731679.6402 | 1242499.2799 | 2731686.9701 | 1242497.819 | 2731701.2366 | 1242494.8998 | 2731705.8089 | 1242494.3452 | 2731709.3535 | 1242494.7798 | 2731713.5199 | 1242496.496 | 2731718.2405 | 1242500.8378 | 2731726.8644 | 1242513.2956 | 2731731.54 | 1242522.3851 | 2731737.9216 | 1242532.2909 | 2731741.2952 | 1242537.3591
54 | 2731636.072 | 1242487.8256 | 2731635.665 | 1242502.7518 | 2731630.5193 | 1242515.1707 | 2731619.3496 | 1242523.6731
55 | 2731741.2952 | 1242537.3591 | 2731738.5103 | 1242538.8097 | 2731731.8253 | 1242543.2429 | 2731717.827 | 1242551.4504 | 2731711.2473 | 1242553.5284 | 2731708.0772 | 1242554.04
56 | 2731741.2952 | 1242537.3591 | 2731747.7108 | 1242545.0527 | 2731755.0117 | 1242552.7214 | 2731764.3814 | 1242561.2146 | 2731770.584 | 1242566.9239 | 2731774.2835 | 1242571.9549 | 2731780.4593 | 1242583.2908 | 2731783.5234 | 1242592.4112 | 2731786.1207 | 1242605.18 | 2731788.5729 | 1242611.5511 | 2731791.3505 | 1242616.2057 | 2731796.6833 | 1242622.5964 | 2731800.9426 | 1242625.9161
57 | 2731741.2952 | 1242537.3591 | 2731926.7927 | 1242330.6023
58 | 2731619.3496 | 1242523.6731 | 2731611.2276 | 1242529.8556 | 2731600.8676 | 1242539.7344 | 2731592.5961 | 1242546.8239 | 2731580.8354 | 1242546.5629 | 2731572.3067 | 1242547.1854 | 2731562.4729 | 1242551.4155 | 2731551.2234 | 1242564.9224 | 2731535.5504 | 1242572.2814 | 2731528.444 | 1242575.6045 | 2731523.0648 | 1242581.8574 | 2731519.5299 | 1242586.7833 | 2731509.4832 | 1242590.0524 | 2731503.7237 | 1242590.9478 | 2731499.8069 | 1242591.5315
59 | 2731700.2637 | 1242555.3009 | 2731708.0772 | 1242554.04
60 | 2731817.0674 | 1242610.8278 | 2731815.7662 | 1242613.9127 | 2731813.6765 | 1242618.7927 | 2731809.6088 | 1242624.2071 | 2731806.6017 | 1242626.1308 | 2731803.261 | 1242626.735 | 2731800.9426 | 1242625.9161
61 | 2731942.2323 | 1242338.6236 | 2731941.3624 | 1242337.9969 | 2731933.2249 | 1242333.9347 | 2731926.7927 | 1242330.6023
62 | 2731499.8069 | 1242591.5315 | 2731494.2399 | 1242592.3611 | 2731486.0952 | 1242595.45 | 2731483.919 | 1242600.1503 | 2731484.1806 | 1242606.0835 | 2731485.4713 | 1242607.9763
63 | 2731470.0269 | 1242290.8295 | 2731476.7847 | 1242296.4174 | 2731486.5173 | 1242305.1719
64 | 2731470.0269 | 1242290.8295 | 2731467.9424 | 1242287.6361 | 2731467.3288 | 1242282.9073 | 2731467.541 | 1242280.3137
65 | 2731470.0269 | 1242290.8295 | 2731466.4763 | 1242296.8005
66 | 2731472.9344 | 1242432.895 | 2731472.9344 | 1242432.895 | 2731471.9629 | 1242437.5275
67 | 2731496.8279 | 1242370.2649 | 2731493.695 | 1242374.8156 | 2731490.361 | 1242380.9137 | 2731487.4261 | 1242387.7658 | 2731483.2275 | 1242398.749 | 2731483.1184 | 1242399.1015
68 | 2731492.9691 | 1242497.2392 | 2731485.7226 | 1242494.5986 | 2731480.8263 | 1242491.354 | 2731476.6439 | 1242487.6247 | 2731474.1946 | 1242483.8338 | 2731472.2653 | 1242479.4428 | 2731471.9123 | 1242477.4568
69 | 2731492.9691 | 1242497.2392 | 2731492.1131 | 1242501.0569 | 2731486.7152 | 1242499.6249
70 | 2731492.9691 | 1242497.2392 | 2731498.9717 | 1242498.3398 | 2731506.1288 | 1242498.1872 | 2731511.6391 | 1242496.5968 | 2731514.9246 | 1242495.3867
71 | 2731470.2772 | 1242244.6351 | 2731468.9055 | 1242263.6366 | 2731467.541 | 1242280.3137
72 | 2731461.8654 | 1242304.5495 | 2731466.4763 | 1242296.8005
73 | 2731446.7261 | 1242337.7144 | 2731455.9748 | 1242320.8999 | 2731456.0362 | 1242320.7664
74 | 2731461.8654 | 1242304.5495 | 2731461.4093 | 1242309.0878 | 2731456.0362 | 1242320.7664
75 | 2731446.7261 | 1242337.7144 | 2731439.7186 | 1242350.4544 | 2731434.0788 | 1242359.6526
76 | 2731461.8654 | 1242304.5495 | 2731457.7224 | 1242306.882 | 2731448.3185 | 1242317.2939 | 2731436.629 | 1242327.4438 | 2731425.8301 | 1242339.0369 | 2731423.4051 | 1242341.6847
77 | 2731421.0537 | 1242379.4393 | 2731429.1972 | 1242367.6141 | 2731434.0788 | 1242359.6526
78 | 2731421.0537 | 1242379.4393 | 2731418.0861 | 1242383.7487 | 2731408.2523 | 1242396.6029
79 | 2731476.1313 | 1242217.4232 | 2731482.8171 | 1242223.1986 | 2731492.6782 | 1242230.0341 | 2731499.5455 | 1242234.1009
80 | 2731476.1313 | 1242217.4232 | 2731474.46 | 1242220.1553 | 2731472.1738 | 1242226.3989 | 2731470.5646 | 1242240.6534 | 2731470.2772 | 1242244.6351
81 | 2731499.5455 | 1242234.1009 | 2731511.6223 | 1242239.918 | 2731520.3056 | 1242243.4234
82 | 2731551.9817 | 1242246.1178 | 2731552.5213 | 1242241.9039
83 | 2731552.5213 | 1242241.9039 | 2731557.0109 | 1242222.5866 | 2731559.9037 | 1242220.0263
84 | 2731551.2536 | 1242250.9837 | 2731551.9817 | 1242246.1178
85 | 2731551.9817 | 1242246.1178 | 2731560.7858 | 1242246.7357 | 2731570.7035 | 1242246.7467
86 | 2731574.7957 | 1242216.2087 | 2731559.9037 | 1242220.0263
87 | 2731551.2536 | 1242250.9837 | 2731540.4697 | 1242248.9318 | 2731529.1581 | 1242246.1231 | 2731520.5417 | 1242243.5188 | 2731520.3056 | 1242243.4234
88 | 2731551.2536 | 1242250.9837 | 2731548.4477 | 1242264.807
89 | 2731394.2781 | 1242414.6488 | 2731402.4169 | 1242404.2306 | 2731408.2523 | 1242396.6029
90 | 2731549.3029 | 1242281.6448 | 2731546.7548 | 1242277.874 | 2731546.8131 | 1242272.8598 | 2731548.4477 | 1242264.807
91 | 2731528.0115 | 1242485.3276 | 2731528.0115 | 1242485.3276 | 2731531.7899 | 1242479.6509 | 2731533.2799 | 1242475.6807
92 | 2731528.0115 | 1242485.3276 | 2731523.2322 | 1242490.782 | 2731517.8758 | 1242494.2997
93 | 2731517.8758 | 1242494.2997 | 2731514.9246 | 1242495.3867
94 | 2731481.7467 | 1242497.2461 | 2731486.7152 | 1242499.6249
95 | 2731470.6604 | 1242484.7269 | 2731473.1562 | 1242489.0598 | 2731476.823 | 1242493.1891 | 2731481.7467 | 1242497.2461
96 | 2731470.6604 | 1242484.7269 | 2731470.4765 | 1242484.4075 | 2731468.6477 | 1242479.9187 | 2731467.7844 | 1242475.1954 | 2731467.5184 | 1242469.1176 | 2731467.6547 | 1242467.4257
97 | 2732496.4121 | 1242934.5052 | 2732491.9345 | 1242933.8824 | 2732487.363 | 1242933.7992
98 | 2732469.1266 | 1242936.3421 | 2732476.8349 | 1242935.1909 | 2732486.5603 | 1242933.7846 | 2732487.363 | 1242933.7992
99 | 2732496.4121 | 1242934.5052 | 2732497.0755 | 1242940.0137 | 2732498.5357 | 1242945.0507 | 2732504.9212 | 1242958.4272
100 | 2732430.3212 | 1242963.3885 | 2732443.5115 | 1242952.4288 | 2732455.0801 | 1242942.9788 | 2732469.1266 | 1242936.3421
101 | 2732469.1266 | 1242936.3421 | 2732463.3506 | 1242936.9693 | 2732461.2165 | 1242936.8537
102 | 2732504.9212 | 1242958.4272 | 2732506.7969 | 1242976.3403 | 2732509.6734 | 1242996.1663 | 2732513.9899 | 1243017.8705 | 2732514.3194 | 1243025.1175 | 2732512.6921 | 1243031.9538 | 2732510.5605 | 1243039.0235 | 2732506.321 | 1243047.0359 | 2732501.0888 | 1243055.1372 | 2732493.8915 | 1243063.2058 | 2732479.5051 | 1243073.5603 | 2732464.6227 | 1243083.7815 | 2732457.4557 | 1243090.494 | 2732452.936 | 1243095.1637
103 | 2732430.3212 | 1242963.3885 | 2732430.1134 | 1242972.692 | 2732433.2907 | 1242976.9943
104 | 2731370.107 | 1242440.8001 | 2731371.8376 | 1242438.9393 | 2731389.6839 | 1242420.5295 | 2731394.2781 | 1242414.6488
105 | 2731362.1859 | 1242449.3173 | 2731370.107 | 1242440.8001
106 | 2731349.4397 | 1242462.097 | 2731355.6237 | 1242456.3733 | 2731362.1859 | 1242449.3173
107 | 2732595.4023 | 1242572.5344 | 2732582.9645 | 1242568.5075 | 2732559.187 | 1242561.5036 | 2732546.788 | 1242556.7746
108 | 2732503.356 | 1242536.8019 | 2732520.6321 | 1242544.0607 | 2732544.5056 | 1242555.9041 | 2732546.788 | 1242556.7746
109 | 2732439.9415 | 1242533.3501 | 2732462.0327 | 1242534.2661 | 2732483.5211 | 1242534.7462 | 2732503.356 | 1242536.8019
110 | 2732406.9198 | 1242705.9638 | 2732419.6697 | 1242714.0665 | 2732435.0196 | 1242733.0589 | 2732451.3071 | 1242750.3597 | 2732469.6895 | 1242762.9032 | 2732474.5383 | 1242768.4644
111 | 2732406.9198 | 1242705.9638 | 2732401.9831 | 1242699.815 | 2732395.7517 | 1242693.7373 | 2732374.3754 | 1242671.7281
112 | 2732349.636 | 1242648.9918 | 2732439.9415 | 1242533.3501
113 | 2732349.636 | 1242648.9918 | 2732357.8611 | 1242656.037 | 2732373.45 | 1242670.7753 | 2732374.3754 | 1242671.7281
114 | 2732537.175 | 1242417.9979 | 2732532.7596 | 1242421.0019
115 | 2732532.7596 | 1242421.0019 | 2732530.1409 | 1242422.7894 | 2732526.8151 | 1242422.7151 | 2732522.4886 | 1242420.0495 | 2732506.0118 | 1242406.1139 | 2732493.6339 | 1242398.5976 | 2732480.9055 | 1242392.8863 | 2732470.5284 | 1242390.2524 | 2732462.2082 | 1242390.667 | 2732460.9096 | 1242391.1652
116 | 2732537.175 | 1242417.9979 | 2732549.7354 | 1242425.1291 | 2732624.0194 | 1242457.5947 | 2732628.8348 | 1242459.7042 | 2732681.2926 | 1242483.086 | 2732786.4947 | 1242529.8353
117 | 2732537.175 | 1242417.9979 | 2732527.2583 | 1242409.9917 | 2732518.8056 | 1242401.1063 | 2732508.3563 | 1242386.8161 | 2732485.6798 | 1242350.467 | 2732478.9708 | 1242341.7207 | 2732473.8371 | 1242337.2689 | 2732467.44 | 1242333.1781 | 2732458.5886 | 1242329.9444 | 2732449.6087 | 1242329.0766 | 2732434.7748 | 1242329.9352 | 2732423.4152 | 1242331.6737
118 | 2732460.9096 | 1242391.1652 | 2732454.4279 | 1242393.6515 | 2732449.1871 | 1242398.0606 | 2732442.3171 | 1242400.9209 | 2732438.0573 | 1242401.251
119 | 2732677.5717 | 1242338.4433 | 2732688.6403 | 1242355.1275 | 2732702.3691 | 1242372.5608 | 2732730.2116 | 1242406.1016 | 2732760.1649 | 1242436.5425 | 2732772.6375 | 1242459.0635 | 2732781.163 | 1242480.5507 | 2732786.9447 | 1242508.7269 | 2732789.098 | 1242521.3083 | 2732786.4947 | 1242529.8353
120 | 2732349.636 | 1242648.9918 | 2732346.3302 | 1242646.1601 | 2732334.3542 | 1242639.2871 | 2732324.522 | 1242635.8706
121 | 2732301.1467 | 1242438.7719 | 2732309.1877 | 1242439.0069 | 2732314.7755 | 1242438.0195 | 2732324.84 | 1242434.3296 | 2732338.7603 | 1242426.9558 | 2732360.694 | 1242413.2663 | 2732378.8237 | 1242400.2593 | 2732380.2483 | 1242397.422 | 2732382.8149 | 1242390.8513 | 2732387.1688 | 1242385.5215 | 2732392.5136 | 1242383.2276 | 2732414.1873 | 1242380.8535 | 2732421.1514 | 1242380.5531 | 2732421.2991 | 1242387.4847 | 2732422.5181 | 1242393.8507 | 2732422.5181 | 1242393.8507
122 | 2732315.8433 | 1242632.855 | 2732301.1467 | 1242438.7719
123 | 2732301.1467 | 1242438.7719 | 2732238.8396 | 1242425.6273 | 2732185.9411 | 1242410.7248 | 2732159.1705 | 1242405.6464 | 2732145.7481 | 1242402.9007 | 2732115.0369 | 1242396.4891 | 2732057.9294 | 1242380.7378 | 2732044.3 | 1242375.7413
124 | 2732422.5181 | 1242393.8507 | 2732427.3958 | 1242398.9307 | 2732434.7417 | 1242401.5079 | 2732438.0573 | 1242401.251
125 | 2732315.8433 | 1242632.855 | 2732324.522 | 1242635.8706
126 | 2732044.3 | 1242375.7413 | 2732032.8308 | 1242371.538 | 2732008.543 | 1242364.3025 | 2731963.4589 | 1242349.9207
127 | 2732044.3 | 1242375.7413 | 2732057.7866 | 1242387.1513 | 2732074.9539 | 1242403.0694 | 2732080.5951 | 1242412.2474 | 2732085.5283 | 1242424.0118 | 2732085.7469 | 1242438.6406 | 2732081.305 | 1242456.4238 | 2732081.8522 | 1242464.1094
128 | 2731349.4397 | 1242462.097 | 2731361.5392 | 1242473.6305
129 | 2731349.4397 | 1242462.097 | 2731342.0129 | 1242468.9792
130 | 2731373.1011 | 1242484.6514 | 2731361.5392 | 1242473.6305
131 | 2731963.4589 | 1242349.9207 | 2731947.1605 | 1242342.1738 | 2731942.2323 | 1242338.6236
132 | 2731718.2763 | 1243078.2445 | 2731720.296 | 1243075.3343
133 | 2731716.9637 | 1243080.1358 | 2731718.2763 | 1243078.2445
134 | 2731731.6102 | 1243059.0315 | 2731720.296 | 1243075.3343
135 | 2731731.6102 | 1243059.0315 | 2731740.0444 | 1243068.4158 | 2731745.5466 | 1243077.0343 | 2731749.2097 | 1243086.4127 | 2731753.1982 | 1243101.5589 | 2731757.7507 | 1243115.4832 | 2731760.5914 | 1243124.7766 | 2731761.4461 | 1243131.5682 | 2731760.8409 | 1243139.7507 | 2731758.2262 | 1243150.5688 | 2731753.5029 | 1243164.0646 | 2731747.4744 | 1243176.7529 | 2731740.6837 | 1243187.3336 | 2731733.1527 | 1243195.8405 | 2731724.3026 | 1243202.4609 | 2731713.2478 | 1243207.9202
136 | 2731731.6102 | 1243059.0315 | 2731727.9264 | 1243055.6912
137 | 2731713.2478 | 1243207.9202 | 2731716.5286 | 1243209.3165 | 2731720.5823 | 1243209.6179 | 2731729.9523 | 1243207.5018 | 2731738.4701 | 1243203.2427 | 2731746.8993 | 1243197.8696 | 2731753.8548 | 1243195.1884
138 | 2731628.8753 | 1242980.6057 | 2731643.5482 | 1242984.1899 | 2731655.4527 | 1242990.5373 | 2731676.3192 | 1243004.3011 | 2731688.2088 | 1243015.0632 | 2731727.9264 | 1243055.6912
139 | 2731727.9264 | 1243055.6912 | 2731734.2577 | 1243049.4597 | 2731740.6356 | 1243045.5534 | 2731757.6117 | 1243039.058 | 2731781.7295 | 1243030.6974 | 2731807.4767 | 1243022.1729 | 2731819.6596 | 1243021.4317 | 2731830.9708 | 1243023.507 | 2731844.9811 | 1243027.9777 | 2731923.1339 | 1243061.0546 | 2731929.6393 | 1243060.5988 | 2731937.0044 | 1243057.5265 | 2731937.0044 | 1243057.5265
140 | 2731628.8753 | 1242980.6057 | 2731626.6574 | 1242977.6428 | 2731623.063 | 1242975.0386 | 2731600.5392 | 1242962.0055 | 2731592.3603 | 1242955.752 | 2731587.6209 | 1242949.8863 | 2731583.8319 | 1242942.418
141 | 2731628.8753 | 1242980.6057 | 2731611.029 | 1242976.9067 | 2731597.3034 | 1242975.2675 | 2731585.2254 | 1242975.7112 | 2731578.8055 | 1242977.0811
142 | 2731937.0044 | 1243057.5265 | 2731942.904 | 1243051.6748 | 2731948.1022 | 1243042.0042 | 2731951.1793 | 1243031.1521 | 2731951.2571 | 1243018.8208 | 2731948.2816 | 1243006.4216 | 2731940.6461 | 1242994.1189 | 2731929.2884 | 1242980.1987 | 2731919.282 | 1242965.0186 | 2731913.841 | 1242950.2514 | 2731913.9246 | 1242937.3198 | 2731918.3535 | 1242920.4257 | 2731918.2316 | 1242907.8899 | 2731917.157 | 1242892.2969 | 2731915.3913 | 1242887.144
143 | 2732037.2339 | 1243389.4566 | 2732041.4315 | 1243389.0608 | 2732042.3039 | 1243388.5909 | 2732042.5842 | 1243386.8734 | 2732040.5966 | 1243382.4141 | 2732036.2636 | 1243372.2533 | 2732023.8153 | 1243345.2194 | 2732013.8922 | 1243326.3377 | 2732007.6133 | 1243318.6958
144 | 2732003.8215 | 1243314.0807 | 2732007.6133 | 1243318.6958
145 | 2732007.6133 | 1243318.6958 | 2732194.8448 | 1243227.6355
146 | 2732037.2339 | 1243389.4566 | 2732033.6723 | 1243389.1326 | 2732026.9339 | 1243387.5035 | 2732011.9279 | 1243387.047 | 2731944.6823 | 1243393.4125 | 2731936.2864 | 1243394.5712 | 2731932.0668 | 1243395.9564 | 2731924.6979 | 1243400.5744 | 2731916.2975 | 1243413.1541 | 2731915.4677 | 1243414.6815
147 | 2731594.8083 | 1243196.923 | 2731606.2789 | 1243210.3157 | 2731607.3039 | 1243211.9076
148 | 2731582.7864 | 1243400.7495 | 2731608.4017 | 1243390.5865
149 | 2731624.6039 | 1243419.5822 | 2731618.4842 | 1243410.5163 | 2731612.2555 | 1243397.8449 | 2731608.4017 | 1243390.5865
150 | 2731817.0674 | 1242610.8278 | 2731825.8804 | 1242618.1632 | 2731835.5729 | 1242626.7527 | 2731846.7651 | 1242634.5526 | 2731856.8828 | 1242643.4073 | 2731861.1765 | 1242650.9537 | 2731865.7978 | 1242656.35 | 2731880.5506 | 1242668.9554 | 2731887.117 | 1242672.2375 | 2731897.2937 | 1242679.4478 | 2731907.1156 | 1242687.651 | 2731918.2416 | 1242693.6591 | 2731926.3528 | 1242698.1989 | 2731931.2529 | 1242702.9564 | 2731938.4729 | 1242704.7296 | 2731943.7984 | 1242706.6741
151 | 2731594.715 | 1243196.8141 | 2731594.8083 | 1243196.923
152 | 2731717.2297 | 1243445.26 | 2731665.0318 | 1243437.6504 | 2731654.4052 | 1243436.1022 | 2731642.437 | 1243432.3223 | 2731632.3127 | 1243426.2034 | 2731624.6039 | 1243419.5822
153 | 2731717.2297 | 1243445.26 | 2731720.0145 | 1243436.6476 | 2731726.0545 | 1243425.1272 | 2731731.4146 | 1243416.6499 | 2731736.427 | 1243412.591 | 2731743.1183 | 1243410.8936 | 2731752.7269 | 1243410.6178 | 2731769.0823 | 1243411.5929 | 2731780.4166 | 1243411.2332 | 2731792.7443 | 1243410.4063 | 2731801.8972 | 1243408.5191 | 2731812.0489 | 1243405.9201 | 2731819.2503 | 1243403.3889 | 2731828.1894 | 1243399.8956 | 2731836.1513 | 1243396.147 | 2731838.2564 | 1243395.2757
154 | 2731624.6039 | 1243419.5822 | 2731609.2034 | 1243426.0018 | 2731594.1576 | 1243430.0782
155 | 2731915.4677 | 1243414.6815 | 2731911.1573 | 1243422.6148 | 2731906.4995 | 1243432.8202 | 2731903.3691 | 1243435.2082 | 2731901.1358 | 1243436.0148 | 2731897.8215 | 1243435.4518 | 2731895.1516 | 1243433.791 | 2731892.4016 | 1243430.2935 | 2731890.297 | 1243424.9754 | 2731889.2829 | 1243415.5001 | 2731887.9674 | 1243402.5818 | 2731884.8306 | 1243394.038 | 2731878.4533 | 1243387.3905 | 2731872.3425 | 1243385.4196 | 2731865.6996 | 1243385.2718 | 2731858.27 | 1243387.1862 | 2731849.0787 | 1243390.7962 | 2731838.2564 | 1243395.2757
156 | 2731060.4244 | 1243677.8952 | 2731054.6159 | 1243685.9867 | 2731048.2335 | 1243693.3679
157 | 2731363.0955 | 1242494.713 | 2731338.607 | 1242519.3386
158 | 2731338.2266 | 1242519.7211 | 2731338.607 | 1242519.3386
159 | 2731373.1011 | 1242484.6514 | 2731363.0955 | 1242494.713
160 | 2731373.1011 | 1242484.6514 | 2731378.8925 | 1242490.1622
161 | 2731392.9423 | 1242464.5955 | 2731373.1011 | 1242484.6514

## bus_geodata
| x | y | coords
0 | 2731256.3174 | 1243028.9017
1 | 2731183.5784 | 1242772.8203
2 | 2731266.0911 | 1243039.6211
3 | 2731101.0938 | 1242837.8429
4 | 2731212.9642 | 1242639.3548
5 | 2731268.0814 | 1243041.5704
6 | 2731260.8868 | 1243014.3535
7 | 2730850.4698 | 1243212.6922
8 | 2731121.0302 | 1243344.6022
9 | 2731213.9335 | 1242626.8091
10 | 2731438.9332 | 1243144.8719
11 | 2731163.9692 | 1243200.0509
12 | 2731293.2387 | 1242957.6661
13 | 2731325.0056 | 1242485.6246
14 | 2731618.3533 | 1243231.8133
15 | 2731166.9101 | 1243391.2115
16 | 2731234.5694 | 1243385.2356
17 | 2731156.2147 | 1243381.4888
18 | 2731187.3605 | 1243635.7251
19 | 2731144.7777 | 1243372.9765
20 | 2731133.8499 | 1243363.6902
21 | 2731443.78 | 1242967.2956
22 | 2732003.856 | 1242755.9208
23 | 2732018.8272 | 1242759.2745
24 | 2732040.6749 | 1242757.5598
25 | 2732035.4385 | 1242751.2711
26 | 2732063.8621 | 1242767.5406
27 | 2731950.8062 | 1242709.233
28 | 2732256.5321 | 1242926.5028
29 | 2731519.5623 | 1242439.4059
30 | 2731522.1765 | 1242441.7329
31 | 2731501.9833 | 1242428.0594
32 | 2731538.1597 | 1242446.4743
33 | 2731498.9115 | 1242427.1171
34 | 2731546.7965 | 1242420.5321
35 | 2731537.4155 | 1242453.4377
36 | 2731479.3204 | 1242421.4821
37 | 2731556.5708 | 1242413.5246
38 | 2731534.2734 | 1242473.0335
39 | 2731476.531 | 1242420.753
40 | 2731516.756 | 1242352.1514
41 | 2731576.1819 | 1242432.4353
42 | 2731575.961 | 1242435.7526
43 | 2731636.072 | 1242487.8256
44 | 2731741.2952 | 1242537.3591
45 | 2731619.3496 | 1242523.6731
46 | 2731708.0772 | 1242554.04
47 | 2731800.9426 | 1242625.9161
48 | 2731926.7927 | 1242330.6023
49 | 2731499.8069 | 1242591.5315
50 | 2731503.1541 | 1242387.7767
51 | 2731486.5173 | 1242305.1719
52 | 2731470.0269 | 1242290.8295
53 | 2731472.9344 | 1242432.895
54 | 2731483.1184 | 1242399.1015
55 | 2731471.9123 | 1242477.4568
56 | 2731492.9691 | 1242497.2392
57 | 2731467.541 | 1242280.3137
58 | 2731466.4763 | 1242296.8005
59 | 2731456.0362 | 1242320.7664
60 | 2731446.7261 | 1242337.7144
61 | 2731461.8654 | 1242304.5495
62 | 2731434.0788 | 1242359.6526
63 | 2731423.4051 | 1242341.6847
64 | 2731421.0537 | 1242379.4393
65 | 2731476.1313 | 1242217.4232
66 | 2731499.5455 | 1242234.1009
67 | 2731470.2772 | 1242244.6351
68 | 2731552.5213 | 1242241.9039
69 | 2731551.9817 | 1242246.1178
70 | 2731559.9037 | 1242220.0263
71 | 2731520.3056 | 1242243.4234
72 | 2731551.2536 | 1242250.9837
73 | 2731570.7035 | 1242246.7467
74 | 2731408.2523 | 1242396.6029
75 | 2731496.8279 | 1242370.2649
76 | 2731574.7957 | 1242216.2087
77 | 2731548.4477 | 1242264.807
78 | 2731471.9629 | 1242437.5275
79 | 2731549.3029 | 1242281.6448
80 | 2731533.2799 | 1242475.6807
81 | 2731528.0115 | 1242485.3276
82 | 2731517.8758 | 1242494.2997
83 | 2731486.7152 | 1242499.6249
84 | 2731514.9246 | 1242495.3867
85 | 2731481.7467 | 1242497.2461
86 | 2731470.6604 | 1242484.7269
87 | 2731467.6547 | 1242467.4257
88 | 2732487.363 | 1242933.7992
89 | 2732496.4121 | 1242934.5052
90 | 2732469.1266 | 1242936.3421
91 | 2732504.9212 | 1242958.4272
92 | 2732430.3212 | 1242963.3885
93 | 2732461.2165 | 1242936.8537
94 | 2732452.936 | 1243095.1637
95 | 2732433.2907 | 1242976.9943
96 | 2731394.2781 | 1242414.6488
97 | 2731370.107 | 1242440.8001
98 | 2731362.1859 | 1242449.3173
99 | 2732595.4023 | 1242572.5344
100 | 2732546.788 | 1242556.7746
101 | 2732503.356 | 1242536.8019
102 | 2732474.5383 | 1242768.4644
103 | 2732406.9198 | 1242705.9638
104 | 2732439.9415 | 1242533.3501
105 | 2732374.3754 | 1242671.7281
106 | 2732532.7596 | 1242421.0019
107 | 2732537.175 | 1242417.9979
108 | 2732460.9096 | 1242391.1652
109 | 2732786.4947 | 1242529.8353
110 | 2732423.4152 | 1242331.6737
111 | 2732349.636 | 1242648.9918
112 | 2732301.1467 | 1242438.7719
113 | 2732422.5181 | 1242393.8507
114 | 2732315.8433 | 1242632.855
115 | 2732044.3 | 1242375.7413
116 | 2732677.5717 | 1242338.4433
117 | 2732438.0573 | 1242401.251
118 | 2732324.522 | 1242635.8706
119 | 2731349.4397 | 1242462.097
120 | 2731361.5392 | 1242473.6305
121 | 2731342.0129 | 1242468.9792
122 | 2731942.2323 | 1242338.6236
123 | 2731963.4589 | 1242349.9207
124 | 2731718.2763 | 1243078.2445
125 | 2731720.296 | 1243075.3343
126 | 2731716.9637 | 1243080.1358
127 | 2731731.6102 | 1243059.0315
128 | 2731713.2478 | 1243207.9202
129 | 2731727.9264 | 1243055.6912
130 | 2731753.8548 | 1243195.1884
131 | 2731628.8753 | 1242980.6057
132 | 2731937.0044 | 1243057.5265
133 | 2731915.3913 | 1242887.144
134 | 2732007.6133 | 1243318.6958
135 | 2732037.2339 | 1243389.4566
136 | 2732003.8215 | 1243314.0807
137 | 2732194.8448 | 1243227.6355
138 | 2731583.8319 | 1242942.418
139 | 2731578.8055 | 1242977.0811
140 | 2731607.3039 | 1243211.9076
141 | 2731608.4017 | 1243390.5865
142 | 2731943.7984 | 1242706.6741
143 | 2731594.8083 | 1243196.923
144 | 2731717.2297 | 1243445.26
145 | 2731624.6039 | 1243419.5822
146 | 2731838.2564 | 1243395.2757
147 | 2731594.1576 | 1243430.0782
148 | 2731582.7864 | 1243400.7495
149 | 2732081.8522 | 1242464.1094
150 | 2731817.0674 | 1242610.8278
151 | 2731060.4244 | 1243677.8952
152 | 2731048.2335 | 1243693.3679
153 | 2731915.4677 | 1243414.6815
154 | 2731485.4713 | 1242607.9763
155 | 2731700.2637 | 1242555.3009
156 | 2731338.607 | 1242519.3386
157 | 2731363.0955 | 1242494.713
158 | 2731338.2266 | 1242519.7211
159 | 2731373.1011 | 1242484.6514
160 | 2731378.8925 | 1242490.1622
161 | 2731392.9423 | 1242464.5955
162 | 2731594.715 | 1243196.8141
163 | 2731538.1597 | 1242446.4743

## line_std_types
| c_nf_per_km | r_ohm_per_km | x_ohm_per_km | max_i_ka | type | q_mm2 | alpha | voltage_rating
NAYY 4x50 SE | 210 | 0.642 | 0.083 | 0.142 | cs | 50 | 0.00403 | LV
NAYY 4x120 SE | 264 | 0.225 | 0.08 | 0.242 | cs | 120 | 0.00403 | LV
NAYY 4x150 SE | 261 | 0.208 | 0.08 | 0.27 | cs | 150 | 0.00403 | LV
NA2XS2Y 1x95 RM/25 12/20 kV | 216 | 0.313 | 0.132 | 0.252 | cs | 95 | 0.00403 | MV
NA2XS2Y 1x185 RM/25 12/20 kV | 273 | 0.161 | 0.117 | 0.362 | cs | 185 | 0.00403 | MV
NA2XS2Y 1x240 RM/25 12/20 kV | 304 | 0.122 | 0.112 | 0.421 | cs | 240 | 0.00403 | MV
NA2XS2Y 1x95 RM/25 6/10 kV | 315 | 0.313 | 0.123 | 0.249 | cs | 95 | 0.00403 | MV
NA2XS2Y 1x185 RM/25 6/10 kV | 406 | 0.161 | 0.11 | 0.358 | cs | 185 | 0.00403 | MV
NA2XS2Y 1x240 RM/25 6/10 kV | 456 | 0.122 | 0.105 | 0.416 | cs | 240 | 0.00403 | MV
NA2XS2Y 1x150 RM/25 12/20 kV | 250 | 0.206 | 0.116 | 0.319 | cs | 150 | 0.00403 | MV
NA2XS2Y 1x120 RM/25 12/20 kV | 230 | 0.253 | 0.119 | 0.283 | cs | 120 | 0.00403 | MV
NA2XS2Y 1x70 RM/25 12/20 kV | 190 | 0.443 | 0.132 | 0.22 | cs | 70 | 0.00403 | MV
NA2XS2Y 1x150 RM/25 6/10 kV | 360 | 0.206 | 0.11 | 0.315 | cs | 150 | 0.00403 | MV
NA2XS2Y 1x120 RM/25 6/10 kV | 340 | 0.253 | 0.113 | 0.28 | cs | 120 | 0.00403 | MV
NA2XS2Y 1x70 RM/25 6/10 kV | 280 | 0.443 | 0.123 | 0.217 | cs | 70 | 0.00403 | MV
N2XS(FL)2Y 1x120 RM/35 64/110 kV | 112 | 0.153 | 0.166 | 0.366 | cs | 120 | 0.00393 | HV
N2XS(FL)2Y 1x185 RM/35 64/110 kV | 125 | 0.099 | 0.156 | 0.457 | cs | 185 | 0.00393 | HV
N2XS(FL)2Y 1x240 RM/35 64/110 kV | 135 | 0.075 | 0.149 | 0.526 | cs | 240 | 0.00393 | HV
N2XS(FL)2Y 1x300 RM/35 64/110 kV | 144 | 0.06 | 0.144 | 0.588 | cs | 300 | 0.00393 | HV
15-AL1/3-ST1A 0.4 | 11 | 1.8769 | 0.35 | 0.105 | ol | 16 | 0.00403 | LV
24-AL1/4-ST1A 0.4 | 11.25 | 1.2012 | 0.335 | 0.14 | ol | 24 | 0.00403 | LV
48-AL1/8-ST1A 0.4 | 12.2 | 0.5939 | 0.3 | 0.21 | ol | 48 | 0.00403 | LV
94-AL1/15-ST1A 0.4 | 13.2 | 0.306 | 0.29 | 0.35 | ol | 94 | 0.00403 | LV
34-AL1/6-ST1A 10.0 | 9.7 | 0.8342 | 0.36 | 0.17 | ol | 34 | 0.00403 | MV
48-AL1/8-ST1A 10.0 | 10.1 | 0.5939 | 0.35 | 0.21 | ol | 48 | 0.00403 | MV
70-AL1/11-ST1A 10.0 | 10.4 | 0.4132 | 0.339 | 0.29 | ol | 70 | 0.00403 | MV
94-AL1/15-ST1A 10.0 | 10.75 | 0.306 | 0.33 | 0.35 | ol | 94 | 0.00403 | MV
122-AL1/20-ST1A 10.0 | 11.1 | 0.2376 | 0.323 | 0.41 | ol | 122 | 0.00403 | MV
149-AL1/24-ST1A 10.0 | 11.25 | 0.194 | 0.315 | 0.47 | ol | 149 | 0.00403 | MV
34-AL1/6-ST1A 20.0 | 9.15 | 0.8342 | 0.382 | 0.17 | ol | 34 | 0.00403 | MV
48-AL1/8-ST1A 20.0 | 9.5 | 0.5939 | 0.372 | 0.21 | ol | 48 | 0.00403 | MV
70-AL1/11-ST1A 20.0 | 9.7 | 0.4132 | 0.36 | 0.29 | ol | 70 | 0.00403 | MV
94-AL1/15-ST1A 20.0 | 10 | 0.306 | 0.35 | 0.35 | ol | 94 | 0.00403 | MV
122-AL1/20-ST1A 20.0 | 10.3 | 0.2376 | 0.344 | 0.41 | ol | 122 | 0.00403 | MV
149-AL1/24-ST1A 20.0 | 10.5 | 0.194 | 0.337 | 0.47 | ol | 149 | 0.00403 | MV
184-AL1/30-ST1A 20.0 | 10.75 | 0.1571 | 0.33 | 0.535 | ol | 184 | 0.00403 | MV
243-AL1/39-ST1A 20.0 | 11 | 0.1188 | 0.32 | 0.645 | ol | 243 | 0.00403 | MV
48-AL1/8-ST1A 110.0 | 8 | 0.5939 | 0.46 | 0.21 | ol | 48 | 0.00403 | HV
70-AL1/11-ST1A 110.0 | 8.4 | 0.4132 | 0.45 | 0.29 | ol | 70 | 0.00403 | HV
94-AL1/15-ST1A 110.0 | 8.65 | 0.306 | 0.44 | 0.35 | ol | 94 | 0.00403 | HV
122-AL1/20-ST1A 110.0 | 8.5 | 0.2376 | 0.43 | 0.41 | ol | 122 | 0.00403 | HV
149-AL1/24-ST1A 110.0 | 8.75 | 0.194 | 0.41 | 0.47 | ol | 149 | 0.00403 | HV
184-AL1/30-ST1A 110.0 | 8.8 | 0.1571 | 0.4 | 0.535 | ol | 184 | 0.00403 | HV
243-AL1/39-ST1A 110.0 | 9 | 0.1188 | 0.39 | 0.645 | ol | 243 | 0.00403 | HV
305-AL1/39-ST1A 110.0 | 9.2 | 0.0949 | 0.38 | 0.74 | ol | 305 | 0.00403 | HV
490-AL1/64-ST1A 110.0 | 9.75 | 0.059 | 0.37 | 0.96 | ol | 490 | 0.00403 | HV
679-AL1/86-ST1A 110.0 | 9.95 | 0.042 | 0.36 | 1.15 | ol | 679 | 0.00403 | HV
490-AL1/64-ST1A 220.0 | 10 | 0.059 | 0.285 | 0.96 | ol | 490 | 0.00403 | HV
679-AL1/86-ST1A 220.0 | 11.7 | 0.042 | 0.275 | 1.15 | ol | 679 | 0.00403 | HV
490-AL1/64-ST1A 380.0 | 11 | 0.059 | 0.253 | 0.96 | ol | 490 | 0.00403 | HV
679-AL1/86-ST1A 380.0 | 14.6 | 0.042 | 0.25 | 1.15 | ol | 679 | 0.00403 | HV

## trafo_std_types
| i0_percent | pfe_kw | vkr_percent | sn_mva | vn_lv_kv | vn_hv_kv | vk_percent | shift_degree | vector_group | tap_side | tap_neutral | tap_min | tap_max | tap_step_degree | tap_step_percent | tap_phase_shifter
160 MVA 380/110 kV | 0.06 | 60 | 0.25 | 160 | 110 | 380 | 12.2 | 0 | Yy0 | hv | 0 | -9 | 9 | 0 | 1.5 | FALSE
100 MVA 220/110 kV | 0.06 | 55 | 0.26 | 100 | 110 | 220 | 12 | 0 | Yy0 | hv | 0 | -9 | 9 | 0 | 1.5 | FALSE
63 MVA 110/20 kV | 0.04 | 22 | 0.32 | 63 | 20 | 110 | 18 | 150 | YNd5 | hv | 0 | -9 | 9 | 0 | 1.5 | FALSE
40 MVA 110/20 kV | 0.05 | 18 | 0.34 | 40 | 20 | 110 | 16.2 | 150 | YNd5 | hv | 0 | -9 | 9 | 0 | 1.5 | FALSE
25 MVA 110/20 kV | 0.07 | 14 | 0.41 | 25 | 20 | 110 | 12 | 150 | YNd5 | hv | 0 | -9 | 9 | 0 | 1.5 | FALSE
63 MVA 110/10 kV | 0.04 | 22 | 0.32 | 63 | 10 | 110 | 18 | 150 | YNd5 | hv | 0 | -9 | 9 | 0 | 1.5 | FALSE
40 MVA 110/10 kV | 0.05 | 18 | 0.34 | 40 | 10 | 110 | 16.2 | 150 | YNd5 | hv | 0 | -9 | 9 | 0 | 1.5 | FALSE
25 MVA 110/10 kV | 0.07 | 14 | 0.41 | 25 | 10 | 110 | 12 | 150 | YNd5 | hv | 0 | -9 | 9 | 0 | 1.5 | FALSE
0.25 MVA 20/0.4 kV | 0.32 | 0.8 | 1.44 | 0.25 | 0.4 | 20 | 6 | 150 | Yzn5 | hv | 0 | -2 | 2 | 0 | 2.5 | FALSE
0.4 MVA 20/0.4 kV | 0.3375 | 1.35 | 1.425 | 0.4 | 0.4 | 20 | 6 | 150 | Dyn5 | hv | 0 | -2 | 2 | 0 | 2.5 | FALSE
0.63 MVA 20/0.4 kV | 0.2619 | 1.65 | 1.206 | 0.63 | 0.4 | 20 | 6 | 150 | Dyn5 | hv | 0 | -2 | 2 | 0 | 2.5 | FALSE
0.25 MVA 10/0.4 kV | 0.24 | 0.6 | 1.2 | 0.25 | 0.4 | 10 | 4 | 150 | Dyn5 | hv | 0 | -2 | 2 | 0 | 2.5 | FALSE
0.4 MVA 10/0.4 kV | 0.2375 | 0.95 | 1.325 | 0.4 | 0.4 | 10 | 4 | 150 | Dyn5 | hv | 0 | -2 | 2 | 0 | 2.5 | FALSE
0.63 MVA 10/0.4 kV | 0.1873 | 1.18 | 1.0794 | 0.63 | 0.4 | 10 | 4 | 150 | Dyn5 | hv | 0 | -2 | 2 | 0 | 2.5 | FALSE

## trafo3w_std_types
| sn_hv_mva | sn_mv_mva | sn_lv_mva | vn_hv_kv | vn_mv_kv | vn_lv_kv | vk_hv_percent | vk_mv_percent | vk_lv_percent | vkr_hv_percent | vkr_mv_percent | vkr_lv_percent | pfe_kw | i0_percent | shift_mv_degree | shift_lv_degree | vector_group | tap_side | tap_neutral | tap_min | tap_max | tap_step_percent
63/25/38 MVA 110/20/10 kV | 63 | 25 | 38 | 110 | 20 | 10 | 10.4 | 10.4 | 10.4 | 0.28 | 0.32 | 0.35 | 35 | 0.89 | 0 | 0 | YN0yn0yn0 | hv | 0 | -10 | 10 | 1.2
63/25/38 MVA 110/10/10 kV | 63 | 25 | 38 | 110 | 10 | 10 | 10.4 | 10.4 | 10.4 | 0.28 | 0.32 | 0.35 | 35 | 0.89 | 0 | 0 | YN0yn0yn0 | hv | 0 | -10 | 10 | 1.2

## fuse_std_types
| fuse_type | i_rated_a | t_avg | t_min | t_total | x_avg | x_min | x_total
HV 100A | HV 100A | 100 | 0 | [10.0, 3.64, 0.854, 0.281, 0.1, 0.0531, 0.022, 0.01] | [10.0, 4.267, 1.21, 0.403, 0.1, 0.058, 0.022, 0.01] | 0 | [300.0, 350.0, 450.0, 550.0, 700.0, 850.0, 1200.0, 1752.0] | [600.0, 700.0, 900.0, 1150.0, 1665.0, 2000.0, 3000.0, 4313.0]
HV 10A | HV 10A | 10 | 0 | [10.0, 1675.0, 0.344, 0.156, 0.1, 0.0417, 0.0171, 0.01] | [10.0, 1.3, 0.3, 0.155, 0.1, 0.0555, 0.023, 0.01] | 0 | [30.0, 32.0, 35.0, 37.0, 39.0, 50.0, 70.0, 88.0] | [60.0, 70.0, 80.0, 87.0, 94.0, 110.0, 150.0, 216.0]
HV 125A | HV 125A | 125 | 0 | [10.0, 1.82, 0.344, 0.1, 0.0467, 0.0269, 0.01] | [10.0, 2.478, 0.426, 0.1, 0.0427, 0.0211, 0.01] | 0 | [375.0, 500.0, 700.0, 925.0, 1200.0, 1500.0, 2341.0] | [750.0, 1000.0, 1500.0, 2200.0, 3000.0, 4000.0, 5765.0]
HV 160A | HV 160A | 160 | 0 | [10.0, 4.15, 1.03, 0.198, 0.1, 0.051, 0.0172, 0.01] | [10.0, 2.3, 0.734, 0.274, 0.1, 0.046, 0.0177, 0.01] | 0 | [480.0, 550.0, 700.0, 1000.0, 1260.0, 1600.0, 2500.0, 3227.0] | [960.0, 1300.0, 1700.0, 2200.0, 2996.0, 4000.0, 6000.0, 7946.0]
HV 16A | HV 16A | 16 | 0 | [10.0, 0.352, 0.164, 0.1, 0.0649, 0.0342, 0.01] | [10.0, 2.34, 0.722, 0.181, 0.1, 0.055, 0.0296, 0.01] | 0 | [48.0, 60.0, 65.0, 71.0, 80.0, 100.0, 162.0] | [96.0, 110.0, 125.0, 150.0, 168.0, 200.0, 250.0, 398.0]
HV 200A | HV 200A | 200 | 0 | [10.0, 4.267, 1.21, 0.403, 0.1, 0.058, 0.022, 0.01] | [10.0, 3.73, 1.654, 0.328, 0.1, 0.0531, 0.019, 0.01] | 0 | [600.0, 700.0, 900.0, 1150.0, 1665.0, 2000.0, 3000.0, 4313.0] | [1200.0, 1500.0, 1800.0, 2700.0, 3960.0, 5000.0, 7500.0, 10620.0]
HV 20A | HV 20A | 20 | 0 | [10.0, 1.3, 0.3, 0.155, 0.1, 0.0555, 0.023, 0.01] | [10.0, 1.3, 0.161, 0.1, 0.0611, 0.0399, 0.0141, 0.01] | 0 | [60.0, 70.0, 80.0, 87.0, 94.0, 110.0, 150.0, 216.0] | [120.0, 150.0, 200.0, 223.0, 260.0, 300.0, 450.0, 532.0]
HV 25A | HV 25A | 25 | 0 | [10.0, 2.512, 0.833, 0.299, 0.1, 0.0372, 0.0223, 0.01] | [10.0, 3.125, 0.597, 0.198, 0.1, 0.0378, 0.022, 0.01] | 0 | [75.0, 82.0, 90.0, 100.0, 124.0, 170.0, 200.0, 289.0] | [150.0, 170.0, 210.0, 250.0, 294.0, 400.0, 500.0, 711.0]
HV 31.5A | HV 31.5A | 31.5 | 0 | [10.0, 2.34, 0.722, 0.181, 0.1, 0.055, 0.0296, 0.01] | [10.0, 2.84, 0.368, 0.164, 0.1, 0.0621, 0.0378, 0.0195, 0.01] | 0 | [95.0, 110.0, 125.0, 150.0, 165.0, 200.0, 250.0, 390.0] | [189.0, 220.0, 300.0, 350.0, 393.0, 450.0, 530.0, 700.0, 960.0]
HV 40A | HV 40A | 40 | 0 | [10.0, 1.3, 0.161, 0.1, 0.0611, 0.0399, 0.0141, 0.01] | [10.0, 2.05, 0.369, 0.198, 0.1, 0.051, 0.0298, 0.01] | 0 | [120.0, 150.0, 200.0, 223.0, 260.0, 300.0, 450.0, 532.0] | [240.0, 300.0, 400.0, 450.0, 530.0, 650.0, 800.0, 1311.0]
HV 50A | HV 50A | 50 | 0 | [10.0, 3.215, 0.597, 0.198, 0.1, 0.0378, 0.022, 0.01] | [10.0, 3.64, 0.854, 0.281, 0.1, 0.0531, 0.022, 0.01] | 0 | [150.0, 170.0, 210.0, 250.0, 294.0, 400.0, 500.0, 711.0] | [300.0, 350.0, 450.0, 550.0, 700.0, 850.0, 1200.0, 1752.0]
HV 6.3A | HV 6.3A | 6.3 | 0 | [10.0, 1.39, 0.344, 0.168, 0.1, 0.056, 0.0263, 0.01] | [10.0, 1.711, 0.516, 0.198, 0.1, 0.0634, 0.0303, 0.01] | 0 | [19.0, 19.5, 20.4, 20.8, 22.0, 25.0, 32.0, 48.0] | [38.0, 40.0, 43.0, 48.0, 53.0, 60.0, 75.0, 118.0]
HV 63A | HV 63A | 63 | 0 | [10.0, 2.84, 0.368, 0.164, 0.1, 0.0621, 0.0378, 0.0195, 0.01] | [10.0, 1.82, 0.344, 0.1, 0.0467, 0.0269, 0.01] | 0 | [189.0, 220.0, 300.0, 350.0, 393.0, 450.0, 530.0, 700.0, 961.0] | [378.0, 500.0, 700.0, 934.0, 1200.0, 1500.0, 2366.0]
HV 80A | HV 80A | 80 | 0 | [10.0, 2.05, 0.369, 0.198, 0.1, 0.051, 0.0298, 0.01] | [10.0, 4.15, 1.03, 0.198, 0.1, 0.051, 0.0172, 0.01] | 0 | [240.0, 300.0, 400.0, 450.0, 530.0, 650.0, 800.0, 1311.0] | [480.0, 550.0, 700.0, 1000.0, 1260.0, 1600.0, 2500.0, 3227.0]
Siemens NH-1-100 | Siemens NH-1-100 | 100 | [5400.0, 2000.0, 400.0, 20.0, 1.0, 0.2, 0.012, 0.004] | 0 | 0 | [150.0, 190.0, 250.0, 430.0, 900.0, 1250.0, 2700.0, 3600.0] | 0 | 0
Siemens NH-1-125 | Siemens NH-1-125 | 125 | [4800.0, 120.0, 7.0, 0.1, 0.004] | 0 | 0 | [180.0, 400.0, 740.0, 2000.0, 4250.0] | 0 | 0
Siemens NH-1-16 | Siemens NH-1-16 | 16 | [4000.0, 400.0, 2.0, 0.1, 0.04, 0.01] | 0 | 0 | [26.0, 35.0, 75.0, 150.0, 200.0, 300.0] | 0 | 0
Siemens NH-1-160 | Siemens NH-1-160 | 160 | [4800.0, 120.0, 7.0, 0.1, 0.004] | 0 | 0 | [210.0, 500.0, 900.0, 2300.0, 5000.0] | 0 | 0
Siemens NH-1-25 | Siemens NH-1-25 | 25 | [4000.0, 1000.0, 10.0, 0.2, 0.02, 0.01] | 0 | 0 | [40.0, 50.0, 100.0, 210.0, 400.0, 500.0] | 0 | 0
Siemens NH-1-50 | Siemens NH-1-50 | 50 | [4000.0, 40.0, 4.0, 1.0, 0.02, 0.01] | 0 | 0 | [86.0, 200.0, 300.0, 400.0, 1000.0, 1280.0] | 0 | 0
Siemens NH-1-63 | Siemens NH-1-63 | 63 | [4000.0, 100.0, 10.0, 2.0, 0.04, 0.01] | 0 | 0 | [100.0, 200.0, 300.0, 400.0, 1000.0, 1500.0] | 0 | 0
Siemens NH-1-80 | Siemens NH-1-80 | 80 | [4800.0, 120.0, 7.0, 0.1, 0.01] | 0 | 0 | [150.58, 250.0, 450.0, 1150.0, 2470.0] | 0 | 0
Siemens NH-2-1000 | Siemens NH-2-1000 | 1000 | [4800.0, 120.0, 7.0, 0.1, 0.004] | 0 | 0 | [1900.0, 3500.0, 8400.0, 24000.0, 52000.0] | 0 | 0
Siemens NH-2-200 | Siemens NH-2-200 | 200 | [4800.0, 120.0, 7.0, 0.1, 0.004] | 0 | 0 | [280.0, 650.0, 1200.0, 3000.0, 7000.0] | 0 | 0
Siemens NH-2-224 | Siemens NH-2-224 | 224 | [4800.0, 120.0, 7.0, 0.2, 0.04, 0.004] | 0 | 0 | [400.0, 750.0, 1453.0, 3025.0, 4315.0, 7600.0] | 0 | 0
Siemens NH-2-250 | Siemens NH-2-250 | 250 | [4800.0, 120.0, 7.0, 0.1, 0.004] | 0 | 0 | [450.0, 800.0, 1650.0, 4000.0, 8500.0] | 0 | 0
Siemens NH-2-315 | Siemens NH-2-315 | 315 | [4800.0, 120.0, 7.0, 0.1, 0.004] | 0 | 0 | [550.0, 920.0, 1900.0, 5000.0, 11000.0] | 0 | 0
Siemens NH-2-355 | Siemens NH-2-355 | 355 | [4800.0, 120.0, 6.0, 0.1, 0.004] | 0 | 0 | [650.0, 1116.27, 2350.0, 5840.0, 12790.0] | 0 | 0
Siemens NH-2-400 | Siemens NH-2-400 | 400 | [4800.0, 120.0, 7.0, 0.1, 0.004] | 0 | 0 | [720.0, 1350.0, 2800.0, 6500.0, 15000.0] | 0 | 0
Siemens NH-2-425 | Siemens NH-2-425 | 425 | [4800.0, 120.0, 7.0, 0.1, 0.004] | 0 | 0 | [850.0, 1500.0, 3050.0, 7500.0, 16500.0] | 0 | 0
Siemens NH-2-630 | Siemens NH-2-630 | 630 | [4800.0, 120.0, 7.0, 0.1, 0.004] | 0 | 0 | [1200.0, 2000.0, 4800.0, 12000.0, 26000.0] | 0 | 0

## dtypes
| element | column | dtype
0 | bus | name | object
1 | bus | vn_kv | float64
2 | bus | type | object
3 | bus | zone | object
4 | bus | in_service | bool
5 | load | name | object
6 | load | bus | uint32
7 | load | p_mw | float64
8 | load | q_mvar | float64
9 | load | const_z_percent | float64
10 | load | const_i_percent | float64
11 | load | sn_mva | float64
12 | load | scaling | float64
13 | load | in_service | bool
14 | load | type | object
15 | ext_grid | name | object
16 | ext_grid | bus | uint32
17 | ext_grid | vm_pu | float64
18 | ext_grid | va_degree | float64
19 | ext_grid | slack_weight | float64
20 | ext_grid | in_service | bool
21 | line | name | object
22 | line | std_type | object
23 | line | from_bus | uint32
24 | line | to_bus | uint32
25 | line | length_km | float64
26 | line | r_ohm_per_km | float64
27 | line | x_ohm_per_km | float64
28 | line | c_nf_per_km | float64
29 | line | g_us_per_km | float64
30 | line | max_i_ka | float64
31 | line | df | float64
32 | line | parallel | uint32
33 | line | type | object
34 | line | in_service | bool
35 | trafo | name | object
36 | trafo | std_type | object
37 | trafo | hv_bus | uint32
38 | trafo | lv_bus | uint32
39 | trafo | sn_mva | float64
40 | trafo | vn_hv_kv | float64
41 | trafo | vn_lv_kv | float64
42 | trafo | vk_percent | float64
43 | trafo | vkr_percent | float64
44 | trafo | pfe_kw | float64
45 | trafo | i0_percent | float64
46 | trafo | shift_degree | float64
47 | trafo | tap_side | object
48 | trafo | tap_neutral | int32
49 | trafo | tap_min | int32
50 | trafo | tap_max | int32
51 | trafo | tap_step_percent | float64
52 | trafo | tap_step_degree | float64
53 | trafo | tap_pos | int32
54 | trafo | tap_phase_shifter | bool
55 | trafo | parallel | uint32
56 | trafo | df | float64
57 | trafo | in_service | bool
58 | line_geodata | coords | object
59 | bus_geodata | x | float64
60 | bus_geodata | y | float64
61 | bus_geodata | coords | object

## parameters
| version | format_version | converged | OPF_converged | name | f_hz | sn_mva
0 | 2.14.6 | 2.14.0 | FALSE | FALSE |  | 50 | 1