## bus
| name | vn_kv | type | zone | in_service
0 | bus_LV_3378-1_0_5_node_0 | 0.4 | n |  | TRUE
1 | bus_LV_3378-1_0_5_node_1 | 0.4 | n |  | TRUE
2 | bus_LV_3378-1_0_5_node_2 | 0.4 | n |  | TRUE
3 | bus_LV_3378-1_0_5_node_3 | 0.4 | n |  | TRUE
4 | bus_LV_3378-1_0_5_node_4 | 0.4 | n |  | TRUE
5 | bus_LV_3378-1_0_5_node_5 | 0.4 | n |  | TRUE
6 | bus_LV_3378-1_0_5_node_44 | 0.4 | n |  | TRUE
7 | bus_LV_3378-1_0_5_node_43 | 0.4 | n |  | TRUE
8 | bus_LV_3378-1_0_5_node_14 | 0.4 | n |  | TRUE
9 | bus_LV_3378-1_0_5_node_15 | 0.4 | n |  | TRUE
10 | bus_LV_3378-1_0_5_node_16 | 0.4 | n |  | TRUE
11 | bus_LV_3378-1_0_5_node_17 | 0.4 | n |  | TRUE
12 | bus_LV_3378-1_0_5_node_18 | 0.4 | n |  | TRUE
13 | bus_LV_3378-1_0_5_node_19 | 0.4 | n |  | TRUE
14 | bus_LV_3378-1_0_5_node_24 | 0.4 | n |  | TRUE
15 | bus_LV_3378-1_0_5_node_23 | 0.4 | n |  | TRUE
16 | bus_LV_3378-1_0_5_node_160 | 0.4 | n |  | TRUE
17 | bus_LV_3378-1_0_5_node_20 | 0.4 | n |  | TRUE
18 | bus_LV_3378-1_0_5_node_73 | 0.4 | n |  | TRUE
19 | bus_LV_3378-1_0_5_node_21 | 0.4 | n |  | TRUE
20 | bus_LV_3378-1_0_5_node_128 | 0.4 | n |  | TRUE
21 | bus_LV_3378-1_0_5_node_38 | 0.4 | n |  | TRUE
22 | bus_LV_3378-1_0_5_node_46 | 0.4 | n |  | TRUE
23 | bus_LV_3378-1_0_5_node_22 | 0.4 | n |  | TRUE
24 | bus_LV_3378-1_0_5_node_274 | 0.4 | n |  | TRUE
25 | bus_LV_3378-1_0_5_node_29 | 0.4 | n |  | TRUE
26 | bus_LV_3378-1_0_5_node_207 | 0.4 | n |  | TRUE
27 | bus_LV_3378-1_0_5_node_45 | 0.4 | n |  | TRUE
28 | bus_LV_3378-1_0_5_node_75 | 0.4 | n |  | TRUE
29 | bus_LV_3378-1_0_5_node_25 | 0.4 | n |  | TRUE
30 | bus_LV_3378-1_0_5_node_30 | 0.4 | n |  | TRUE
31 | bus_LV_3378-1_0_5_node_32 | 0.4 | n |  | TRUE
32 | bus_LV_3378-1_0_5_node_35 | 0.4 | n |  | TRUE
33 | bus_LV_3378-1_0_5_node_93 | 0.4 | n |  | TRUE
34 | bus_LV_3378-1_0_5_node_26 | 0.4 | n |  | TRUE
35 | bus_LV_3378-1_0_5_node_203 | 0.4 | n |  | TRUE
36 | bus_LV_3378-1_0_5_node_204 | 0.4 | n |  | TRUE
37 | bus_LV_3378-1_0_5_node_202 | 0.4 | n |  | TRUE
38 | bus_LV_3378-1_0_5_node_27 | 0.4 | n |  | TRUE
39 | bus_LV_3378-1_0_5_node_33 | 0.4 | n |  | TRUE
40 | bus_LV_3378-1_0_5_node_34 | 0.4 | n |  | TRUE
41 | bus_LV_3378-1_0_5_node_97 | 0.4 | n |  | TRUE
42 | bus_LV_3378-1_0_5_node_28 | 0.4 | n |  | TRUE
43 | bus_LV_3378-1_0_5_node_206 | 0.4 | n |  | TRUE
44 | bus_LV_3378-1_0_5_node_196 | 0.4 | n |  | TRUE
45 | bus_LV_3378-1_0_5_node_132 | 0.4 | n |  | TRUE
46 | bus_LV_3378-1_0_5_node_130 | 0.4 | n |  | TRUE
47 | bus_LV_3378-1_0_5_node_287 | 0.4 | n |  | TRUE
48 | bus_LV_3378-1_0_5_node_31 | 0.4 | n |  | TRUE
49 | bus_LV_3378-1_0_5_node_286 | 0.4 | n |  | TRUE
50 | bus_LV_3378-1_0_5_node_285 | 0.4 | n |  | TRUE
51 | bus_LV_3378-1_0_5_node_94 | 0.4 | n |  | TRUE
52 | bus_LV_3378-1_0_5_node_47 | 0.4 | n |  | TRUE
53 | bus_LV_3378-1_0_5_node_117 | 0.4 | n |  | TRUE
54 | bus_LV_3378-1_0_5_node_116 | 0.4 | n |  | TRUE
55 | bus_LV_3378-1_0_5_node_119 | 0.4 | n |  | TRUE
56 | bus_LV_3378-1_0_5_node_36 | 0.4 | n |  | TRUE
57 | bus_LV_3378-1_0_5_node_37 | 0.4 | n |  | TRUE
58 | bus_LV_3378-1_0_5_node_289 | 0.4 | n |  | TRUE
59 | bus_LV_3378-1_0_5_node_288 | 0.4 | n |  | TRUE
60 | bus_LV_3378-1_0_5_node_72 | 0.4 | n |  | TRUE
61 | bus_LV_3378-1_0_5_node_40 | 0.4 | n |  | TRUE
62 | bus_LV_3378-1_0_5_node_39 | 0.4 | n |  | TRUE
63 | bus_LV_3378-1_0_5_node_70 | 0.4 | n |  | TRUE
64 | bus_LV_3378-1_0_5_node_293 | 0.4 | n |  | TRUE
65 | bus_LV_3378-1_0_5_node_67 | 0.4 | n |  | TRUE
66 | bus_LV_3378-1_0_5_node_41 | 0.4 | n |  | TRUE
67 | bus_LV_3378-1_0_5_node_284 | 0.4 | n |  | TRUE
68 | bus_LV_3378-1_0_5_node_42 | 0.4 | n |  | TRUE
69 | bus_LV_3378-1_0_5_node_161 | 0.4 | n |  | TRUE
70 | bus_LV_3378-1_0_5_node_142 | 0.4 | n |  | TRUE
71 | bus_LV_3378-1_0_5_node_129 | 0.4 | n |  | TRUE
72 | bus_LV_3378-1_0_5_node_92 | 0.4 | n |  | TRUE
73 | bus_LV_3378-1_0_5_node_143 | 0.4 | n |  | TRUE
74 | bus_LV_3378-1_0_5_node_71 | 0.4 | n |  | TRUE
75 | bus_LV_3378-1_0_5_node_89 | 0.4 | n |  | TRUE
76 | bus_LV_3378-1_0_5_node_96 | 0.4 | n |  | TRUE
77 | bus_LV_3378-1_0_5_node_195 | 0.4 | n |  | TRUE
78 | bus_LV_3378-1_0_5_node_134 | 0.4 | n |  | TRUE
79 | bus_LV_3378-1_0_5_node_131 | 0.4 | n |  | TRUE
80 | bus_LV_3378-1_0_5_node_197 | 0.4 | n |  | TRUE
81 | bus_LV_3378-1_0_5_node_87 | 0.4 | n |  | TRUE
82 | bus_LV_3378-1_0_5_node_86 | 0.4 | n |  | TRUE
83 | bus_LV_3378-1_0_5_node_50 | 0.4 | n |  | TRUE
84 | bus_LV_3378-1_0_5_node_278 | 0.4 | n |  | TRUE
85 | bus_LV_3378-1_0_5_node_52 | 0.4 | n |  | TRUE
86 | bus_LV_3378-1_0_5_node_51 | 0.4 | n |  | TRUE
87 | bus_LV_3378-1_0_5_node_64 | 0.4 | n |  | TRUE
88 | bus_LV_3378-1_0_5_node_256 | 0.4 | n |  | TRUE
89 | bus_LV_3378-1_0_5_node_98 | 0.4 | n |  | TRUE
90 | bus_LV_3378-1_0_5_node_95 | 0.4 | n |  | TRUE
91 | bus_LV_3378-1_0_5_node_48 | 0.4 | n |  | TRUE
92 | bus_LV_3378-1_0_5_node_120 | 0.4 | n |  | TRUE
93 | bus_LV_3378-1_0_5_node_118 | 0.4 | n |  | TRUE
94 | bus_LV_3378-1_0_5_node_121 | 0.4 | n |  | TRUE
95 | bus_LV_3378-1_0_5_node_122 | 0.4 | n |  | TRUE
96 | bus_LV_3378-1_0_5_node_290 | 0.4 | n |  | TRUE
97 | bus_LV_3378-1_0_5_node_74 | 0.4 | n |  | TRUE
98 | bus_LV_3378-1_0_5_node_291 | 0.4 | n |  | TRUE
99 | bus_LV_3378-1_0_5_node_49 | 0.4 | n |  | TRUE
100 | bus_LV_3378-1_0_5_node_53 | 0.4 | n |  | TRUE
101 | bus_LV_3378-1_0_5_node_62 | 0.4 | n |  | TRUE
102 | bus_LV_3378-1_0_5_node_65 | 0.4 | n |  | TRUE
103 | bus_LV_3378-1_0_5_node_60 | 0.4 | n |  | TRUE
104 | bus_LV_3378-1_0_5_node_61 | 0.4 | n |  | TRUE
105 | bus_LV_3378-1_0_5_node_255 | 0.4 | n |  | TRUE
106 | bus_LV_3378-1_0_5_node_133 | 0.4 | n |  | TRUE
107 | bus_LV_3378-1_0_5_node_54 | 0.4 | n |  | TRUE
108 | bus_LV_3378-1_0_5_node_55 | 0.4 | n |  | TRUE
109 | bus_LV_3378-1_0_5_node_56 | 0.4 | n |  | TRUE
110 | bus_LV_3378-1_0_5_node_57 | 0.4 | n |  | TRUE
111 | bus_LV_3378-1_0_5_node_58 | 0.4 | n |  | TRUE
112 | bus_LV_3378-1_0_5_node_250 | 0.4 | n |  | TRUE
113 | bus_LV_3378-1_0_5_node_80 | 0.4 | n |  | TRUE
114 | bus_LV_3378-1_0_5_node_83 | 0.4 | n |  | TRUE
115 | bus_LV_3378-1_0_5_node_84 | 0.4 | n |  | TRUE
116 | bus_LV_3378-1_0_5_node_78 | 0.4 | n |  | TRUE
117 | bus_LV_3378-1_0_5_node_59 | 0.4 | n |  | TRUE
118 | bus_LV_3378-1_0_5_node_63 | 0.4 | n |  | TRUE
119 | bus_LV_3378-1_0_5_node_66 | 0.4 | n |  | TRUE
120 | bus_LV_3378-1_0_5_node_235 | 0.4 | n |  | TRUE
121 | bus_LV_3378-1_0_5_node_193 | 0.4 | n |  | TRUE
122 | bus_LV_3378-1_0_5_node_125 | 0.4 | n |  | TRUE
123 | bus_LV_3378-1_0_5_node_90 | 0.4 | n |  | TRUE
124 | bus_LV_3378-1_0_5_node_88 | 0.4 | n |  | TRUE
125 | bus_LV_3378-1_0_5_node_76 | 0.4 | n |  | TRUE
126 | bus_LV_3378-1_0_5_node_127 | 0.4 | n |  | TRUE
127 | bus_LV_3378-1_0_5_node_123 | 0.4 | n |  | TRUE
128 | bus_LV_3378-1_0_5_node_124 | 0.4 | n |  | TRUE
129 | bus_LV_3378-1_0_5_node_232 | 0.4 | n |  | TRUE
130 | bus_LV_3378-1_0_5_node_91 | 0.4 | n |  | TRUE
131 | bus_LV_3378-1_0_5_node_212 | 0.4 | n |  | TRUE
132 | bus_LV_3378-1_0_5_node_292 | 0.4 | n |  | TRUE
133 | bus_LV_3378-1_0_5_node_141 | 0.4 | n |  | TRUE
134 | bus_LV_3378-1_0_5_node_99 | 0.4 | n |  | TRUE
135 | bus_LV_3378-1_0_5_node_246 | 0.4 | n |  | TRUE
136 | bus_LV_3378-1_0_5_node_245 | 0.4 | n |  | TRUE
137 | bus_LV_3378-1_0_5_node_108 | 0.4 | n |  | TRUE
138 | bus_LV_3378-1_0_5_node_109 | 0.4 | n |  | TRUE
139 | bus_LV_3378-1_0_5_node_110 | 0.4 | n |  | TRUE
140 | bus_LV_3378-1_0_5_node_111 | 0.4 | n |  | TRUE
141 | bus_LV_3378-1_0_5_node_112 | 0.4 | n |  | TRUE
142 | bus_LV_3378-1_0_5_node_113 | 0.4 | n |  | TRUE
143 | bus_LV_3378-1_0_5_node_114 | 0.4 | n |  | TRUE
144 | bus_LV_3378-1_0_5_node_179 | 0.4 | n |  | TRUE
145 | bus_LV_3378-1_0_5_node_176 | 0.4 | n |  | TRUE
146 | bus_LV_3378-1_0_5_node_139 | 0.4 | n |  | TRUE
147 | bus_LV_3378-1_0_5_node_189 | 0.4 | n |  | TRUE
148 | bus_LV_3378-1_0_5_node_180 | 0.4 | n |  | TRUE
149 | bus_LV_3378-1_0_5_node_181 | 0.4 | n |  | TRUE
150 | bus_LV_3378-1_0_5_node_277 | 0.4 | n |  | TRUE
151 | bus_LV_3378-1_0_5_node_279 | 0.4 | n |  | TRUE
152 | bus_LV_3378-1_0_5_node_247 | 0.4 | n |  | TRUE
153 | bus_LV_3378-1_0_5_node_244 | 0.4 | n |  | TRUE
154 | bus_LV_3378-1_0_5_node_175 | 0.4 | n |  | TRUE
155 | bus_LV_3378-1_0_5_node_137 | 0.4 | n |  | TRUE
156 | bus_LV_3378-1_0_5_node_268 | 0.4 | n |  | TRUE
157 | bus_LV_3378-1_0_5_node_267 | 0.4 | n |  | TRUE
158 | bus_LV_3378-1_0_5_node_211 | 0.4 | n |  | TRUE
159 | bus_LV_3378-1_0_5_node_208 | 0.4 | n |  | TRUE
160 | bus_LV_3378-1_0_5_node_209 | 0.4 | n |  | TRUE
161 | bus_LV_3378-1_0_5_node_126 | 0.4 | n |  | TRUE
162 | bus_LV_3378-1_0_5_node_263 | 0.4 | n |  | TRUE
163 | bus_LV_3378-1_0_5_node_233 | 0.4 | n |  | TRUE
164 | bus_LV_3378-1_0_5_node_155 | 0.4 | n |  | TRUE
165 | bus_LV_3378-1_0_5_node_153 | 0.4 | n |  | TRUE
166 | bus_LV_3378-1_0_5_node_135 | 0.4 | n |  | TRUE
167 | bus_LV_3378-1_0_5_node_136 | 0.4 | n |  | TRUE
168 | bus_LV_3378-1_0_5_node_138 | 0.4 | n |  | TRUE
169 | bus_LV_3378-1_0_5_node_140 | 0.4 | n |  | TRUE
170 | bus_LV_3378-1_0_5_node_152 | 0.4 | n |  | TRUE
171 | bus_LV_3378-1_0_5_node_154 | 0.4 | n |  | TRUE
172 | bus_LV_3378-1_0_5_node_156 | 0.4 | n |  | TRUE
173 | bus_LV_3378-1_0_5_node_159 | 0.4 | n |  | TRUE
174 | bus_LV_3378-1_0_5_node_157 | 0.4 | n |  | TRUE
175 | bus_LV_3378-1_0_5_node_158 | 0.4 | n |  | TRUE
176 | bus_LV_3378-1_0_5_node_236 | 0.4 | n |  | TRUE
177 | bus_LV_3378-1_0_5_node_177 | 0.4 | n |  | TRUE
178 | bus_LV_3378-1_0_5_node_178 | 0.4 | n |  | TRUE
179 | bus_LV_3378-1_0_5_node_182 | 0.4 | n |  | TRUE
180 | bus_LV_3378-1_0_5_node_260 | 0.4 | n |  | TRUE
181 | bus_LV_3378-1_0_5_node_190 | 0.4 | n |  | TRUE
182 | bus_LV_3378-1_0_5_node_276 | 0.4 | n |  | TRUE
183 | bus_LV_3378-1_0_5_node_271 | 0.4 | n |  | TRUE
184 | bus_LV_3378-1_0_5_node_248 | 0.4 | n |  | TRUE
185 | bus_LV_3378-1_0_5_node_191 | 0.4 | n |  | TRUE
186 | bus_LV_3378-1_0_5_node_192 | 0.4 | n |  | TRUE
187 | bus_LV_3378-1_0_5_node_194 | 0.4 | n |  | TRUE
188 | bus_LV_3378-1_0_5_node_205 | 0.4 | n |  | TRUE
189 | bus_LV_3378-1_0_5_node_210 | 0.4 | n |  | TRUE
190 | bus_LV_3378-1_0_5_node_249 | 0.4 | n |  | TRUE
191 | bus_LV_3378-1_0_5_node_257 | 0.4 | n |  | TRUE
192 | bus_LV_3378-1_0_5_node_269 | 0.4 | n |  | TRUE
193 | bus_LV_3378-1_0_5_node_270 | 0.4 | n |  | TRUE
194 | bus_LV_3378-1_0_5_node_275 | 0.4 | n |  | TRUE
195 | bus_MV_153_1_node_170 | 20 | n |  | TRUE

## load
| name | bus | p_mw | q_mvar | const_z_percent | const_i_percent | sn_mva | scaling | in_service | type
0 | LV_3378-1_0_5_load_0 | 0 | 0.00045973 | 0.00011522 | 0 | 0 |  | 1 | TRUE | wye
1 | LV_3378-1_0_5_load_1 | 1 | 0.00050351 | 0.00012619 | 0 | 0 |  | 1 | TRUE | wye
2 | LV_3378-1_0_5_load_2 | 2 | 0.00026335 | 6.6001e-05 | 0 | 0 |  | 1 | TRUE | wye
3 | LV_3378-1_0_5_load_3 | 3 | 0.0017914 | 0.00044897 | 0 | 0 |  | 1 | TRUE | wye
4 | LV_3378-1_0_5_load_4 | 4 | 0.0013367 | 0.000335 | 0 | 0 |  | 1 | TRUE | wye
5 | LV_3378-1_0_5_load_5 | 5 | 0.00092224 | 0.00023114 | 0 | 0 |  | 1 | TRUE | wye
6 | LV_3378-1_0_5_load_44 | 6 | 0.00070627 | 0.00017701 | 0 | 0 |  | 1 | TRUE | wye
7 | LV_3378-1_0_5_load_43 | 7 | 0.00098039 | 0.00024571 | 0 | 0 |  | 1 | TRUE | wye
8 | LV_3378-1_0_5_load_14 | 8 | 0.0032061 | 0.00080353 | 0 | 0 |  | 1 | TRUE | wye
9 | LV_3378-1_0_5_load_15 | 9 | 0.0023879 | 0.00059846 | 0 | 0 |  | 1 | TRUE | wye
10 | LV_3378-1_0_5_load_16 | 10 | 0.00099519 | 0.00024942 | 0 | 0 |  | 1 | TRUE | wye
11 | LV_3378-1_0_5_load_18 | 12 | 0.00062378 | 0.00015633 | 0 | 0 |  | 1 | TRUE | wye
12 | LV_3378-1_0_5_load_19 | 13 | 0.0028583 | 0.00071635 | 0 | 0 |  | 1 | TRUE | wye
13 | LV_3378-1_0_5_load_160 | 16 | 0.0036183 | 0.00090683 | 0 | 0 |  | 1 | TRUE | wye
14 | LV_3378-1_0_5_load_73 | 18 | 0.0011191 | 0.00028046 | 0 | 0 |  | 1 | TRUE | wye
15 | LV_3378-1_0_5_load_128 | 20 | 0.00079992 | 0.00020048 | 0 | 0 |  | 1 | TRUE | wye
16 | LV_3378-1_0_5_load_46 | 22 | 0.00054193 | 0.00013582 | 0 | 0 |  | 1 | TRUE | wye
17 | LV_3378-1_0_5_load_274 | 24 | 0.00060184 | 0.00015084 | 0 | 0 |  | 1 | TRUE | wye
18 | LV_3378-1_0_5_load_207 | 26 | 0.001683 | 0.0004218 | 0 | 0 |  | 1 | TRUE | wye
19 | LV_3378-1_0_5_load_45 | 27 | 0.00069312 | 0.00017371 | 0 | 0 |  | 1 | TRUE | wye
20 | LV_3378-1_0_5_load_75 | 28 | 0.00094901 | 0.00023785 | 0 | 0 |  | 1 | TRUE | wye
21 | LV_3378-1_0_5_load_93 | 33 | 0.0082597 | 0.0020701 | 0 | 0 |  | 1 | TRUE | wye
22 | LV_3378-1_0_5_load_203 | 35 | 0.00087735 | 0.00021989 | 0 | 0 |  | 1 | TRUE | wye
23 | LV_3378-1_0_5_load_204 | 36 | 0.0015423 | 0.00038654 | 0 | 0 |  | 1 | TRUE | wye
24 | LV_3378-1_0_5_load_202 | 37 | 0.0024324 | 0.00060961 | 0 | 0 |  | 1 | TRUE | wye
25 | LV_3378-1_0_5_load_97 | 41 | 0.0017855 | 0.00044749 | 0 | 0 |  | 1 | TRUE | wye
26 | LV_3378-1_0_5_load_196 | 44 | 0.0022673 | 0.00056823 | 0 | 0 |  | 1 | TRUE | wye
27 | LV_3378-1_0_5_load_132 | 45 | 0.0031966 | 0.00080113 | 0 | 0 |  | 1 | TRUE | wye
28 | LV_3378-1_0_5_load_130 | 46 | 0.0023824 | 0.0005971 | 0 | 0 |  | 1 | TRUE | wye
29 | LV_3378-1_0_5_load_287 | 47 | 0.0059894 | 0.0015011 | 0 | 0 |  | 1 | TRUE | wye
30 | LV_3378-1_0_5_load_286 | 49 | 0.0058519 | 0.0014666 | 0 | 0 |  | 1 | TRUE | wye
31 | LV_3378-1_0_5_load_94 | 51 | 0.0014353 | 0.00035972 | 0 | 0 |  | 1 | TRUE | wye
32 | LV_3378-1_0_5_load_47 | 52 | 0.0014133 | 0.00035421 | 0 | 0 |  | 1 | TRUE | wye
33 | LV_3378-1_0_5_load_117 | 53 | 0.0023609 | 0.00059169 | 0 | 0 |  | 1 | TRUE | wye
34 | LV_3378-1_0_5_load_116 | 54 | 0.0013039 | 0.00032679 | 0 | 0 |  | 1 | TRUE | wye
35 | LV_3378-1_0_5_load_119 | 55 | 0.0045518 | 0.0011408 | 0 | 0 |  | 1 | TRUE | wye
36 | LV_3378-1_0_5_load_289 | 58 | 0.0025727 | 0.00064479 | 0 | 0 |  | 1 | TRUE | wye
37 | LV_3378-1_0_5_load_288 | 59 | 0.025051 | 0.0062784 | 0 | 0 |  | 1 | TRUE | wye
38 | LV_3378-1_0_5_load_72 | 60 | 0.0024887 | 0.00062372 | 0 | 0 |  | 1 | TRUE | wye
39 | LV_3378-1_0_5_load_293 | 64 | 0.0010582 | 0.00026521 | 0 | 0 |  | 1 | TRUE | wye
40 | LV_3378-1_0_5_load_67 | 65 | 0.00048495 | 0.00012154 | 0 | 0 |  | 1 | TRUE | wye
41 | LV_3378-1_0_5_load_284 | 67 | 0.00076011 | 0.0001905 | 0 | 0 |  | 1 | TRUE | wye
42 | LV_3378-1_0_5_load_161 | 69 | 0.0033405 | 0.0008372 | 0 | 0 |  | 1 | TRUE | wye
43 | LV_3378-1_0_5_load_142 | 70 | 0.00086859 | 0.00021769 | 0 | 0 |  | 1 | TRUE | wye
44 | LV_3378-1_0_5_load_129 | 71 | 0.0010169 | 0.00025485 | 0 | 0 |  | 1 | TRUE | wye
45 | LV_3378-1_0_5_load_143 | 73 | 0.0035076 | 0.00087908 | 0 | 0 |  | 1 | TRUE | wye
46 | LV_3378-1_0_5_load_71 | 74 | 0.00059851 | 0.00015 | 0 | 0 |  | 1 | TRUE | wye
47 | LV_3378-1_0_5_load_96 | 76 | 0.00064429 | 0.00016147 | 0 | 0 |  | 1 | TRUE | wye
48 | LV_3378-1_0_5_load_195 | 77 | 0.0001817 | 4.5539e-05 | 0 | 0 |  | 1 | TRUE | wye
49 | LV_3378-1_0_5_load_134 | 78 | 0.003385 | 0.00084837 | 0 | 0 |  | 1 | TRUE | wye
50 | LV_3378-1_0_5_load_197 | 80 | 0.0015163 | 0.00038001 | 0 | 0 |  | 1 | TRUE | wye
51 | LV_3378-1_0_5_load_86 | 82 | 0.0034431 | 0.00086292 | 0 | 0 |  | 1 | TRUE | wye
52 | LV_3378-1_0_5_load_278 | 84 | 0.00057405 | 0.00014387 | 0 | 0 |  | 1 | TRUE | wye
53 | LV_3378-1_0_5_load_64 | 87 | 0.00044275 | 0.00011096 | 0 | 0 |  | 1 | TRUE | wye
54 | LV_3378-1_0_5_load_256 | 88 | 0.00099145 | 0.00024848 | 0 | 0 |  | 1 | TRUE | wye
55 | LV_3378-1_0_5_load_98 | 89 | 0.00069403 | 0.00017394 | 0 | 0 |  | 1 | TRUE | wye
56 | LV_3378-1_0_5_load_95 | 90 | 0.0004571 | 0.00011456 | 0 | 0 |  | 1 | TRUE | wye
57 | LV_3378-1_0_5_load_48 | 91 | 0.0039414 | 0.00098781 | 0 | 0 |  | 1 | TRUE | wye
58 | LV_3378-1_0_5_load_120 | 92 | 0.0014669 | 0.00036764 | 0 | 0 |  | 1 | TRUE | wye
59 | LV_3378-1_0_5_load_122 | 95 | 0.011049 | 0.0027691 | 0 | 0 |  | 1 | TRUE | wye
60 | LV_3378-1_0_5_load_74 | 97 | 0.00095791 | 0.00024007 | 0 | 0 |  | 1 | TRUE | wye
61 | LV_3378-1_0_5_load_291 | 98 | 0.003318 | 0.00083157 | 0 | 0 |  | 1 | TRUE | wye
62 | LV_3378-1_0_5_load_49 | 99 | 0.00037531 | 9.4062e-05 | 0 | 0 |  | 1 | TRUE | wye
63 | LV_3378-1_0_5_load_53 | 100 | 0.0006288 | 0.00015759 | 0 | 0 |  | 1 | TRUE | wye
64 | LV_3378-1_0_5_load_65 | 102 | 0.00044161 | 0.00011068 | 0 | 0 |  | 1 | TRUE | wye
65 | LV_3378-1_0_5_load_60 | 103 | 0.00081419 | 0.00020406 | 0 | 0 |  | 1 | TRUE | wye
66 | LV_3378-1_0_5_load_255 | 105 | 0.00047428 | 0.00011887 | 0 | 0 |  | 1 | TRUE | wye
67 | LV_3378-1_0_5_load_133 | 106 | 0.0044995 | 0.0011277 | 0 | 0 |  | 1 | TRUE | wye
68 | LV_3378-1_0_5_load_54 | 107 | 0.0013315 | 0.00033371 | 0 | 0 |  | 1 | TRUE | wye
69 | LV_3378-1_0_5_load_55 | 108 | 0.00052033 | 0.00013041 | 0 | 0 |  | 1 | TRUE | wye
70 | LV_3378-1_0_5_load_56 | 109 | 0.00021946 | 5.5001e-05 | 0 | 0 |  | 1 | TRUE | wye
71 | LV_3378-1_0_5_load_57 | 110 | 0.00034701 | 8.6968e-05 | 0 | 0 |  | 1 | TRUE | wye
72 | LV_3378-1_0_5_load_250 | 112 | 9.5159e-05 | 2.3849e-05 | 0 | 0 |  | 1 | TRUE | wye
73 | LV_3378-1_0_5_load_84 | 115 | 0.00022886 | 5.7357e-05 | 0 | 0 |  | 1 | TRUE | wye
74 | LV_3378-1_0_5_load_59 | 117 | 0.00041098 | 0.000103 | 0 | 0 |  | 1 | TRUE | wye
75 | LV_3378-1_0_5_load_63 | 118 | 0.00053561 | 0.00013424 | 0 | 0 |  | 1 | TRUE | wye
76 | LV_3378-1_0_5_load_66 | 119 | 0.0011774 | 0.00029508 | 0 | 0 |  | 1 | TRUE | wye
77 | LV_3378-1_0_5_load_235 | 120 | 0.00062992 | 0.00015787 | 0 | 0 |  | 1 | TRUE | wye
78 | LV_3378-1_0_5_load_193 | 121 | 0.003232 | 0.00081002 | 0 | 0 |  | 1 | TRUE | wye
79 | LV_3378-1_0_5_load_90 | 123 | 0.00042137 | 0.00010561 | 0 | 0 |  | 1 | TRUE | wye
80 | LV_3378-1_0_5_load_76 | 125 | 0.00032303 | 8.096e-05 | 0 | 0 |  | 1 | TRUE | wye
81 | LV_3378-1_0_5_load_127 | 126 | 0.00010965 | 2.7481e-05 | 0 | 0 |  | 1 | TRUE | wye
82 | LV_3378-1_0_5_load_123 | 127 | 0.00020614 | 5.1664e-05 | 0 | 0 |  | 1 | TRUE | wye
83 | LV_3378-1_0_5_load_212 | 131 | 0.011456 | 0.0028711 | 0 | 0 |  | 1 | TRUE | wye
84 | LV_3378-1_0_5_load_292 | 132 | 0.0038272 | 0.00095918 | 0 | 0 |  | 1 | TRUE | wye
85 | LV_3378-1_0_5_load_141 | 133 | 0.0046344 | 0.0011615 | 0 | 0 |  | 1 | TRUE | wye
86 | LV_3378-1_0_5_load_99 | 134 | 0.00010524 | 2.6376e-05 | 0 | 0 |  | 1 | TRUE | wye
87 | LV_3378-1_0_5_load_108 | 137 | 0.00080444 | 0.00020161 | 0 | 0 |  | 1 | TRUE | wye
88 | LV_3378-1_0_5_load_109 | 138 | 0.00014299 | 3.5837e-05 | 0 | 0 |  | 1 | TRUE | wye
89 | LV_3378-1_0_5_load_112 | 141 | 0.00025973 | 6.5095e-05 | 0 | 0 |  | 1 | TRUE | wye
90 | LV_3378-1_0_5_load_114 | 143 | 0.00015813 | 3.963e-05 | 0 | 0 |  | 1 | TRUE | wye
91 | LV_3378-1_0_5_load_179 | 144 | 0.00015226 | 3.8159e-05 | 0 | 0 |  | 1 | TRUE | wye
92 | LV_3378-1_0_5_load_176 | 145 | 0.00012627 | 3.1646e-05 | 0 | 0 |  | 1 | TRUE | wye
93 | LV_3378-1_0_5_load_139 | 146 | 0.00029911 | 7.4965e-05 | 0 | 0 |  | 1 | TRUE | wye
94 | LV_3378-1_0_5_load_189 | 147 | 0.00029965 | 7.51e-05 | 0 | 0 |  | 1 | TRUE | wye
95 | LV_3378-1_0_5_load_279 | 151 | 0.00018624 | 4.6677e-05 | 0 | 0 |  | 1 | TRUE | wye
96 | LV_3378-1_0_5_load_247 | 152 | 0.00021431 | 5.371e-05 | 0 | 0 |  | 1 | TRUE | wye
97 | LV_3378-1_0_5_load_244 | 153 | 0.00015996 | 4.009e-05 | 0 | 0 |  | 1 | TRUE | wye
98 | LV_3378-1_0_5_load_175 | 154 | 0.00063381 | 0.00015885 | 0 | 0 |  | 1 | TRUE | wye
99 | LV_3378-1_0_5_load_137 | 155 | 0.00042302 | 0.00010602 | 0 | 0 |  | 1 | TRUE | wye
100 | LV_3378-1_0_5_load_268 | 156 | 0.00016137 | 4.0444e-05 | 0 | 0 |  | 1 | TRUE | wye
101 | LV_3378-1_0_5_load_267 | 157 | 0.00020594 | 5.1614e-05 | 0 | 0 |  | 1 | TRUE | wye
102 | LV_3378-1_0_5_load_211 | 158 | 0.00090025 | 0.00022562 | 0 | 0 |  | 1 | TRUE | wye
103 | LV_3378-1_0_5_load_208 | 159 | 0.0012734 | 0.00031914 | 0 | 0 |  | 1 | TRUE | wye
104 | LV_3378-1_0_5_load_209 | 160 | 0.001169 | 0.00029297 | 0 | 0 |  | 1 | TRUE | wye
105 | LV_3378-1_0_5_load_126 | 161 | 8.6082e-05 | 2.1574e-05 | 0 | 0 |  | 1 | TRUE | wye
106 | LV_3378-1_0_5_load_263 | 162 | 0.00052915 | 0.00013262 | 0 | 0 |  | 1 | TRUE | wye
107 | LV_3378-1_0_5_load_233 | 163 | 9.2033e-05 | 2.3066e-05 | 0 | 0 |  | 1 | TRUE | wye
108 | LV_3378-1_0_5_load_155 | 164 | 0.001642 | 0.00041152 | 0 | 0 |  | 1 | TRUE | wye
109 | LV_3378-1_0_5_load_153 | 165 | 0.00092769 | 0.0002325 | 0 | 0 |  | 1 | TRUE | wye
110 | LV_3378-1_0_5_load_135 | 166 | 0.0035008 | 0.00087739 | 0 | 0 |  | 1 | TRUE | wye
111 | LV_3378-1_0_5_load_136 | 167 | 0.00012244 | 3.0686e-05 | 0 | 0 |  | 1 | TRUE | wye
112 | LV_3378-1_0_5_load_138 | 168 | 9.865e-05 | 2.4724e-05 | 0 | 0 |  | 1 | TRUE | wye
113 | LV_3378-1_0_5_load_140 | 169 | 0.00017766 | 4.4526e-05 | 0 | 0 |  | 1 | TRUE | wye
114 | LV_3378-1_0_5_load_152 | 170 | 0.00086712 | 0.00021732 | 0 | 0 |  | 1 | TRUE | wye
115 | LV_3378-1_0_5_load_156 | 172 | 0.00063776 | 0.00015984 | 0 | 0 |  | 1 | TRUE | wye
116 | LV_3378-1_0_5_load_159 | 173 | 0.00067748 | 0.00016979 | 0 | 0 |  | 1 | TRUE | wye
117 | LV_3378-1_0_5_load_236 | 176 | 0.0011618 | 0.00029117 | 0 | 0 |  | 1 | TRUE | wye
118 | LV_3378-1_0_5_load_177 | 177 | 0.00023019 | 5.769e-05 | 0 | 0 |  | 1 | TRUE | wye
119 | LV_3378-1_0_5_load_178 | 178 | 0.00011939 | 2.9923e-05 | 0 | 0 |  | 1 | TRUE | wye
120 | LV_3378-1_0_5_load_182 | 179 | 0.00058055 | 0.0001455 | 0 | 0 |  | 1 | TRUE | wye
121 | LV_3378-1_0_5_load_260 | 180 | 0.00020568 | 5.1549e-05 | 0 | 0 |  | 1 | TRUE | wye
122 | LV_3378-1_0_5_load_190 | 181 | 0.00037392 | 9.3714e-05 | 0 | 0 |  | 1 | TRUE | wye
123 | LV_3378-1_0_5_load_276 | 182 | 0.00024711 | 6.1931e-05 | 0 | 0 |  | 1 | TRUE | wye
124 | LV_3378-1_0_5_load_271 | 183 | 0.00018738 | 4.6963e-05 | 0 | 0 |  | 1 | TRUE | wye
125 | LV_3378-1_0_5_load_248 | 184 | 0.00072796 | 0.00018244 | 0 | 0 |  | 1 | TRUE | wye
126 | LV_3378-1_0_5_load_191 | 185 | 0.00029397 | 7.3675e-05 | 0 | 0 |  | 1 | TRUE | wye
127 | LV_3378-1_0_5_load_192 | 186 | 0.00011523 | 2.888e-05 | 0 | 0 |  | 1 | TRUE | wye
128 | LV_3378-1_0_5_load_194 | 187 | 0.00045651 | 0.00011441 | 0 | 0 |  | 1 | TRUE | wye
129 | LV_3378-1_0_5_load_205 | 188 | 0.0049306 | 0.0012357 | 0 | 0 |  | 1 | TRUE | wye
130 | LV_3378-1_0_5_load_210 | 189 | 0.0041081 | 0.0010296 | 0 | 0 |  | 1 | TRUE | wye
131 | LV_3378-1_0_5_load_249 | 190 | 0.0001944 | 4.8722e-05 | 0 | 0 |  | 1 | TRUE | wye
132 | LV_3378-1_0_5_load_257 | 191 | 0.00064612 | 0.00016193 | 0 | 0 |  | 1 | TRUE | wye
133 | LV_3378-1_0_5_load_269 | 192 | 0.00031328 | 7.8515e-05 | 0 | 0 |  | 1 | TRUE | wye
134 | LV_3378-1_0_5_load_270 | 193 | 0.00018824 | 4.7177e-05 | 0 | 0 |  | 1 | TRUE | wye
135 | LV_3378-1_0_5_load_275 | 194 | 0.00014662 | 3.6746e-05 | 0 | 0 |  | 1 | TRUE | wye

## ext_grid
| name | bus | vm_pu | va_degree | slack_weight | in_service
0 |  | 50 | 1 | 0 | 1 | TRUE

## line
| name | std_type | from_bus | to_bus | length_km | r_ohm_per_km | x_ohm_per_km | c_nf_per_km | g_us_per_km | max_i_ka | df | parallel | type | in_service
0 | LV_3378-1_0_5_line_0 | NAYY 4x150 SE | 0 | 1 | 0.024788 | 0.208 | 0.08 | 261 | 0 | 0.27 | 1 | 1 | cs | TRUE
1 | LV_3378-1_0_5_line_1 | NAYY 4x150 SE | 0 | 2 | 0.050878 | 0.208 | 0.08 | 261 | 0 | 0.27 | 1 | 1 | cs | TRUE
2 | LV_3378-1_0_5_line_2 | NAYY 4x150 SE | 1 | 3 | 0.0068499 | 0.208 | 0.08 | 261 | 0 | 0.27 | 1 | 1 | cs | TRUE
3 | LV_3378-1_0_5_line_3 | NAYY 4x150 SE | 2 | 4 | 0.013043 | 0.208 | 0.08 | 261 | 0 | 0.27 | 1 | 1 | cs | TRUE
4 | LV_3378-1_0_5_line_4 | NAYY 4x150 SE | 4 | 5 | 0.0024951 | 0.208 | 0.08 | 261 | 0 | 0.27 | 1 | 1 | cs | TRUE
5 | LV_3378-1_0_5_line_5 | NAYY 4x150 SE | 5 | 6 | 0.011463 | 0.208 | 0.08 | 261 | 0 | 0.27 | 1 | 1 | cs | TRUE
6 | LV_3378-1_0_5_line_6 | NAYY 4x150 SE | 6 | 7 | 0.0072562 | 0.208 | 0.08 | 261 | 0 | 0.27 | 1 | 1 | cs | TRUE
7 | LV_3378-1_0_5_line_7 | NAYY 4x150 SE | 7 | 15 | 0.015147 | 0.208 | 0.08 | 261 | 0 | 0.27 | 1 | 1 | cs | TRUE
8 | LV_3378-1_0_5_line_8 | NAYY 4x150 SE | 8 | 9 | 0.010718 | 0.208 | 0.08 | 261 | 0 | 0.27 | 1 | 1 | cs | TRUE
9 | LV_3378-1_0_5_line_9 | NAYY 4x150 SE | 8 | 10 | 0.13342 | 0.208 | 0.08 | 261 | 0 | 0.27 | 1 | 1 | cs | TRUE
10 | LV_3378-1_0_5_line_10 | NAYY 4x150 SE | 9 | 11 | 0.008926 | 0.208 | 0.08 | 261 | 0 | 0.27 | 1 | 1 | cs | TRUE
11 | LV_3378-1_0_5_line_11 | NAYY 4x150 SE | 11 | 12 | 0.069968 | 0.208 | 0.08 | 261 | 0 | 0.27 | 1 | 2 | cs | TRUE
12 | LV_3378-1_0_5_line_12 | NAYY 4x150 SE | 11 | 13 | 0.0089167 | 0.208 | 0.08 | 261 | 0 | 0.27 | 1 | 3 | cs | TRUE
13 | LV_3378-1_0_5_line_13 | NAYY 4x150 SE | 11 | 14 | 0.052566 | 0.208 | 0.08 | 261 | 0 | 0.27 | 1 | 1 | cs | TRUE
14 | LV_3378-1_0_5_line_14 | NAYY 4x150 SE | 12 | 15 | 0.074516 | 0.208 | 0.08 | 261 | 0 | 0.27 | 1 | 1 | cs | TRUE
15 | LV_3378-1_0_5_line_15 | NAYY 4x150 SE | 13 | 16 | 0.017335 | 0.208 | 0.08 | 261 | 0 | 0.27 | 1 | 3 | cs | TRUE
16 | LV_3378-1_0_5_line_16 | NAYY 4x150 SE | 14 | 28 | 0.043917 | 0.208 | 0.08 | 261 | 0 | 0.27 | 1 | 1 | cs | TRUE
17 | LV_3378-1_0_5_line_17 | NAYY 4x150 SE | 15 | 27 | 0.013605 | 0.208 | 0.08 | 261 | 0 | 0.27 | 1 | 1 | cs | TRUE
18 | LV_3378-1_0_5_line_18 | NAYY 4x150 SE | 15 | 17 | 0.023698 | 0.208 | 0.08 | 261 | 0 | 0.27 | 1 | 1 | cs | TRUE
19 | LV_3378-1_0_5_line_19 | NAYY 4x150 SE | 16 | 69 | 0.019515 | 0.208 | 0.08 | 261 | 0 | 0.27 | 1 | 3 | cs | TRUE
20 | LV_3378-1_0_5_line_20 | NAYY 4x150 SE | 17 | 18 | 0.025282 | 0.208 | 0.08 | 261 | 0 | 0.27 | 1 | 1 | cs | TRUE
21 | LV_3378-1_0_5_line_21 | NAYY 4x150 SE | 18 | 70 | 0.0021926 | 0.208 | 0.08 | 261 | 0 | 0.27 | 1 | 1 | cs | TRUE
22 | LV_3378-1_0_5_line_22 | NAYY 4x150 SE | 19 | 20 | 0.01657 | 0.208 | 0.08 | 261 | 0 | 0.27 | 1 | 1 | cs | TRUE
23 | LV_3378-1_0_5_line_23 | NAYY 4x150 SE | 19 | 21 | 0.064276 | 0.208 | 0.08 | 261 | 0 | 0.27 | 1 | 1 | cs | TRUE
24 | LV_3378-1_0_5_line_24 | NAYY 4x150 SE | 19 | 22 | 0.024996 | 0.208 | 0.08 | 261 | 0 | 0.27 | 1 | 1 | cs | TRUE
25 | LV_3378-1_0_5_line_25 | NAYY 4x150 SE | 20 | 71 | 0.012869 | 0.208 | 0.08 | 261 | 0 | 0.27 | 1 | 1 | cs | TRUE
26 | LV_3378-1_0_5_line_26 | NAYY 4x150 SE | 21 | 60 | 0.02867 | 0.208 | 0.08 | 261 | 0 | 0.27 | 1 | 1 | cs | TRUE
27 | LV_3378-1_0_5_line_27 | NAYY 4x150 SE | 21 | 61 | 0.005074 | 0.208 | 0.08 | 261 | 0 | 0.27 | 1 | 1 | cs | TRUE
28 | LV_3378-1_0_5_line_28 | NAYY 4x150 SE | 22 | 27 | 0.012946 | 0.208 | 0.08 | 261 | 0 | 0.27 | 1 | 1 | cs | TRUE
29 | LV_3378-1_0_5_line_29 | NAYY 4x150 SE | 23 | 24 | 0.036549 | 0.208 | 0.08 | 261 | 0 | 0.27 | 1 | 1 | cs | TRUE
30 | LV_3378-1_0_5_line_30 | NAYY 4x150 SE | 23 | 25 | 0.042944 | 0.208 | 0.08 | 261 | 0 | 0.27 | 1 | 3 | cs | TRUE
31 | LV_3378-1_0_5_line_31 | NAYY 4x150 SE | 23 | 26 | 0.015345 | 0.208 | 0.08 | 261 | 0 | 0.27 | 1 | 1 | cs | TRUE
32 | LV_3378-1_0_5_line_32 | NAYY 4x150 SE | 24 | 72 | 0.034024 | 0.208 | 0.08 | 261 | 0 | 0.27 | 1 | 1 | cs | TRUE
33 | LV_3378-1_0_5_line_33 | NAYY 4x150 SE | 25 | 45 | 0.021305 | 0.208 | 0.08 | 261 | 0 | 0.27 | 1 | 3 | cs | TRUE
34 | LV_3378-1_0_5_line_34 | NAYY 4x150 SE | 25 | 46 | 0.015638 | 0.208 | 0.08 | 261 | 0 | 0.27 | 1 | 3 | cs | TRUE
35 | LV_3378-1_0_5_line_35 | NAYY 4x150 SE | 26 | 73 | 0.030361 | 0.208 | 0.08 | 261 | 0 | 0.27 | 1 | 1 | cs | TRUE
36 | LV_3378-1_0_5_line_36 | NAYY 4x150 SE | 28 | 74 | 0.0089349 | 0.208 | 0.08 | 261 | 0 | 0.27 | 1 | 1 | cs | TRUE
37 | LV_3378-1_0_5_line_37 | NAYY 4x150 SE | 29 | 30 | 0.041493 | 0.208 | 0.08 | 261 | 0 | 0.27 | 1 | 3 | cs | TRUE
38 | LV_3378-1_0_5_line_38 | NAYY 4x150 SE | 29 | 31 | 0.005234 | 0.208 | 0.08 | 261 | 0 | 0.27 | 1 | 1 | cs | TRUE
39 | LV_3378-1_0_5_line_39 | NAYY 4x150 SE | 29 | 32 | 0.037694 | 0.208 | 0.08 | 261 | 0 | 0.27 | 1 | 3 | cs | TRUE
40 | LV_3378-1_0_5_line_40 | NAYY 4x150 SE | 29 | 33 | 0.028274 | 0.208 | 0.08 | 261 | 0 | 0.27 | 1 | 1 | cs | TRUE
41 | LV_3378-1_0_5_line_41 | NAYY 4x150 SE | 30 | 47 | 0.0024687 | 0.208 | 0.08 | 261 | 0 | 0.27 | 1 | 3 | cs | TRUE
42 | LV_3378-1_0_5_line_42 | NAYY 4x150 SE | 31 | 51 | 0.028292 | 0.208 | 0.08 | 261 | 0 | 0.27 | 1 | 1 | cs | TRUE
43 | LV_3378-1_0_5_line_43 | NAYY 4x150 SE | 32 | 55 | 0.012674 | 0.208 | 0.08 | 261 | 0 | 0.27 | 1 | 3 | cs | TRUE
44 | LV_3378-1_0_5_line_44 | NAYY 4x150 SE | 32 | 37 | 0.013774 | 0.208 | 0.08 | 261 | 0 | 0.27 | 1 | 1 | cs | TRUE
45 | LV_3378-1_0_5_line_45 | NAYY 4x150 SE | 33 | 75 | 0.014196 | 0.208 | 0.08 | 261 | 0 | 0.27 | 1 | 1 | cs | TRUE
46 | LV_3378-1_0_5_line_46 | NAYY 4x150 SE | 34 | 35 | 0.010317 | 0.208 | 0.08 | 261 | 0 | 0.27 | 1 | 1 | cs | TRUE
47 | LV_3378-1_0_5_line_47 | NAYY 4x150 SE | 34 | 36 | 0.032516 | 0.208 | 0.08 | 261 | 0 | 0.27 | 1 | 1 | cs | TRUE
48 | LV_3378-1_0_5_line_48 | NAYY 4x150 SE | 34 | 37 | 0.013741 | 0.208 | 0.08 | 261 | 0 | 0.27 | 1 | 1 | cs | TRUE
49 | LV_3378-1_0_5_line_49 | NAYY 4x150 SE | 36 | 43 | 0.011311 | 0.208 | 0.08 | 261 | 0 | 0.27 | 1 | 1 | cs | TRUE
50 | LV_3378-1_0_5_line_50 | NAYY 4x150 SE | 38 | 39 | 0.040948 | 0.208 | 0.08 | 261 | 0 | 0.27 | 1 | 3 | cs | TRUE
51 | LV_3378-1_0_5_line_51 | NAYY 4x150 SE | 38 | 40 | 0.008224 | 0.208 | 0.08 | 261 | 0 | 0.27 | 1 | 3 | cs | TRUE
52 | LV_3378-1_0_5_line_52 | NAYY 4x150 SE | 38 | 41 | 0.010648 | 0.208 | 0.08 | 261 | 0 | 0.27 | 1 | 1 | cs | TRUE
53 | LV_3378-1_0_5_line_53 | NAYY 4x150 SE | 39 | 52 | 0.017529 | 0.208 | 0.08 | 261 | 0 | 0.27 | 1 | 3 | cs | TRUE
54 | LV_3378-1_0_5_line_54 | NAYY 4x150 SE | 40 | 53 | 0.024753 | 0.208 | 0.08 | 261 | 0 | 0.27 | 1 | 1 | cs | TRUE
55 | LV_3378-1_0_5_line_55 | NAYY 4x150 SE | 40 | 54 | 0.013926 | 0.208 | 0.08 | 261 | 0 | 0.27 | 1 | 3 | cs | TRUE
56 | LV_3378-1_0_5_line_56 | NAYY 4x150 SE | 41 | 76 | 0.029742 | 0.208 | 0.08 | 261 | 0 | 0.27 | 1 | 1 | cs | TRUE
57 | LV_3378-1_0_5_line_57 | NAYY 4x150 SE | 42 | 43 | 0.004897 | 0.208 | 0.08 | 261 | 0 | 0.27 | 1 | 1 | cs | TRUE
58 | LV_3378-1_0_5_line_58 | NAYY 4x150 SE | 42 | 44 | 0.09741 | 0.208 | 0.08 | 261 | 0 | 0.27 | 1 | 1 | cs | TRUE
59 | LV_3378-1_0_5_line_59 | NAYY 4x150 SE | 44 | 77 | 0.19534 | 0.208 | 0.08 | 261 | 0 | 0.27 | 1 | 1 | cs | TRUE
60 | LV_3378-1_0_5_line_60 | NAYY 4x150 SE | 45 | 78 | 0.033493 | 0.208 | 0.08 | 261 | 0 | 0.27 | 1 | 3 | cs | TRUE
61 | LV_3378-1_0_5_line_61 | NAYY 4x150 SE | 46 | 79 | 0.013414 | 0.208 | 0.08 | 261 | 0 | 0.27 | 1 | 3 | cs | TRUE
62 | LV_3378-1_0_5_line_62 | NAYY 4x150 SE | 47 | 68 | 0.012249 | 0.208 | 0.08 | 261 | 0 | 0.27 | 1 | 3 | cs | TRUE
63 | LV_3378-1_0_5_line_63 | NAYY 4x150 SE | 48 | 49 | 0.006287 | 0.208 | 0.08 | 261 | 0 | 0.27 | 1 | 1 | cs | TRUE
64 | LV_3378-1_0_5_line_64 | NAYY 4x150 SE | 48 | 50 | 0.026478 | 0.208 | 0.08 | 261 | 0 | 0.27 | 1 | 1 | cs | TRUE
65 | LV_3378-1_0_5_line_65 | NAYY 4x150 SE | 50 | 66 | 0.016957 | 0.208 | 0.08 | 261 | 0 | 0.27 | 1 | 1 | cs | TRUE
66 | LV_3378-1_0_5_line_66 | NAYY 4x150 SE | 50 | 68 | 0.015022 | 0.208 | 0.08 | 261 | 0 | 0.27 | 1 | 3 | cs | TRUE
67 | LV_3378-1_0_5_line_67 | NAYY 4x150 SE | 51 | 80 | 0.018173 | 0.208 | 0.08 | 261 | 0 | 0.27 | 1 | 1 | cs | TRUE
68 | LV_3378-1_0_5_line_68 | NAYY 4x150 SE | 52 | 91 | 0.0073046 | 0.208 | 0.08 | 261 | 0 | 0.27 | 1 | 3 | cs | TRUE
69 | LV_3378-1_0_5_line_69 | NAYY 4x150 SE | 53 | 92 | 0.012012 | 0.208 | 0.08 | 261 | 0 | 0.27 | 1 | 1 | cs | TRUE
70 | LV_3378-1_0_5_line_70 | NAYY 4x150 SE | 54 | 56 | 0.011551 | 0.208 | 0.08 | 261 | 0 | 0.27 | 1 | 3 | cs | TRUE
71 | LV_3378-1_0_5_line_71 | NAYY 4x150 SE | 55 | 56 | 0.019033 | 0.208 | 0.08 | 261 | 0 | 0.27 | 1 | 3 | cs | TRUE
72 | LV_3378-1_0_5_line_72 | NAYY 4x150 SE | 57 | 58 | 0.016711 | 0.208 | 0.08 | 261 | 0 | 0.27 | 1 | 1 | cs | TRUE
73 | LV_3378-1_0_5_line_73 | NAYY 4x150 SE | 57 | 59 | 0.021572 | 0.208 | 0.08 | 261 | 0 | 0.27 | 1 | 1 | cs | TRUE
74 | LV_3378-1_0_5_line_74 | NAYY 4x150 SE | 58 | 96 | 0.027323 | 0.208 | 0.08 | 261 | 0 | 0.27 | 1 | 1 | cs | TRUE
75 | LV_3378-1_0_5_line_75 | NAYY 4x150 SE | 61 | 65 | 0.058164 | 0.208 | 0.08 | 261 | 0 | 0.27 | 1 | 1 | cs | TRUE
76 | LV_3378-1_0_5_line_76 | NAYY 4x150 SE | 62 | 63 | 0.013563 | 0.208 | 0.08 | 261 | 0 | 0.27 | 1 | 1 | cs | TRUE
77 | LV_3378-1_0_5_line_77 | NAYY 4x150 SE | 62 | 64 | 0.0048238 | 0.208 | 0.08 | 261 | 0 | 0.27 | 1 | 1 | cs | TRUE
78 | LV_3378-1_0_5_line_78 | NAYY 4x150 SE | 63 | 97 | 0.034409 | 0.208 | 0.08 | 261 | 0 | 0.27 | 1 | 1 | cs | TRUE
79 | LV_3378-1_0_5_line_79 | NAYY 4x150 SE | 64 | 98 | 0.0020208 | 0.208 | 0.08 | 261 | 0 | 0.27 | 1 | 1 | cs | TRUE
80 | LV_3378-1_0_5_line_80 | NAYY 4x150 SE | 66 | 67 | 0.0098855 | 0.208 | 0.08 | 261 | 0 | 0.27 | 1 | 1 | cs | TRUE
81 | LV_3378-1_0_5_line_81 | NAYY 4x150 SE | 69 | 78 | 0.0013761 | 0.208 | 0.08 | 261 | 0 | 0.27 | 1 | 3 | cs | TRUE
82 | LV_3378-1_0_5_line_82 | NAYY 4x150 SE | 71 | 164 | 0.037892 | 0.208 | 0.08 | 261 | 0 | 0.27 | 1 | 1 | cs | TRUE
83 | LV_3378-1_0_5_line_83 | NAYY 4x150 SE | 72 | 132 | 0.011629 | 0.208 | 0.08 | 261 | 0 | 0.27 | 1 | 1 | cs | TRUE
84 | LV_3378-1_0_5_line_84 | NAYY 4x150 SE | 75 | 130 | 0.015498 | 0.208 | 0.08 | 261 | 0 | 0.27 | 1 | 1 | cs | TRUE
85 | LV_3378-1_0_5_line_85 | NAYY 4x150 SE | 75 | 81 | 0.007044 | 0.208 | 0.08 | 261 | 0 | 0.27 | 1 | 1 | cs | TRUE
86 | LV_3378-1_0_5_line_86 | NAYY 4x150 SE | 76 | 90 | 0.041246 | 0.208 | 0.08 | 261 | 0 | 0.27 | 1 | 1 | cs | TRUE
87 | LV_3378-1_0_5_line_87 | NAYY 4x150 SE | 77 | 187 | 0.018322 | 0.208 | 0.08 | 261 | 0 | 0.27 | 1 | 1 | cs | TRUE
88 | LV_3378-1_0_5_line_88 | NAYY 4x150 SE | 79 | 106 | 0.013255 | 0.208 | 0.08 | 261 | 0 | 0.27 | 1 | 1 | cs | TRUE
89 | LV_3378-1_0_5_line_89 | NAYY 4x150 SE | 79 | 100 | 0.00782 | 0.208 | 0.08 | 261 | 0 | 0.27 | 1 | 3 | cs | TRUE
90 | LV_3378-1_0_5_line_90 | NAYY 4x150 SE | 80 | 133 | 0.016921 | 0.208 | 0.08 | 261 | 0 | 0.27 | 1 | 1 | cs | TRUE
91 | LV_3378-1_0_5_line_91 | NAYY 4x150 SE | 81 | 82 | 0.011625 | 0.208 | 0.08 | 261 | 0 | 0.27 | 1 | 1 | cs | TRUE
92 | LV_3378-1_0_5_line_92 | NAYY 4x150 SE | 82 | 124 | 0.022398 | 0.208 | 0.08 | 261 | 0 | 0.27 | 1 | 1 | cs | TRUE
93 | LV_3378-1_0_5_line_93 | NAYY 4x150 SE | 83 | 84 | 0.015178 | 0.208 | 0.08 | 261 | 0 | 0.27 | 1 | 1 | cs | TRUE
94 | LV_3378-1_0_5_line_94 | NAYY 4x150 SE | 83 | 85 | 0.03782 | 0.208 | 0.08 | 261 | 0 | 0.27 | 1 | 1 | cs | TRUE
95 | LV_3378-1_0_5_line_95 | NAYY 4x150 SE | 85 | 89 | 0.050826 | 0.208 | 0.08 | 261 | 0 | 0.27 | 1 | 1 | cs | TRUE
96 | LV_3378-1_0_5_line_96 | NAYY 4x150 SE | 85 | 90 | 0.01505 | 0.208 | 0.08 | 261 | 0 | 0.27 | 1 | 1 | cs | TRUE
97 | LV_3378-1_0_5_line_97 | NAYY 4x150 SE | 85 | 86 | 0.058522 | 0.208 | 0.08 | 261 | 0 | 0.27 | 1 | 1 | cs | TRUE
98 | LV_3378-1_0_5_line_98 | NAYY 4x150 SE | 86 | 87 | 0.028751 | 0.208 | 0.08 | 261 | 0 | 0.27 | 1 | 1 | cs | TRUE
99 | LV_3378-1_0_5_line_99 | NAYY 4x150 SE | 86 | 88 | 0.019743 | 0.208 | 0.08 | 261 | 0 | 0.27 | 1 | 1 | cs | TRUE
100 | LV_3378-1_0_5_line_100 | NAYY 4x150 SE | 87 | 104 | 0.010766 | 0.208 | 0.08 | 261 | 0 | 0.27 | 1 | 1 | cs | TRUE
101 | LV_3378-1_0_5_line_101 | NAYY 4x150 SE | 88 | 105 | 0.015841 | 0.208 | 0.08 | 261 | 0 | 0.27 | 1 | 1 | cs | TRUE
102 | LV_3378-1_0_5_line_102 | NAYY 4x150 SE | 91 | 99 | 0.016072 | 0.208 | 0.08 | 261 | 0 | 0.27 | 1 | 3 | cs | TRUE
103 | LV_3378-1_0_5_line_103 | NAYY 4x150 SE | 92 | 94 | 0.0021848 | 0.208 | 0.08 | 261 | 0 | 0.27 | 1 | 1 | cs | TRUE
104 | LV_3378-1_0_5_line_104 | NAYY 4x150 SE | 93 | 94 | 0.020187 | 0.208 | 0.08 | 261 | 0 | 0.27 | 1 | 1 | cs | TRUE
105 | LV_3378-1_0_5_line_105 | NAYY 4x150 SE | 93 | 95 | 0.011087 | 0.208 | 0.08 | 261 | 0 | 0.27 | 1 | 1 | cs | TRUE
106 | LV_3378-1_0_5_line_106 | NAYY 4x150 SE | 94 | 158 | 0.011432 | 0.208 | 0.08 | 261 | 0 | 0.27 | 1 | 1 | cs | TRUE
107 | LV_3378-1_0_5_line_107 | NAYY 4x150 SE | 95 | 159 | 0.0015931 | 0.208 | 0.08 | 261 | 0 | 0.27 | 1 | 1 | cs | TRUE
108 | LV_3378-1_0_5_line_108 | NAYY 4x150 SE | 96 | 98 | 0.025907 | 0.208 | 0.08 | 261 | 0 | 0.27 | 1 | 1 | cs | TRUE
109 | LV_3378-1_0_5_line_109 | NAYY 4x150 SE | 96 | 132 | 0.020676 | 0.208 | 0.08 | 261 | 0 | 0.27 | 1 | 1 | cs | TRUE
110 | LV_3378-1_0_5_line_110 | NAYY 4x150 SE | 99 | 100 | 0.0029343 | 0.208 | 0.08 | 261 | 0 | 0.27 | 1 | 3 | cs | TRUE
111 | LV_3378-1_0_5_line_111 | NAYY 4x150 SE | 101 | 102 | 0.016449 | 0.208 | 0.08 | 261 | 0 | 0.27 | 1 | 1 | cs | TRUE
112 | LV_3378-1_0_5_line_112 | NAYY 4x150 SE | 101 | 103 | 0.0050488 | 0.208 | 0.08 | 261 | 0 | 0.27 | 1 | 1 | cs | TRUE
113 | LV_3378-1_0_5_line_113 | NAYY 4x150 SE | 102 | 120 | 0.037003 | 0.208 | 0.08 | 261 | 0 | 0.27 | 1 | 1 | cs | TRUE
114 | LV_3378-1_0_5_line_114 | NAYY 4x150 SE | 103 | 117 | 0.084836 | 0.208 | 0.08 | 261 | 0 | 0.27 | 1 | 1 | cs | TRUE
115 | LV_3378-1_0_5_line_115 | NAYY 4x150 SE | 104 | 118 | 0.17268 | 0.208 | 0.08 | 261 | 0 | 0.27 | 1 | 1 | cs | TRUE
116 | LV_3378-1_0_5_line_116 | NAYY 4x150 SE | 104 | 117 | 0.091608 | 0.208 | 0.08 | 261 | 0 | 0.27 | 1 | 1 | cs | TRUE
117 | LV_3378-1_0_5_line_117 | NAYY 4x150 SE | 105 | 191 | 0.27214 | 0.208 | 0.08 | 261 | 0 | 0.27 | 1 | 1 | cs | TRUE
118 | LV_3378-1_0_5_line_118 | NAYY 4x150 SE | 106 | 166 | 0.0076866 | 0.208 | 0.08 | 261 | 0 | 0.27 | 1 | 1 | cs | TRUE
119 | LV_3378-1_0_5_line_119 | NAYY 4x150 SE | 107 | 108 | 0.17156 | 0.208 | 0.08 | 261 | 0 | 0.27 | 1 | 1 | cs | TRUE
120 | LV_3378-1_0_5_line_120 | NAYY 4x150 SE | 107 | 109 | 0.011422 | 0.208 | 0.08 | 261 | 0 | 0.27 | 1 | 1 | cs | TRUE
121 | LV_3378-1_0_5_line_121 | NAYY 4x150 SE | 108 | 110 | 0.064035 | 0.208 | 0.08 | 261 | 0 | 0.27 | 1 | 1 | cs | TRUE
122 | LV_3378-1_0_5_line_122 | NAYY 4x150 SE | 109 | 111 | 0.057631 | 0.208 | 0.08 | 261 | 0 | 0.27 | 1 | 1 | cs | TRUE
123 | LV_3378-1_0_5_line_123 | NAYY 4x150 SE | 110 | 112 | 0.27414 | 0.208 | 0.08 | 261 | 0 | 0.27 | 1 | 1 | cs | TRUE
124 | LV_3378-1_0_5_line_124 | NAYY 4x150 SE | 111 | 113 | 0.16355 | 0.208 | 0.08 | 261 | 0 | 0.27 | 1 | 1 | cs | TRUE
125 | LV_3378-1_0_5_line_125 | NAYY 4x150 SE | 112 | 190 | 0.0074458 | 0.208 | 0.08 | 261 | 0 | 0.27 | 1 | 1 | cs | TRUE
126 | LV_3378-1_0_5_line_126 | NAYY 4x150 SE | 113 | 114 | 0.19234 | 0.208 | 0.08 | 261 | 0 | 0.27 | 1 | 1 | cs | TRUE
127 | LV_3378-1_0_5_line_127 | NAYY 4x150 SE | 113 | 115 | 0.044892 | 0.208 | 0.08 | 261 | 0 | 0.27 | 1 | 1 | cs | TRUE
128 | LV_3378-1_0_5_line_128 | NAYY 4x150 SE | 113 | 116 | 0.015411 | 0.208 | 0.08 | 261 | 0 | 0.27 | 1 | 1 | cs | TRUE
129 | LV_3378-1_0_5_line_129 | NAYY 4x150 SE | 114 | 126 | 0.014002 | 0.208 | 0.08 | 261 | 0 | 0.27 | 1 | 1 | cs | TRUE
130 | LV_3378-1_0_5_line_130 | NAYY 4x150 SE | 115 | 127 | 0.011881 | 0.208 | 0.08 | 261 | 0 | 0.27 | 1 | 1 | cs | TRUE
131 | LV_3378-1_0_5_line_131 | NAYY 4x150 SE | 116 | 125 | 0.027178 | 0.208 | 0.08 | 261 | 0 | 0.27 | 1 | 1 | cs | TRUE
132 | LV_3378-1_0_5_line_132 | NAYY 4x150 SE | 118 | 119 | 0.010053 | 0.208 | 0.08 | 261 | 0 | 0.27 | 1 | 1 | cs | TRUE
133 | LV_3378-1_0_5_line_133 | NAYY 4x150 SE | 119 | 121 | 0.0010759 | 0.208 | 0.08 | 261 | 0 | 0.27 | 1 | 1 | cs | TRUE
134 | LV_3378-1_0_5_line_134 | NAYY 4x150 SE | 120 | 122 | 0.25426 | 0.208 | 0.08 | 261 | 0 | 0.27 | 1 | 1 | cs | TRUE
135 | LV_3378-1_0_5_line_135 | NAYY 4x150 SE | 122 | 128 | 0.16911 | 0.208 | 0.08 | 261 | 0 | 0.27 | 1 | 1 | cs | TRUE
136 | LV_3378-1_0_5_line_136 | NAYY 4x150 SE | 123 | 124 | 0.25996 | 0.208 | 0.08 | 261 | 0 | 0.27 | 1 | 1 | cs | TRUE
137 | LV_3378-1_0_5_line_137 | NAYY 4x150 SE | 126 | 129 | 0.033018 | 0.208 | 0.08 | 261 | 0 | 0.27 | 1 | 1 | cs | TRUE
138 | LV_3378-1_0_5_line_138 | NAYY 4x150 SE | 127 | 128 | 0.013402 | 0.208 | 0.08 | 261 | 0 | 0.27 | 1 | 1 | cs | TRUE
139 | LV_3378-1_0_5_line_139 | NAYY 4x150 SE | 128 | 161 | 0.019466 | 0.208 | 0.08 | 261 | 0 | 0.27 | 1 | 1 | cs | TRUE
140 | LV_3378-1_0_5_line_140 | NAYY 4x150 SE | 129 | 163 | 0.055475 | 0.208 | 0.08 | 261 | 0 | 0.27 | 1 | 1 | cs | TRUE
141 | LV_3378-1_0_5_line_141 | NAYY 4x150 SE | 130 | 131 | 0.01196 | 0.208 | 0.08 | 261 | 0 | 0.27 | 1 | 1 | cs | TRUE
142 | LV_3378-1_0_5_line_142 | NAYY 4x150 SE | 134 | 135 | 0.32341 | 0.208 | 0.08 | 261 | 0 | 0.27 | 1 | 1 | cs | TRUE
143 | LV_3378-1_0_5_line_143 | NAYY 4x150 SE | 135 | 136 | 0.2509 | 0.208 | 0.08 | 261 | 0 | 0.27 | 1 | 1 | cs | TRUE
144 | LV_3378-1_0_5_line_144 | NAYY 4x150 SE | 136 | 153 | 0.1961 | 0.208 | 0.08 | 261 | 0 | 0.27 | 1 | 1 | cs | TRUE
145 | LV_3378-1_0_5_line_145 | NAYY 4x150 SE | 137 | 138 | 0.12192 | 0.208 | 0.08 | 261 | 0 | 0.27 | 1 | 1 | cs | TRUE
146 | LV_3378-1_0_5_line_146 | NAYY 4x150 SE | 137 | 139 | 0.022449 | 0.208 | 0.08 | 261 | 0 | 0.27 | 1 | 1 | cs | TRUE
147 | LV_3378-1_0_5_line_147 | NAYY 4x150 SE | 139 | 140 | 0.168 | 0.208 | 0.08 | 261 | 0 | 0.27 | 1 | 1 | cs | TRUE
148 | LV_3378-1_0_5_line_148 | NAYY 4x150 SE | 139 | 141 | 0.035475 | 0.208 | 0.08 | 261 | 0 | 0.27 | 1 | 1 | cs | TRUE
149 | LV_3378-1_0_5_line_149 | NAYY 4x150 SE | 140 | 142 | 0.004818 | 0.208 | 0.08 | 261 | 0 | 0.27 | 1 | 1 | cs | TRUE
150 | LV_3378-1_0_5_line_150 | NAYY 4x150 SE | 140 | 143 | 0.18487 | 0.208 | 0.08 | 261 | 0 | 0.27 | 1 | 1 | cs | TRUE
151 | LV_3378-1_0_5_line_151 | NAYY 4x150 SE | 142 | 144 | 0.02563 | 0.208 | 0.08 | 261 | 0 | 0.27 | 1 | 1 | cs | TRUE
152 | LV_3378-1_0_5_line_152 | NAYY 4x150 SE | 142 | 145 | 0.083152 | 0.208 | 0.08 | 261 | 0 | 0.27 | 1 | 1 | cs | TRUE
153 | LV_3378-1_0_5_line_153 | NAYY 4x150 SE | 143 | 146 | 0.030803 | 0.208 | 0.08 | 261 | 0 | 0.27 | 1 | 1 | cs | TRUE
154 | LV_3378-1_0_5_line_154 | NAYY 4x150 SE | 144 | 147 | 0.009622 | 0.208 | 0.08 | 261 | 0 | 0.27 | 1 | 1 | cs | TRUE
155 | LV_3378-1_0_5_line_155 | NAYY 4x150 SE | 145 | 154 | 0.0097014 | 0.208 | 0.08 | 261 | 0 | 0.27 | 1 | 1 | cs | TRUE
156 | LV_3378-1_0_5_line_156 | NAYY 4x150 SE | 146 | 155 | 0.011757 | 0.208 | 0.08 | 261 | 0 | 0.27 | 1 | 1 | cs | TRUE
157 | LV_3378-1_0_5_line_157 | NAYY 4x150 SE | 147 | 181 | 0.11665 | 0.208 | 0.08 | 261 | 0 | 0.27 | 1 | 1 | cs | TRUE
158 | LV_3378-1_0_5_line_158 | NAYY 4x150 SE | 148 | 149 | 0.076596 | 0.208 | 0.08 | 261 | 0 | 0.27 | 1 | 1 | cs | TRUE
159 | LV_3378-1_0_5_line_159 | NAYY 4x150 SE | 148 | 150 | 0.19823 | 0.208 | 0.08 | 261 | 0 | 0.27 | 1 | 1 | cs | TRUE
160 | LV_3378-1_0_5_line_160 | NAYY 4x150 SE | 148 | 151 | 0.015725 | 0.208 | 0.08 | 261 | 0 | 0.27 | 1 | 1 | cs | TRUE
161 | LV_3378-1_0_5_line_161 | NAYY 4x150 SE | 149 | 152 | 0.040049 | 0.208 | 0.08 | 261 | 0 | 0.27 | 1 | 1 | cs | TRUE
162 | LV_3378-1_0_5_line_162 | NAYY 4x150 SE | 149 | 153 | 0.068442 | 0.208 | 0.08 | 261 | 0 | 0.27 | 1 | 1 | cs | TRUE
163 | LV_3378-1_0_5_line_163 | NAYY 4x150 SE | 150 | 182 | 0.025706 | 0.208 | 0.08 | 261 | 0 | 0.27 | 1 | 1 | cs | TRUE
164 | LV_3378-1_0_5_line_164 | NAYY 4x150 SE | 151 | 183 | 0.025799 | 0.208 | 0.08 | 261 | 0 | 0.27 | 1 | 1 | cs | TRUE
165 | LV_3378-1_0_5_line_165 | NAYY 4x150 SE | 152 | 184 | 0.057202 | 0.208 | 0.08 | 261 | 0 | 0.27 | 1 | 1 | cs | TRUE
166 | LV_3378-1_0_5_line_166 | NAYY 4x150 SE | 154 | 177 | 0.010393 | 0.208 | 0.08 | 261 | 0 | 0.27 | 1 | 1 | cs | TRUE
167 | LV_3378-1_0_5_line_167 | NAYY 4x150 SE | 155 | 167 | 0.012809 | 0.208 | 0.08 | 261 | 0 | 0.27 | 1 | 1 | cs | TRUE
168 | LV_3378-1_0_5_line_168 | NAYY 4x150 SE | 156 | 157 | 0.032696 | 0.208 | 0.08 | 261 | 0 | 0.27 | 1 | 1 | cs | TRUE
169 | LV_3378-1_0_5_line_169 | NAYY 4x150 SE | 157 | 192 | 0.01201 | 0.208 | 0.08 | 261 | 0 | 0.27 | 1 | 1 | cs | TRUE
170 | LV_3378-1_0_5_line_170 | NAYY 4x150 SE | 159 | 160 | 0.013127 | 0.208 | 0.08 | 261 | 0 | 0.27 | 1 | 1 | cs | TRUE
171 | LV_3378-1_0_5_line_171 | NAYY 4x150 SE | 160 | 189 | 0.015548 | 0.208 | 0.08 | 261 | 0 | 0.27 | 1 | 1 | cs | TRUE
172 | LV_3378-1_0_5_line_172 | NAYY 4x150 SE | 161 | 162 | 0.0082599 | 0.208 | 0.08 | 261 | 0 | 0.27 | 1 | 1 | cs | TRUE
173 | LV_3378-1_0_5_line_173 | NAYY 4x150 SE | 164 | 165 | 0.071047 | 0.208 | 0.08 | 261 | 0 | 0.27 | 1 | 1 | cs | TRUE
174 | LV_3378-1_0_5_line_174 | NAYY 4x150 SE | 165 | 170 | 0.021659 | 0.208 | 0.08 | 261 | 0 | 0.27 | 1 | 1 | cs | TRUE
175 | LV_3378-1_0_5_line_175 | NAYY 4x150 SE | 167 | 168 | 0.009879 | 0.208 | 0.08 | 261 | 0 | 0.27 | 1 | 1 | cs | TRUE
176 | LV_3378-1_0_5_line_176 | NAYY 4x150 SE | 168 | 169 | 0.027403 | 0.208 | 0.08 | 261 | 0 | 0.27 | 1 | 1 | cs | TRUE
177 | LV_3378-1_0_5_line_177 | NAYY 4x150 SE | 170 | 171 | 0.011148 | 0.208 | 0.08 | 261 | 0 | 0.27 | 1 | 1 | cs | TRUE
178 | LV_3378-1_0_5_line_178 | NAYY 4x150 SE | 171 | 172 | 0.029453 | 0.208 | 0.08 | 261 | 0 | 0.27 | 1 | 1 | cs | TRUE
179 | LV_3378-1_0_5_line_179 | NAYY 4x150 SE | 172 | 173 | 0.016001 | 0.208 | 0.08 | 261 | 0 | 0.27 | 1 | 1 | cs | TRUE
180 | LV_3378-1_0_5_line_180 | NAYY 4x150 SE | 173 | 174 | 0.015098 | 0.208 | 0.08 | 261 | 0 | 0.27 | 1 | 1 | cs | TRUE
181 | LV_3378-1_0_5_line_181 | NAYY 4x150 SE | 174 | 175 | 0.14391 | 0.208 | 0.08 | 261 | 0 | 0.27 | 1 | 1 | cs | TRUE
182 | LV_3378-1_0_5_line_182 | NAYY 4x150 SE | 175 | 176 | 0.014129 | 0.208 | 0.08 | 261 | 0 | 0.27 | 1 | 1 | cs | TRUE
183 | LV_3378-1_0_5_line_183 | NAYY 4x150 SE | 177 | 178 | 0.0052689 | 0.208 | 0.08 | 261 | 0 | 0.27 | 1 | 1 | cs | TRUE
184 | LV_3378-1_0_5_line_184 | NAYY 4x150 SE | 178 | 179 | 0.028525 | 0.208 | 0.08 | 261 | 0 | 0.27 | 1 | 1 | cs | TRUE
185 | LV_3378-1_0_5_line_185 | NAYY 4x150 SE | 179 | 180 | 0.014543 | 0.208 | 0.08 | 261 | 0 | 0.27 | 1 | 1 | cs | TRUE
186 | LV_3378-1_0_5_line_186 | NAYY 4x150 SE | 180 | 184 | 0.022729 | 0.208 | 0.08 | 261 | 0 | 0.27 | 1 | 1 | cs | TRUE
187 | LV_3378-1_0_5_line_187 | NAYY 4x150 SE | 181 | 185 | 0.029044 | 0.208 | 0.08 | 261 | 0 | 0.27 | 1 | 1 | cs | TRUE
188 | LV_3378-1_0_5_line_188 | NAYY 4x150 SE | 182 | 194 | 0.0063364 | 0.208 | 0.08 | 261 | 0 | 0.27 | 1 | 1 | cs | TRUE
189 | LV_3378-1_0_5_line_189 | NAYY 4x150 SE | 183 | 193 | 0.022863 | 0.208 | 0.08 | 261 | 0 | 0.27 | 1 | 1 | cs | TRUE
190 | LV_3378-1_0_5_line_190 | NAYY 4x150 SE | 185 | 186 | 0.067634 | 0.208 | 0.08 | 261 | 0 | 0.27 | 1 | 1 | cs | TRUE
191 | LV_3378-1_0_5_line_191 | NAYY 4x150 SE | 186 | 187 | 0.0043103 | 0.208 | 0.08 | 261 | 0 | 0.27 | 1 | 1 | cs | TRUE
192 | LV_3378-1_0_5_line_192 | NAYY 4x150 SE | 188 | 189 | 0.0097332 | 0.208 | 0.08 | 261 | 0 | 0.27 | 1 | 1 | cs | TRUE
193 | LV_3378-1_0_5_line_193 | NAYY 4x150 SE | 192 | 193 | 0.035765 | 0.208 | 0.08 | 261 | 0 | 0.27 | 1 | 1 | cs | TRUE

## trafo
| name | std_type | hv_bus | lv_bus | sn_mva | vn_hv_kv | vn_lv_kv | vk_percent | vkr_percent | pfe_kw | i0_percent | shift_degree | tap_side | tap_neutral | tap_min | tap_max | tap_step_percent | tap_step_degree | tap_pos | tap_phase_shifter | parallel | df | in_service
0 | LV_3378-1_0_5_trafo_285 | 0.25 MVA 20/0.4 kV | 195 | 50 | 0.25 | 20 | 0.4 | 6 | 1.44 | 0.8 | 0.32 | 150 | hv | 0 | -2 | 2 | 2.5 | 0 | 0 | FALSE | 1 | 1 | TRUE

## line_geodata
| x0 | y0 | x1 | y1 | x2 | y2 | x3 | y3 | x4 | y4 | x5 | y5 | x6 | y6 | x7 | y7 | x8 | y8 | x9 | y9 | x10 | y10 | x11 | y11 | x12 | y12 | x13 | y13 | x14 | y14 | x15 | y15 | x16 | y16 | x17 | y17 | x18 | y18 | x19 | y19 | x20 | y20 | x21 | y21
0 | 2731489.5314 | 1242052.2708 | 2731506.5243 | 1242034.2244
1 | 2731489.5314 | 1242052.2708 | 2731461.9848 | 1242081.5253 | 2731454.7552 | 1242089.4067
2 | 2731511.2202 | 1242029.2374 | 2731506.5243 | 1242034.2244
3 | 2731445.7129 | 1242098.7783 | 2731447.4382 | 1242097.3835 | 2731454.7552 | 1242089.4067
4 | 2731443.7726 | 1242100.3469 | 2731445.7129 | 1242098.7783
5 | 2731443.7726 | 1242100.3469 | 2731440.6231 | 1242102.893 | 2731435.6791 | 1242106.2197 | 2731434.5528 | 1242107.1386
6 | 2731434.5528 | 1242107.1386 | 2731428.9305 | 1242111.7259
7 | 2731417.1946 | 1242121.3012 | 2731428.9305 | 1242111.7259
8 | 2731295.5067 | 1242151.2784 | 2731303.996 | 1242144.7355
9 | 2731383.8642 | 1242040.4932 | 2731366.5406 | 1242067.0105 | 2731357.1483 | 1242078.9352 | 2731352.0703 | 1242083.8716 | 2731344.7287 | 1242090.2813 | 2731340.2394 | 1242095.9536 | 2731335.6967 | 1242104.0378 | 2731326.0739 | 1242126.3776 | 2731320.9692 | 1242132.5255 | 2731309.5326 | 1242140.4683 | 2731303.996 | 1242144.7355
10 | 2731292.225 | 1242159.1126 | 2731291.939 | 1242156.6597 | 2731295.5067 | 1242151.2784 | 2731295.5067 | 1242151.2784
11 | 2731292.225 | 1242159.1126 | 2731298.7242 | 1242153.1735 | 2731312.1748 | 1242143.7518 | 2731338.1778 | 1242127.9134 | 2731350.083 | 1242120.0001
12 | 2731292.225 | 1242159.1126 | 2731289.2377 | 1242161.8489 | 2731285.601 | 1242165.0813
13 | 2731292.225 | 1242159.1126 | 2731294.5797 | 1242162.7457 | 2731305.2308 | 1242153.729 | 2731317.5393 | 1242145.6833 | 2731330.4694 | 1242137.5734 | 2731330.3588 | 1242141.8858
14 | 2731417.1946 | 1242121.3012 | 2731413.8033 | 1242118.0344 | 2731406.5601 | 1242112.8362 | 2731399.6446 | 1242109.5691 | 2731393.529 | 1242107.4097 | 2731387.2999 | 1242106.2708 | 2731381.1388 | 1242106.5012 | 2731373.5701 | 1242107.8015 | 2731366.2432 | 1242110.475 | 2731357.1212 | 1242115.3217 | 2731350.083 | 1242120.0001
15 | 2731285.601 | 1242165.0813 | 2731276.9565 | 1242172.7645 | 2731272.9967 | 1242176.9605
16 | 2731330.3588 | 1242141.8858 | 2731328.9474 | 1242152.6862 | 2731326.5501 | 1242167.0234 | 2731326.238 | 1242175.3125 | 2731330.0352 | 1242180.0562 | 2731333.318 | 1242182.5406
17 | 2731417.1946 | 1242121.3012 | 2731420.6453 | 1242124.6138 | 2731426.5052 | 1242131.2078
18 | 2731399.1963 | 1242118.2 | 2731401.5347 | 1242114.7154 | 2731405.6684 | 1242117.2425 | 2731413.6379 | 1242123.7913 | 2731417.1946 | 1242121.3012
19 | 2731259.2252 | 1242190.761 | 2731263.4894 | 1242187.0346 | 2731272.9967 | 1242176.9605
20 | 2731399.1963 | 1242118.2 | 2731393.7351 | 1242125.7523 | 2731381.4736 | 1242135.9721
21 | 2731379.7893 | 1242137.3759 | 2731381.4736 | 1242135.9721
22 | 2731453.7199 | 1242154.4833 | 2731460.0988 | 1242150.5657 | 2731467.6191 | 1242145.4693
23 | 2731453.7199 | 1242154.4833 | 2731456.5023 | 1242158.6041 | 2731453.4834 | 1242161.7399 | 2731451.9553 | 1242165.8541 | 2731451.4636 | 1242170.6362 | 2731451.8344 | 1242172.3348 | 2731457.5727 | 1242182.9823 | 2731465.2053 | 1242194.1499 | 2731471.4327 | 1242200.8159 | 2731468.0368 | 1242204.2436 | 2731465.759 | 1242208.0631
24 | 2731453.7199 | 1242154.4833 | 2731451.2284 | 1242151.2253 | 2731446.0747 | 1242151.3891 | 2731442.1498 | 1242150.0232 | 2731437.7381 | 1242145.7106 | 2731434.5233 | 1242141.3557
25 | 2731478.2316 | 1242138.1906 | 2731468.0915 | 1242145.1491 | 2731467.6191 | 1242145.4693
26 | 2731465.759 | 1242208.0631 | 2731460.8998 | 1242211.6586 | 2731452.5456 | 1242213.5975 | 2731445.3827 | 1242213.9947 | 2731438.4406 | 1242213.6407
27 | 2731462.2791 | 1242204.3606 | 2731465.759 | 1242208.0631
28 | 2731426.5052 | 1242131.2078 | 2731429.6177 | 1242134.7102 | 2731434.5233 | 1242141.3557
29 | 2731244.7835 | 1242208.395 | 2731255.7819 | 1242217.8464 | 2731269.8676 | 1242229.6014 | 2731272.5172 | 1242232.1851
30 | 2731206.5208 | 1242203.4558 | 2731206.3988 | 1242206.578 | 2731222.3053 | 1242207.1413 | 2731230.4132 | 1242207.443 | 2731236.0619 | 1242206.7785 | 2731241.26 | 1242205.2921 | 2731244.7835 | 1242208.395
31 | 2731244.7835 | 1242208.395 | 2731250.9279 | 1242205.495 | 2731258.5533 | 1242201.6269
32 | 2731292.6903 | 1242259.3543 | 2731287.7692 | 1242252.7731 | 2731283.2843 | 1242244.589 | 2731277.9661 | 1242237.4985 | 2731272.5172 | 1242232.1851
33 | 2731206.5208 | 1242203.4558 | 2731216.1236 | 1242203.8684 | 2731227.8143 | 1242203.6017
34 | 2731206.5208 | 1242203.4558 | 2731205.9226 | 1242193.5784 | 2731204.1825 | 1242188.1056
35 | 2731258.5533 | 1242201.6269 | 2731264.6588 | 1242197.0691 | 2731278.7113 | 1242184.0242 | 2731281.1761 | 1242181.4445
36 | 2731339.4752 | 1242188.9228 | 2731336.045 | 1242184.6043 | 2731333.318 | 1242182.5406
37 | 2731188.2177 | 1242306.4293 | 2731190.1868 | 1242296.3864 | 2731190.2954 | 1242294.8986 | 2731191.1211 | 1242279.7926 | 2731191.9209 | 1242265.1754
38 | 2731183.2782 | 1242308.1995 | 2731188.2177 | 1242306.4293
39 | 2731161.5544 | 1242285.166 | 2731166.3956 | 1242285.1063 | 2731170.6824 | 1242285.1566 | 2731171.0949 | 1242289.4139 | 2731172.2097 | 1242291.6627 | 2731188.2177 | 1242306.4293
40 | 2731188.2177 | 1242306.4293 | 2731191.8213 | 1242306.2533 | 2731196.6963 | 1242308.0849 | 2731200.9738 | 1242311.9717 | 2731203.0617 | 1242318.4346 | 2731204.7538 | 1242319.8843 | 2731209.3501 | 1242320.6422
41 | 2731191.9209 | 1242265.1754 | 2731194.3848 | 1242265.3307
42 | 2731183.2782 | 1242308.1995 | 2731177.7971 | 1242312.2263 | 2731172.3477 | 1242309.0141 | 2731171.3917 | 1242309.8382 | 2731170.7479 | 1242311.9369 | 2731170.6686 | 1242323.6446
43 | 2731161.5544 | 1242285.166 | 2731161.3752 | 1242272.4931
44 | 2731161.5544 | 1242285.166 | 2731161.7722 | 1242298.9383
45 | 2731215.9307 | 1242333.2208 | 2731209.3501 | 1242320.6422
46 | 2731161.9894 | 1242312.6773 | 2731151.6912 | 1242312.0554
47 | 2731161.9894 | 1242312.6773 | 2731161.8552 | 1242333.4479 | 2731161.5302 | 1242345.1886
48 | 2731161.9894 | 1242312.6773 | 2731161.7722 | 1242298.9383
49 | 2731160.9449 | 1242356.4811 | 2731161.3658 | 1242351.1302 | 2731161.5302 | 1242345.1886
50 | 2731147.7799 | 1242189.5788 | 2731152.5552 | 1242195.5784 | 2731163.9559 | 1242209.0754 | 2731169.4907 | 1242213.9019 | 2731170.3215 | 1242214.632 | 2731167.4973 | 1242218.206 | 2731166.1622 | 1242220.4451
51 | 2731163.3221 | 1242228.1557 | 2731165.064 | 1242222.9119 | 2731166.1622 | 1242220.4451
52 | 2731166.1622 | 1242220.4451 | 2731164.7006 | 1242216.4315 | 2731162.1499 | 1242212.4273 | 2731161.1587 | 1242211.1342
53 | 2731147.7799 | 1242189.5788 | 2731163.897 | 1242182.6861
54 | 2731163.3221 | 1242228.1557 | 2731145.2231 | 1242225.8537 | 2731140.9001 | 1242226.4143 | 2731138.8419 | 1242227.0317
55 | 2731163.3221 | 1242228.1557 | 2731162.2003 | 1242233.0574 | 2731161.4969 | 1242239.5586 | 2731161.4306 | 1242241.9159
56 | 2731143.204 | 1242187.4245 | 2731150.9112 | 1242197.7662 | 2731161.1587 | 1242211.1342
57 | 2731165.8458 | 1242356.8008 | 2731160.9449 | 1242356.4811
58 | 2731165.8458 | 1242356.8008 | 2731164.0884 | 1242369.2394 | 2731161.9084 | 1242379.9338 | 2731158.1672 | 1242391.4611 | 2731154.6146 | 1242399.5896 | 2731148.4105 | 1242413.0642 | 2731138.6696 | 1242430.1972 | 2731129.3257 | 1242446.0486
59 | 2731026.903 | 1242612.3831 | 2731039.6398 | 1242591.1604 | 2731081.1312 | 1242523.4847 | 2731126.9313 | 1242450.1106 | 2731129.3257 | 1242446.0486
60 | 2731227.8143 | 1242203.6017 | 2731234.434 | 1242203.4507 | 2731244.7982 | 1242200.5552 | 2731255.6081 | 1242193.9218 | 2731258.189 | 1242191.6664
61 | 2731196.859 | 1242176.9971 | 2731203.4621 | 1242185.8396 | 2731204.1825 | 1242188.1056
62 | 2731206.6093 | 1242266.1009 | 2731194.3848 | 1242265.3307
63 | 2731214.7265 | 1242237.956 | 2731217.6656 | 1242238.0766 | 2731221.021 | 1242237.8395
64 | 2731221.021 | 1242237.8395 | 2731219.0979 | 1242263.2301 | 2731219.0679 | 1242264.2414
65 | 2731218.4434 | 1242281.1868 | 2731218.9719 | 1242266.8749 | 2731219.0679 | 1242264.2414
66 | 2731206.6093 | 1242266.1009 | 2731218.9719 | 1242266.8749 | 2731219.0679 | 1242264.2414
67 | 2731170.3508 | 1242341.8136 | 2731170.6145 | 1242331.6399 | 2731170.6686 | 1242323.6446
68 | 2731170.9371 | 1242180.8975 | 2731166.0268 | 1242181.7753 | 2731163.897 | 1242182.6861
69 | 2731138.8419 | 1242227.0317 | 2731136.9642 | 1242227.595 | 2731127.9513 | 1242232.0455
70 | 2731161.1061 | 1242253.462 | 2731161.4306 | 1242241.9159
71 | 2731161.1061 | 1242253.462 | 2731161.3752 | 1242272.4931
72 | 2731350.1867 | 1242309.5701 | 2731337.6311 | 1242298.5428
73 | 2731350.1867 | 1242309.5701 | 2731336.365 | 1242326.1318
74 | 2731317.1021 | 1242280.5127 | 2731337.6311 | 1242298.5428
75 | 2731462.2791 | 1242204.3606 | 2731455.1566 | 1242204.9812 | 2731442.0049 | 1242205.3458 | 2731436.8031 | 1242203.9293 | 2731428.8597 | 1242199.9611 | 2731406.5264 | 1242192.3723
76 | 2731339.9683 | 1242257.065 | 2731337.1439 | 1242252.7877 | 2731330.9879 | 1242246.9909
77 | 2731339.9683 | 1242257.065 | 2731336.6004 | 1242260.5186
78 | 2731301.627 | 1242231.7836 | 2731317.2536 | 1242234.3983 | 2731319.9872 | 1242236.6274 | 2731330.9879 | 1242246.9909
79 | 2731335.1895 | 1242261.9653 | 2731336.6004 | 1242260.5186
80 | 2731218.4434 | 1242281.1868 | 2731228.3165 | 1242281.6833
81 | 2731258.189 | 1242191.6664 | 2731259.2252 | 1242190.761
82 | 2731505.7745 | 1242112.3752 | 2731495.2048 | 1242123.5977 | 2731489.8976 | 1242129.3184 | 2731484.0724 | 1242134.1825 | 2731478.2316 | 1242138.1906
83 | 2731292.6903 | 1242259.3543 | 2731301.527 | 1242266.9145
84 | 2731231.4416 | 1242333.197 | 2731221.099 | 1242332.7346 | 2731215.9307 | 1242333.2208
85 | 2731210.0004 | 1242337.0485 | 2731215.9307 | 1242333.2208
86 | 2731143.204 | 1242187.4245 | 2731137.4706 | 1242179.7314 | 2731134.316 | 1242175.3356 | 2731122.4346 | 1242158.9478 | 2731119.0348 | 1242154.0054
87 | 2731026.903 | 1242612.3831 | 2731017.4746 | 1242628.0932
88 | 2731196.859 | 1242176.9971 | 2731207.0808 | 1242168.5581
89 | 2731196.859 | 1242176.9971 | 2731191.5256 | 1242179.8149 | 2731189.7558 | 1242180.0685
90 | 2731170.3508 | 1242341.8136 | 2731170.3049 | 1242343.5879 | 2731169.2414 | 1242358.6962
91 | 2731210.0004 | 1242337.0485 | 2731217.7379 | 1242345.7244
92 | 2731232.7089 | 1242362.3837 | 2731218.1249 | 1242346.1583 | 2731217.7379 | 1242345.7244
93 | 2731089.5269 | 1242119.4089 | 2731083.5883 | 1242117.7874 | 2731074.7127 | 1242115.9453
94 | 2731089.5269 | 1242119.4089 | 2731099.0001 | 1242125.3455 | 2731109.391 | 1242135.9508 | 2731112.4115 | 1242138.5532 | 2731115.7656 | 1242140.0841 | 2731111.7247 | 1242140.8844
95 | 2731111.7247 | 1242140.8844 | 2731107.638 | 1242142.0396 | 2731103.4713 | 1242143.7379 | 2731098.6628 | 1242147.446 | 2731096.7204 | 1242150.4724 | 2731094.8047 | 1242155.3677 | 2731093.6276 | 1242161.4025 | 2731093.8309 | 1242168.9691 | 2731093.572 | 1242177.2594 | 2731092.3625 | 1242182.2576
96 | 2731111.7247 | 1242140.8844 | 2731114.3681 | 1242146.5144 | 2731117.401 | 1242151.6303 | 2731119.0348 | 1242154.0054
97 | 2731111.7247 | 1242140.8844 | 2731115.7656 | 1242140.0841 | 2731114.6535 | 1242132.92 | 2731114.3934 | 1242126.898 | 2731114.8664 | 1242120.5585 | 2731115.9795 | 1242113.3101 | 2731118.2714 | 1242104.7422 | 2731122.4373 | 1242093.5023 | 2731125.2086 | 1242087.5361
98 | 2731125.2086 | 1242087.5361 | 2731129.8298 | 1242077.5963 | 2731138.4843 | 1242062.0544
99 | 2731125.2086 | 1242087.5361 | 2731140.147 | 1242090.5132 | 2731144.117 | 1242090.1895 | 2731144.4382 | 1242089.7706
100 | 2731143.7221 | 1242052.6483 | 2731138.4843 | 1242062.0544
101 | 2731144.4382 | 1242089.7706 | 2731148.9139 | 1242083.9346 | 2731153.5069 | 1242076.7985
102 | 2731186.8512 | 1242180.4847 | 2731184.197 | 1242180.865 | 2731176.1021 | 1242179.9742 | 2731170.9371 | 1242180.8975
103 | 2731125.9923 | 1242233.0128 | 2731127.9513 | 1242232.0455
104 | 2731125.9923 | 1242233.0128 | 2731127.9001 | 1242240.7839 | 2731131.5985 | 1242252.3979
105 | 2731131.5985 | 1242252.3979 | 2731129.6811 | 1242263.3175
106 | 2731125.9923 | 1242233.0128 | 2731114.6175 | 1242234.1499
107 | 2731129.4055 | 1242264.8866 | 2731129.6811 | 1242263.3175
108 | 2731317.1021 | 1242280.5127 | 2731335.1895 | 1242261.9653
109 | 2731317.1021 | 1242280.5127 | 2731305.4335 | 1242270.2568 | 2731301.527 | 1242266.9145
110 | 2731186.8512 | 1242180.4847 | 2731189.7558 | 1242180.0685
111 | 2731056.0915 | 1242003.459 | 2731047.4806 | 1242017.4739
112 | 2731056.0915 | 1242003.459 | 2731058.7335 | 1241999.1566
113 | 2731047.4806 | 1242017.4739 | 2731045.8383 | 1242020.147 | 2731036.7251 | 1242030.4214 | 2731029.3804 | 1242036.2976 | 2731022.3779 | 1242040.3799 | 2731019.7758 | 1242040.6859
114 | 2731058.7335 | 1241999.1566 | 2731060.1004 | 1241996.9307 | 2731072.9259 | 1241975.0728 | 2731077.8065 | 1241969.8205 | 2731084.4174 | 1241964.9845 | 2731096.1581 | 1241961.0738 | 2731103.8753 | 1241960.5883 | 2731110.962 | 1241961.2565 | 2731118.0082 | 1241963.0693 | 2731123.7182 | 1241967.1514
115 | 2731143.7221 | 1242052.6483 | 2731158.988 | 1242027.486 | 2731180.8677 | 1241989.1586 | 2731195.3088 | 1241962.666 | 2731200.5566 | 1241950.3936 | 2731204.4469 | 1241939.6592 | 2731207.9382 | 1241928.1597 | 2731215.5638 | 1241896.9201
116 | 2731143.7221 | 1242052.6483 | 2731143.4894 | 1242036.1511 | 2731143.8282 | 1242015.3628 | 2731142.7009 | 1242001.7038 | 2731140.8045 | 1241992.0424 | 2731137.3905 | 1241983.6375 | 2731133.1436 | 1241976.304 | 2731127.5751 | 1241969.9088 | 2731123.7182 | 1241967.1514
117 | 2731378.3888 | 1241935.0139 | 2731373.5995 | 1241940.5683 | 2731360.5158 | 1241949.7867 | 2731345.6388 | 1241957.3418 | 2731307.1141 | 1241975.0936 | 2731297.8471 | 1241981.3607 | 2731280.7721 | 1241996.6518 | 2731268.2241 | 1242009.0183 | 2731229.9516 | 1242038.2974 | 2731195.8336 | 1242063.0312 | 2731180.5265 | 1242071.5892 | 2731172.9789 | 1242073.6463 | 2731165.0322 | 1242070.8349 | 2731159.855 | 1242071.0318 | 2731154.6937 | 1242074.9545 | 2731153.5069 | 1242076.7985
118 | 2731207.0808 | 1242168.5581 | 2731209.9776 | 1242166.1666 | 2731212.4512 | 1242163.1125
119 | 2730673.1332 | 1242118.3661 | 2730679.4004 | 1242108.4662 | 2730685.1054 | 1242094.6131 | 2730687.8258 | 1242081.3282 | 2730690.0818 | 1242071.2692 | 2730688.1453 | 1242061.3402 | 2730681.6433 | 1242049.2421 | 2730671.0644 | 1242032.0277 | 2730661.9759 | 1242015.4688 | 2730654.276 | 1242002.1322 | 2730651.664 | 1241991.9659 | 2730647.3099 | 1241981.5722 | 2730648.8754 | 1241971.2756 | 2730653.1845 | 1241961.74
120 | 2730642.3579 | 1241958.0992 | 2730653.1845 | 1241961.74 | 2730653.1845 | 1241961.74
121 | 2730673.1332 | 1242118.3661 | 2730668.1803 | 1242126.19 | 2730658.8232 | 1242140.3629 | 2730652.0463 | 1242158.5962 | 2730647.1947 | 1242176.2824
122 | 2730587.9067 | 1241939.2395 | 2730602.7214 | 1241944.7702 | 2730642.3579 | 1241958.0992
123 | 2730647.1947 | 1242176.2824 | 2730479.48 | 1242393.1338
124 | 2730663.4861 | 1241795.9013 | 2730660.0302 | 1241807.2127 | 2730641.7913 | 1241849.3032 | 2730633.4132 | 1241866.0554 | 2730622.1828 | 1241881.1435 | 2730605.308 | 1241900.1219 | 2730596.4183 | 1241915.7287 | 2730590.2358 | 1241934.4421 | 2730587.9067 | 1241939.2395
125 | 2730479.48 | 1242393.1338 | 2730477.154 | 1242394.7973 | 2730474.5833 | 1242398.5951
126 | 2730663.4861 | 1241795.9013 | 2730667.1103 | 1241789.6534 | 2730669.9404 | 1241784.7782 | 2730674.0044 | 1241774.7034 | 2730677.9211 | 1241761.7006 | 2730681.4498 | 1241752.9263 | 2730685.837 | 1241746.3728 | 2730698.1798 | 1241726.8165 | 2730703.3189 | 1241718.0666 | 2730706.6589 | 1241708.5875 | 2730708.8142 | 1241697.9591 | 2730710.4578 | 1241683.0936 | 2730713.0696 | 1241665.1356 | 2730717.0311 | 1241645.9952 | 2730720.7559 | 1241632.7881 | 2730725.8534 | 1241621.1236 | 2730728.8461 | 1241617.7977
127 | 2730663.4861 | 1241795.9013 | 2730672.7519 | 1241797.907 | 2730699.0019 | 1241805.8474 | 2730706.4973 | 1241808.6058
128 | 2730648.9522 | 1241790.6546 | 2730663.4861 | 1241795.9013
129 | 2730728.8461 | 1241617.7977 | 2730732.7922 | 1241613.4253 | 2730738.8007 | 1241607.9753
130 | 2730717.4117 | 1241813.2242 | 2730714.1412 | 1241811.4189 | 2730706.4973 | 1241808.6058
131 | 2730648.9522 | 1241790.6546 | 2730640.9335 | 1241785.2512 | 2730631.4355 | 1241780.0488 | 2730625.303 | 1241777.4021
132 | 2731217.9478 | 1241887.1538 | 2731215.5638 | 1241896.9201
133 | 2731217.9478 | 1241887.1538 | 2731218.2029 | 1241886.1086
134 | 2730864.7842 | 1241853.3858 | 2730874.367 | 1241871.1791 | 2730887.3163 | 1241890.9818 | 2730902.5173 | 1241910.8675 | 2730919.4779 | 1241928.1232 | 2730943.0896 | 1241946.2487 | 2730953.4699 | 1241955.6525 | 2730960.8868 | 1241964.3125 | 2730964.0071 | 1241969.9307 | 2730965.717 | 1241976.0626 | 2730969.0213 | 1241995.9527 | 2730974.3961 | 1242008.3821 | 2730981.4543 | 1242020.2703 | 2730986.7353 | 1242027.3597 | 2730996.4343 | 1242035.0693 | 2731006.9918 | 1242039.5173 | 2731015.3718 | 1242041.2037 | 2731019.7758 | 1242040.6859
135 | 2730864.7842 | 1241853.3858 | 2730844.9752 | 1241833.2427 | 2730833.6989 | 1241823.9862 | 2730822.9134 | 1241819.2221 | 2730817.7347 | 1241819.8196 | 2730814.3663 | 1241823.037 | 2730810.7868 | 1241828.9632 | 2730808.2015 | 1241835.7677 | 2730804.6108 | 1241842.55 | 2730799.2316 | 1241845.7231 | 2730794.79 | 1241845.4805 | 2730786.9971 | 1241841.1606 | 2730773.6746 | 1241832.4373 | 2730765.3342 | 1241828.25 | 2730754.7758 | 1241824.8477 | 2730748.1295 | 1241824.779 | 2730739.4416 | 1241825.3771 | 2730729.145 | 1241819.7009
136 | 2731232.7089 | 1242362.3837 | 2731251.5787 | 1242384.1643 | 2731260.5948 | 1242396.3743 | 2731264.7566 | 1242409.9226 | 2731264.3283 | 1242425.1708 | 2731258.5843 | 1242477.6337 | 2731255.088 | 1242494.4932 | 2731249.3472 | 1242508.2115 | 2731231.791 | 1242536.0919 | 2731221.1915 | 1242557.5094 | 2731217.7881 | 1242572.2247 | 2731216.4823 | 1242590.5673 | 2731215.6874 | 1242601.8703
137 | 2730763.2243 | 1241586.0832 | 2730758.7881 | 1241588.3318 | 2730752.4949 | 1241594.5319 | 2730749.5922 | 1241597.8931 | 2730741.1348 | 1241605.8581 | 2730738.8007 | 1241607.9753
138 | 2730729.145 | 1241819.7009 | 2730717.4117 | 1241813.2242
139 | 2730729.145 | 1241819.7009 | 2730728.249 | 1241825.008 | 2730729.2568 | 1241834.5273 | 2730729.9843 | 1241838.9801
140 | 2730763.2243 | 1241586.0832 | 2730768.7007 | 1241583.3125 | 2730778.5347 | 1241581.5165 | 2730795.9425 | 1241579.5873 | 2730809.5332 | 1241576.8623 | 2730817.1409 | 1241574.5026
141 | 2731231.4416 | 1242333.197 | 2731243.3896 | 1242333.7306
142 | 2730675.1338 | 1242726.5404 | 2730691.6286 | 1242722.3111 | 2730707.1285 | 1242718.6159 | 2730721.904 | 1242711.0793 | 2730742.1597 | 1242698.1587 | 2730766.5214 | 1242683.5273 | 2730772.1597 | 1242675.767 | 2730777.1056 | 1242666.4902 | 2730803.2793 | 1242631.0919 | 2730822.8415 | 1242616.0323 | 2730845.8884 | 1242596.9238 | 2730852.7832 | 1242590.4925 | 2730860.9946 | 1242585.7361 | 2730872.7706 | 1242582.5597 | 2730881.2282 | 1242580.3554 | 2730889.5371 | 1242577.6919 | 2730896.091 | 1242573.3438 | 2730905.6874 | 1242566.8276 | 2730914.7983 | 1242562.0911 | 2730927.8589 | 1242555.1955 | 2730935.3486 | 1242549.2222
143 | 2730525.8632 | 1242919.9785 | 2730544.0365 | 1242908.5127 | 2730554.8638 | 1242900.3105 | 2730564.5298 | 1242889.5583 | 2730575.2194 | 1242872.5009 | 2730580.6361 | 1242857.9631 | 2730596.6964 | 1242811.2983 | 2730602.1649 | 1242801.6214 | 2730607.3556 | 1242795.9752 | 2730620.5308 | 1242787.2687 | 2730627.5886 | 1242779.9399 | 2730642.7052 | 1242757.5978 | 2730645.1001 | 1242755.293 | 2730675.1338 | 1242726.5404
144 | 2730525.8632 | 1242919.9785 | 2730539.5326 | 1242919.3786 | 2730557.3656 | 1242918.2144 | 2730564.4096 | 1242917.3353 | 2730568.7321 | 1242915.7401 | 2730576.1073 | 1242911.4987 | 2730606.2155 | 1242890.6432 | 2730615.8777 | 1242882.8157 | 2730618.8249 | 1242879.1218 | 2730621.2801 | 1242873.7379 | 2730622.9846 | 1242867.4144 | 2730625.2829 | 1242863.317 | 2730628.0539 | 1242861.443 | 2730630.9108 | 1242861.5059 | 2730633.0827 | 1242863.4888 | 2730634.9469 | 1242867.4221 | 2730634.7385 | 1242876.8813 | 2730632.0016 | 1242888.8759 | 2730626.6276 | 1242902.5027 | 2730620.8539 | 1242916.7658 | 2730620.2242 | 1242921.6673 | 2730621.7287 | 1242924.425
145 | 2730859.9329 | 1242969.477 | 2730847.1914 | 1242982.3089 | 2730843.47 | 1242987.498 | 2730840.7888 | 1242994.2114 | 2730835.1252 | 1243011.6906 | 2730830.8883 | 1243029.2791 | 2730827.4086 | 1243051.6217 | 2730826.5534 | 1243060.2215 | 2730827.3313 | 1243064.3756 | 2730830.0232 | 1243068.4829 | 2730834.2225 | 1243071.1 | 2730841.4965 | 1243072.4727 | 2730842.4848 | 1243072.7001
146 | 2730875.7507 | 1242953.5471 | 2730859.9329 | 1242969.477
147 | 2730875.7507 | 1242953.5471 | 2730883.7475 | 1242954.7244 | 2730890.6446 | 1242954.6765 | 2730896.3574 | 1242952.7898 | 2730900.095 | 1242948.9244 | 2730901.4104 | 1242942.7703 | 2730900.5442 | 1242937.8247 | 2730873.7731 | 1242891.7276 | 2730870.0263 | 1242882.6482 | 2730869.265 | 1242875.3473 | 2730871.1162 | 1242869.9279 | 2730875.9487 | 1242862.3612 | 2730879.5414 | 1242855.4678 | 2730879.6496 | 1242850.9107 | 2730877.9366 | 1242845.6128 | 2730874.1019 | 1242839.4895 | 2730861.3576 | 1242823.8616
148 | 2730875.7507 | 1242953.5471 | 2730856.8737 | 1242940.6863 | 2730853.2487 | 1242939.7945 | 2730849.4589 | 1242941.2344 | 2730845.6945 | 1242944.2859
149 | 2730858.8089 | 1242819.7685 | 2730861.3576 | 1242823.8616
150 | 2730861.3576 | 1242823.8616 | 2730866.5354 | 1242819.4942 | 2730871.9042 | 1242815.0421 | 2730894.5573 | 1242795.5915 | 2730924.4581 | 1242771.5413 | 2730936.0592 | 1242761.8889 | 2730947.8198 | 1242750.8388 | 2730958.883 | 1242738.8392 | 2730968.4046 | 1242727.1392 | 2730975.1234 | 1242717.379 | 2730981.1781 | 1242706.8702 | 2730986.7383 | 1242695.8167 | 2730988.4227 | 1242692.2881
151 | 2730858.8089 | 1242819.7685 | 2730862.5152 | 1242816.6364 | 2730871.5113 | 1242808.8614 | 2730878.3746 | 1242803.2151
152 | 2730858.8089 | 1242819.7685 | 2730855.73 | 1242811.6047 | 2730846.4848 | 1242800.5134 | 2730837.7925 | 1242793.8382 | 2730829.8156 | 1242790.0368 | 2730820.0971 | 1242788.3989 | 2730808.3458 | 1242790.475 | 2730792.7565 | 1242800.2547
153 | 2730988.4227 | 1242692.2881 | 2730997.0298 | 1242674.2585 | 2731001.6406 | 1242664.465
154 | 2730878.3746 | 1242803.2151 | 2730885.8053 | 1242797.1022
155 | 2730792.7565 | 1242800.2547 | 2730786.991 | 1242803.8715 | 2730784.6961 | 1242805.6369
156 | 2731001.6406 | 1242664.465 | 2731005.813 | 1242655.6028 | 2731006.7294 | 1242653.8681
157 | 2730969.8343 | 1242717.0317 | 2730963.61 | 1242725.7878 | 2730955.5539 | 1242736.5304 | 2730944.9133 | 1242747.8833 | 2730930.3438 | 1242760.4616 | 2730885.8053 | 1242797.1022
158 | 2730650.1558 | 1243008.001 | 2730647.0038 | 1243002.8049 | 2730653.6882 | 1242996.2797 | 2730670.2964 | 1242981.7217 | 2730667.2868 | 1242978.2969 | 2730665.6766 | 1242974.5026 | 2730666.6055 | 1242968.0397 | 2730671.0277 | 1242961.9206 | 2730679.5242 | 1242947.9734
159 | 2730639.4012 | 1243142.6254 | 2730627.4337 | 1243136.7013 | 2730616.0996 | 1243133.6047 | 2730607.6405 | 1243132.8289 | 2730596.9308 | 1243133.3047 | 2730590.6935 | 1243132.2443 | 2730587.3329 | 1243128.6228 | 2730586.4581 | 1243123.3656 | 2730588.7956 | 1243118.1681 | 2730597.5202 | 1243108.9521 | 2730607.3427 | 1243098.6371 | 2730614.311 | 1243089.5159 | 2730636.3503 | 1243053.9147 | 2730649.1628 | 1243031.7887 | 2730653.1814 | 1243022.0242 | 2730654.1948 | 1243017.5538 | 2730653.7933 | 1243012.4405 | 2730650.1558 | 1243008.001
160 | 2730650.1558 | 1243008.001 | 2730661.6034 | 1242997.2202
161 | 2730679.5242 | 1242947.9734 | 2730689.5621 | 1242935.1055 | 2730701.9584 | 1242914.8715
162 | 2730679.5242 | 1242947.9734 | 2730670.5235 | 1242940.5354 | 2730653.782 | 1242928.2006 | 2730647.1187 | 1242922.7825 | 2730643.7858 | 1242920.6406 | 2730640.5389 | 1242920.4356 | 2730630.5579 | 1242924.8864 | 2730625.2042 | 1242925.925 | 2730621.7287 | 1242924.425
163 | 2730639.4012 | 1243142.6254 | 2730644.3669 | 1243136.8853 | 2730648.1732 | 1243129.8853 | 2730652.4994 | 1243126.7445 | 2730656.8034 | 1243124.6151 | 2730656.8034 | 1243124.6151
164 | 2730680.385 | 1242979.5326 | 2730661.6034 | 1242997.2202
165 | 2730731.5462 | 1242865.918 | 2730725.0574 | 1242876.392 | 2730709.3549 | 1242902.6689 | 2730706.0183 | 1242908.2447 | 2730701.9584 | 1242914.8715
166 | 2730776.4585 | 1242811.9739 | 2730784.6961 | 1242805.6369
167 | 2731012.9982 | 1242642.7002 | 2731008.583 | 1242650.3594 | 2731006.7294 | 1242653.8681
168 | 2730733.5288 | 1242933.0238 | 2730735.3671 | 1242931.4557 | 2730758.6239 | 1242912.066
169 | 2730733.5288 | 1242933.0238 | 2730724.3918 | 1242940.8177
170 | 2731127.1671 | 1242277.8196 | 2731127.1946 | 1242277.4779 | 2731129.4055 | 1242264.8866
171 | 2731127.1671 | 1242277.8196 | 2731125.9199 | 1242293.3171
172 | 2730732.4192 | 1241846.7787 | 2730730.6829 | 1241843.2552 | 2730729.9843 | 1241838.9801
173 | 2731505.7745 | 1242112.3752 | 2731508.255 | 1242109.7415 | 2731528.4156 | 1242082.1866 | 2731547.9407 | 1242055.2285
174 | 2731547.9407 | 1242055.2285 | 2731556.9929 | 1242042.7301 | 2731560.6607 | 1242037.6979
175 | 2731012.9982 | 1242642.7002 | 2731017.9318 | 1242634.1414
176 | 2731032.3426 | 1242610.8368 | 2731020.0084 | 1242630.5389 | 2731017.9318 | 1242634.1414
177 | 2731567.2267 | 1242028.6893 | 2731560.6607 | 1242037.6979
178 | 2731567.2267 | 1242028.6893 | 2731584.5696 | 1242004.8843
179 | 2731594.5512 | 1241992.3951 | 2731588.8257 | 1241999.0424 | 2731584.5696 | 1242004.8843
180 | 2731604.739 | 1241981.2687 | 2731600.8658 | 1241985.0639 | 2731594.5512 | 1241992.3951
181 | 2731705.9272 | 1241879.536 | 2731694.5149 | 1241888.7241 | 2731684.7361 | 1241899.283 | 2731668.4635 | 1241920.2735 | 2731654.4767 | 1241935.7433 | 2731639.7335 | 1241949.5172 | 2731618.1515 | 1241968.1547 | 2731604.739 | 1241981.2687
182 | 2731705.9272 | 1241879.536 | 2731705.4986 | 1241874.6556 | 2731706.4978 | 1241868.8283 | 2731707.9132 | 1241865.8281
183 | 2730772.2824 | 1242815.1866 | 2730776.4585 | 1242811.9739
184 | 2730772.2824 | 1242815.1866 | 2730758.8145 | 1242825.5472 | 2730751.5204 | 1242834.4802
185 | 2730751.5204 | 1242834.4802 | 2730749.4575 | 1242837.0065 | 2730743.5163 | 1242846.5966
186 | 2730731.5462 | 1242865.918 | 2730743.5163 | 1242846.5966
187 | 2730969.8343 | 1242717.0317 | 2730972.1714 | 1242713.744 | 2730979.4025 | 1242700.3031 | 2730983.8982 | 1242691.6538
188 | 2730662.9959 | 1243125.867 | 2730660.4446 | 1243125.1069 | 2730656.8034 | 1243124.6151
189 | 2730680.385 | 1242979.5326 | 2730693.6445 | 1242967.0454 | 2730697.1813 | 1242964.0284
190 | 2730983.8982 | 1242691.6538 | 2730985.0886 | 1242689.3635 | 2730998.4774 | 1242661.1012 | 2731008.8796 | 1242642.4147 | 2731015.2566 | 1242631.7889
191 | 2731017.4746 | 1242628.0932 | 2731015.2566 | 1242631.7889
192 | 2731127.0321 | 1242302.9519 | 2731125.7973 | 1242294.8399 | 2731125.9199 | 1242293.3171
193 | 2730697.1813 | 1242964.0284 | 2730724.3918 | 1242940.8177

## bus_geodata
| x | y | coords
0 | 2731489.5314 | 1242052.2708
1 | 2731506.5243 | 1242034.2244
2 | 2731454.7552 | 1242089.4067
3 | 2731511.2202 | 1242029.2374
4 | 2731445.7129 | 1242098.7783
5 | 2731443.7726 | 1242100.3469
6 | 2731434.5528 | 1242107.1386
7 | 2731428.9305 | 1242111.7259
8 | 2731303.996 | 1242144.7355
9 | 2731295.5067 | 1242151.2784
10 | 2731383.8642 | 1242040.4932
11 | 2731292.225 | 1242159.1126
12 | 2731350.083 | 1242120.0001
13 | 2731285.601 | 1242165.0813
14 | 2731330.3588 | 1242141.8858
15 | 2731417.1946 | 1242121.3012
16 | 2731272.9967 | 1242176.9605
17 | 2731399.1963 | 1242118.2
18 | 2731381.4736 | 1242135.9721
19 | 2731453.7199 | 1242154.4833
20 | 2731467.6191 | 1242145.4693
21 | 2731465.759 | 1242208.0631
22 | 2731434.5233 | 1242141.3557
23 | 2731244.7835 | 1242208.395
24 | 2731272.5171 | 1242232.1851
25 | 2731206.5208 | 1242203.4558
26 | 2731258.5533 | 1242201.6269
27 | 2731426.5052 | 1242131.2078
28 | 2731333.318 | 1242182.5406
29 | 2731188.2177 | 1242306.4293
30 | 2731191.9209 | 1242265.1754
31 | 2731183.2782 | 1242308.1995
32 | 2731161.5544 | 1242285.166
33 | 2731209.3501 | 1242320.6422
34 | 2731161.9894 | 1242312.6773
35 | 2731151.6912 | 1242312.0554
36 | 2731161.5302 | 1242345.1886
37 | 2731161.7722 | 1242298.9383
38 | 2731166.1622 | 1242220.4451
39 | 2731147.7799 | 1242189.5788
40 | 2731163.3221 | 1242228.1557
41 | 2731161.1587 | 1242211.1342
42 | 2731165.8458 | 1242356.8008
43 | 2731160.9449 | 1242356.4811
44 | 2731129.3257 | 1242446.0486
45 | 2731227.8143 | 1242203.6017
46 | 2731204.1825 | 1242188.1056
47 | 2731194.3848 | 1242265.3307
48 | 2731221.021 | 1242237.8395
49 | 2731214.7265 | 1242237.956
50 | 2731219.0679 | 1242264.2414
51 | 2731170.6686 | 1242323.6446
52 | 2731163.897 | 1242182.6861
53 | 2731138.8419 | 1242227.0317
54 | 2731161.4306 | 1242241.9159
55 | 2731161.3752 | 1242272.4931
56 | 2731161.1061 | 1242253.462
57 | 2731350.1867 | 1242309.5701
58 | 2731337.6311 | 1242298.5428
59 | 2731336.365 | 1242326.1318
60 | 2731438.4406 | 1242213.6407
61 | 2731462.2791 | 1242204.3606
62 | 2731339.9683 | 1242257.065
63 | 2731330.9879 | 1242246.9909
64 | 2731336.6004 | 1242260.5186
65 | 2731406.5264 | 1242192.3723
66 | 2731218.4434 | 1242281.1868
67 | 2731228.3165 | 1242281.6833
68 | 2731206.6093 | 1242266.1009
69 | 2731259.2252 | 1242190.761
70 | 2731379.7893 | 1242137.3759
71 | 2731478.2316 | 1242138.1906
72 | 2731292.6903 | 1242259.3543
73 | 2731281.1761 | 1242181.4445
74 | 2731339.4752 | 1242188.9228
75 | 2731215.9307 | 1242333.2208
76 | 2731143.204 | 1242187.4245
77 | 2731026.903 | 1242612.3831
78 | 2731258.189 | 1242191.6664
79 | 2731196.859 | 1242176.9971
80 | 2731170.3508 | 1242341.8136
81 | 2731210.0004 | 1242337.0485
82 | 2731217.7379 | 1242345.7244
83 | 2731089.5269 | 1242119.4089
84 | 2731074.7127 | 1242115.9453
85 | 2731111.7247 | 1242140.8844
86 | 2731125.2086 | 1242087.5361
87 | 2731138.4843 | 1242062.0544
88 | 2731144.4382 | 1242089.7706
89 | 2731092.3625 | 1242182.2576
90 | 2731119.0348 | 1242154.0054
91 | 2731170.9371 | 1242180.8975
92 | 2731127.9513 | 1242232.0455
93 | 2731131.5985 | 1242252.3979
94 | 2731125.9923 | 1242233.0128
95 | 2731129.6811 | 1242263.3175
96 | 2731317.1021 | 1242280.5127
97 | 2731301.627 | 1242231.7836
98 | 2731335.1895 | 1242261.9653
99 | 2731186.8512 | 1242180.4847
100 | 2731189.7558 | 1242180.0685
101 | 2731056.0915 | 1242003.459
102 | 2731047.4806 | 1242017.4739
103 | 2731058.7335 | 1241999.1566
104 | 2731143.7221 | 1242052.6483
105 | 2731153.5069 | 1242076.7985
106 | 2731207.0808 | 1242168.5581
107 | 2730653.1845 | 1241961.74
108 | 2730673.1332 | 1242118.3661
109 | 2730642.3579 | 1241958.0992
110 | 2730647.1947 | 1242176.2824
111 | 2730587.9067 | 1241939.2395
112 | 2730479.48 | 1242393.1338
113 | 2730663.4861 | 1241795.9013
114 | 2730728.8461 | 1241617.7977
115 | 2730706.4973 | 1241808.6058
116 | 2730648.9522 | 1241790.6546
117 | 2731123.7181 | 1241967.1514
118 | 2731215.5638 | 1241896.9202
119 | 2731217.9478 | 1241887.1538
120 | 2731019.7758 | 1242040.6859
121 | 2731218.2029 | 1241886.1086
122 | 2730864.7842 | 1241853.3858
123 | 2731215.6874 | 1242601.8703
124 | 2731232.7089 | 1242362.3837
125 | 2730625.303 | 1241777.4021
126 | 2730738.8007 | 1241607.9753
127 | 2730717.4117 | 1241813.2242
128 | 2730729.145 | 1241819.7009
129 | 2730763.2243 | 1241586.0832
130 | 2731231.4416 | 1242333.197
131 | 2731243.3896 | 1242333.7306
132 | 2731301.527 | 1242266.9145
133 | 2731169.2414 | 1242358.6962
134 | 2730935.3486 | 1242549.2222
135 | 2730675.1338 | 1242726.5404
136 | 2730525.8632 | 1242919.9785
137 | 2730859.9329 | 1242969.477
138 | 2730842.4848 | 1243072.7001
139 | 2730875.7507 | 1242953.5471
140 | 2730861.3576 | 1242823.8616
141 | 2730845.6945 | 1242944.2859
142 | 2730858.8089 | 1242819.7685
143 | 2730988.4227 | 1242692.2881
144 | 2730878.3746 | 1242803.2151
145 | 2730792.7565 | 1242800.2547
146 | 2731001.6406 | 1242664.465
147 | 2730885.8053 | 1242797.1022
148 | 2730650.1558 | 1243008.001
149 | 2730679.5242 | 1242947.9734
150 | 2730639.4012 | 1243142.6254
151 | 2730661.6034 | 1242997.2202
152 | 2730701.9584 | 1242914.8715
153 | 2730621.7287 | 1242924.425
154 | 2730784.6961 | 1242805.6369
155 | 2731006.7294 | 1242653.8681
156 | 2730758.6239 | 1242912.066
157 | 2730733.5288 | 1242933.0238
158 | 2731114.6175 | 1242234.1499
159 | 2731129.4055 | 1242264.8866
160 | 2731127.1671 | 1242277.8196
161 | 2730729.9843 | 1241838.9801
162 | 2730732.4192 | 1241846.7787
163 | 2730817.1409 | 1241574.5026
164 | 2731505.7745 | 1242112.3752
165 | 2731547.9407 | 1242055.2285
166 | 2731212.4512 | 1242163.1125
167 | 2731012.9982 | 1242642.7002
168 | 2731017.9318 | 1242634.1414
169 | 2731032.3426 | 1242610.8368
170 | 2731560.6607 | 1242037.6979
171 | 2731567.2267 | 1242028.6893
172 | 2731584.5696 | 1242004.8843
173 | 2731594.5512 | 1241992.3951
174 | 2731604.739 | 1241981.2687
175 | 2731705.9272 | 1241879.536
176 | 2731707.9132 | 1241865.8281
177 | 2730776.4585 | 1242811.9739
178 | 2730772.2824 | 1242815.1866
179 | 2730751.5204 | 1242834.4802
180 | 2730743.5163 | 1242846.5966
181 | 2730969.8343 | 1242717.0317
182 | 2730656.8034 | 1243124.6152
183 | 2730680.385 | 1242979.5326
184 | 2730731.5462 | 1242865.918
185 | 2730983.8982 | 1242691.6538
186 | 2731015.2566 | 1242631.7889
187 | 2731017.4746 | 1242628.0932
188 | 2731127.0321 | 1242302.9519
189 | 2731125.9199 | 1242293.3171
190 | 2730474.5833 | 1242398.5951
191 | 2731378.3888 | 1241935.0139
192 | 2730724.3918 | 1242940.8177
193 | 2730697.1813 | 1242964.0284
194 | 2730662.9959 | 1243125.867
195 | 2731218.9719 | 1242266.8749

## line_std_types
| c_nf_per_km | r_ohm_per_km | x_ohm_per_km | max_i_ka | type | q_mm2 | alpha | voltage_rating
NAYY 4x50 SE | 210 | 0.642 | 0.083 | 0.142 | cs | 50 | 0.00403 | LV
NAYY 4x120 SE | 264 | 0.225 | 0.08 | 0.242 | cs | 120 | 0.00403 | LV
NAYY 4x150 SE | 261 | 0.208 | 0.08 | 0.27 | cs | 150 | 0.00403 | LV
NA2XS2Y 1x95 RM/25 12/20 kV | 216 | 0.313 | 0.132 | 0.252 | cs | 95 | 0.00403 | MV
NA2XS2Y 1x185 RM/25 12/20 kV | 273 | 0.161 | 0.117 | 0.362 | cs | 185 | 0.00403 | MV
NA2XS2Y 1x240 RM/25 12/20 kV | 304 | 0.122 | 0.112 | 0.421 | cs | 240 | 0.00403 | MV
NA2XS2Y 1x95 RM/25 6/10 kV | 315 | 0.313 | 0.123 | 0.249 | cs | 95 | 0.00403 | MV
NA2XS2Y 1x185 RM/25 6/10 kV | 406 | 0.161 | 0.11 | 0.358 | cs | 185 | 0.00403 | MV
NA2XS2Y 1x240 RM/25 6/10 kV | 456 | 0.122 | 0.105 | 0.416 | cs | 240 | 0.00403 | MV
NA2XS2Y 1x150 RM/25 12/20 kV | 250 | 0.206 | 0.116 | 0.319 | cs | 150 | 0.00403 | MV
NA2XS2Y 1x120 RM/25 12/20 kV | 230 | 0.253 | 0.119 | 0.283 | cs | 120 | 0.00403 | MV
NA2XS2Y 1x70 RM/25 12/20 kV | 190 | 0.443 | 0.132 | 0.22 | cs | 70 | 0.00403 | MV
NA2XS2Y 1x150 RM/25 6/10 kV | 360 | 0.206 | 0.11 | 0.315 | cs | 150 | 0.00403 | MV
NA2XS2Y 1x120 RM/25 6/10 kV | 340 | 0.253 | 0.113 | 0.28 | cs | 120 | 0.00403 | MV
NA2XS2Y 1x70 RM/25 6/10 kV | 280 | 0.443 | 0.123 | 0.217 | cs | 70 | 0.00403 | MV
N2XS(FL)2Y 1x120 RM/35 64/110 kV | 112 | 0.153 | 0.166 | 0.366 | cs | 120 | 0.00393 | HV
N2XS(FL)2Y 1x185 RM/35 64/110 kV | 125 | 0.099 | 0.156 | 0.457 | cs | 185 | 0.00393 | HV
N2XS(FL)2Y 1x240 RM/35 64/110 kV | 135 | 0.075 | 0.149 | 0.526 | cs | 240 | 0.00393 | HV
N2XS(FL)2Y 1x300 RM/35 64/110 kV | 144 | 0.06 | 0.144 | 0.588 | cs | 300 | 0.00393 | HV
15-AL1/3-ST1A 0.4 | 11 | 1.8769 | 0.35 | 0.105 | ol | 16 | 0.00403 | LV
24-AL1/4-ST1A 0.4 | 11.25 | 1.2012 | 0.335 | 0.14 | ol | 24 | 0.00403 | LV
48-AL1/8-ST1A 0.4 | 12.2 | 0.5939 | 0.3 | 0.21 | ol | 48 | 0.00403 | LV
94-AL1/15-ST1A 0.4 | 13.2 | 0.306 | 0.29 | 0.35 | ol | 94 | 0.00403 | LV
34-AL1/6-ST1A 10.0 | 9.7 | 0.8342 | 0.36 | 0.17 | ol | 34 | 0.00403 | MV
48-AL1/8-ST1A 10.0 | 10.1 | 0.5939 | 0.35 | 0.21 | ol | 48 | 0.00403 | MV
70-AL1/11-ST1A 10.0 | 10.4 | 0.4132 | 0.339 | 0.29 | ol | 70 | 0.00403 | MV
94-AL1/15-ST1A 10.0 | 10.75 | 0.306 | 0.33 | 0.35 | ol | 94 | 0.00403 | MV
122-AL1/20-ST1A 10.0 | 11.1 | 0.2376 | 0.323 | 0.41 | ol | 122 | 0.00403 | MV
149-AL1/24-ST1A 10.0 | 11.25 | 0.194 | 0.315 | 0.47 | ol | 149 | 0.00403 | MV
34-AL1/6-ST1A 20.0 | 9.15 | 0.8342 | 0.382 | 0.17 | ol | 34 | 0.00403 | MV
48-AL1/8-ST1A 20.0 | 9.5 | 0.5939 | 0.372 | 0.21 | ol | 48 | 0.00403 | MV
70-AL1/11-ST1A 20.0 | 9.7 | 0.4132 | 0.36 | 0.29 | ol | 70 | 0.00403 | MV
94-AL1/15-ST1A 20.0 | 10 | 0.306 | 0.35 | 0.35 | ol | 94 | 0.00403 | MV
122-AL1/20-ST1A 20.0 | 10.3 | 0.2376 | 0.344 | 0.41 | ol | 122 | 0.00403 | MV
149-AL1/24-ST1A 20.0 | 10.5 | 0.194 | 0.337 | 0.47 | ol | 149 | 0.00403 | MV
184-AL1/30-ST1A 20.0 | 10.75 | 0.1571 | 0.33 | 0.535 | ol | 184 | 0.00403 | MV
243-AL1/39-ST1A 20.0 | 11 | 0.1188 | 0.32 | 0.645 | ol | 243 | 0.00403 | MV
48-AL1/8-ST1A 110.0 | 8 | 0.5939 | 0.46 | 0.21 | ol | 48 | 0.00403 | HV
70-AL1/11-ST1A 110.0 | 8.4 | 0.4132 | 0.45 | 0.29 | ol | 70 | 0.00403 | HV
94-AL1/15-ST1A 110.0 | 8.65 | 0.306 | 0.44 | 0.35 | ol | 94 | 0.00403 | HV
122-AL1/20-ST1A 110.0 | 8.5 | 0.2376 | 0.43 | 0.41 | ol | 122 | 0.00403 | HV
149-AL1/24-ST1A 110.0 | 8.75 | 0.194 | 0.41 | 0.47 | ol | 149 | 0.00403 | HV
184-AL1/30-ST1A 110.0 | 8.8 | 0.1571 | 0.4 | 0.535 | ol | 184 | 0.00403 | HV
243-AL1/39-ST1A 110.0 | 9 | 0.1188 | 0.39 | 0.645 | ol | 243 | 0.00403 | HV
305-AL1/39-ST1A 110.0 | 9.2 | 0.0949 | 0.38 | 0.74 | ol | 305 | 0.00403 | HV
490-AL1/64-ST1A 110.0 | 9.75 | 0.059 | 0.37 | 0.96 | ol | 490 | 0.00403 | HV
679-AL1/86-ST1A 110.0 | 9.95 | 0.042 | 0.36 | 1.15 | ol | 679 | 0.00403 | HV
490-AL1/64-ST1A 220.0 | 10 | 0.059 | 0.285 | 0.96 | ol | 490 | 0.00403 | HV
679-AL1/86-ST1A 220.0 | 11.7 | 0.042 | 0.275 | 1.15 | ol | 679 | 0.00403 | HV
490-AL1/64-ST1A 380.0 | 11 | 0.059 | 0.253 | 0.96 | ol | 490 | 0.00403 | HV
679-AL1/86-ST1A 380.0 | 14.6 | 0.042 | 0.25 | 1.15 | ol | 679 | 0.00403 | HV

## trafo_std_types
| i0_percent | pfe_kw | vkr_percent | sn_mva | vn_lv_kv | vn_hv_kv | vk_percent | shift_degree | vector_group | tap_side | tap_neutral | tap_min | tap_max | tap_step_degree | tap_step_percent | tap_phase_shifter
160 MVA 380/110 kV | 0.06 | 60 | 0.25 | 160 | 110 | 380 | 12.2 | 0 | Yy0 | hv | 0 | -9 | 9 | 0 | 1.5 | FALSE
100 MVA 220/110 kV | 0.06 | 55 | 0.26 | 100 | 110 | 220 | 12 | 0 | Yy0 | hv | 0 | -9 | 9 | 0 | 1.5 | FALSE
63 MVA 110/20 kV | 0.04 | 22 | 0.32 | 63 | 20 | 110 | 18 | 150 | YNd5 | hv | 0 | -9 | 9 | 0 | 1.5 | FALSE
40 MVA 110/20 kV | 0.05 | 18 | 0.34 | 40 | 20 | 110 | 16.2 | 150 | YNd5 | hv | 0 | -9 | 9 | 0 | 1.5 | FALSE
25 MVA 110/20 kV | 0.07 | 14 | 0.41 | 25 | 20 | 110 | 12 | 150 | YNd5 | hv | 0 | -9 | 9 | 0 | 1.5 | FALSE
63 MVA 110/10 kV | 0.04 | 22 | 0.32 | 63 | 10 | 110 | 18 | 150 | YNd5 | hv | 0 | -9 | 9 | 0 | 1.5 | FALSE
40 MVA 110/10 kV | 0.05 | 18 | 0.34 | 40 | 10 | 110 | 16.2 | 150 | YNd5 | hv | 0 | -9 | 9 | 0 | 1.5 | FALSE
25 MVA 110/10 kV | 0.07 | 14 | 0.41 | 25 | 10 | 110 | 12 | 150 | YNd5 | hv | 0 | -9 | 9 | 0 | 1.5 | FALSE
0.25 MVA 20/0.4 kV | 0.32 | 0.8 | 1.44 | 0.25 | 0.4 | 20 | 6 | 150 | Yzn5 | hv | 0 | -2 | 2 | 0 | 2.5 | FALSE
0.4 MVA 20/0.4 kV | 0.3375 | 1.35 | 1.425 | 0.4 | 0.4 | 20 | 6 | 150 | Dyn5 | hv | 0 | -2 | 2 | 0 | 2.5 | FALSE
0.63 MVA 20/0.4 kV | 0.2619 | 1.65 | 1.206 | 0.63 | 0.4 | 20 | 6 | 150 | Dyn5 | hv | 0 | -2 | 2 | 0 | 2.5 | FALSE
0.25 MVA 10/0.4 kV | 0.24 | 0.6 | 1.2 | 0.25 | 0.4 | 10 | 4 | 150 | Dyn5 | hv | 0 | -2 | 2 | 0 | 2.5 | FALSE
0.4 MVA 10/0.4 kV | 0.2375 | 0.95 | 1.325 | 0.4 | 0.4 | 10 | 4 | 150 | Dyn5 | hv | 0 | -2 | 2 | 0 | 2.5 | FALSE
0.63 MVA 10/0.4 kV | 0.1873 | 1.18 | 1.0794 | 0.63 | 0.4 | 10 | 4 | 150 | Dyn5 | hv | 0 | -2 | 2 | 0 | 2.5 | FALSE

## trafo3w_std_types
| sn_hv_mva | sn_mv_mva | sn_lv_mva | vn_hv_kv | vn_mv_kv | vn_lv_kv | vk_hv_percent | vk_mv_percent | vk_lv_percent | vkr_hv_percent | vkr_mv_percent | vkr_lv_percent | pfe_kw | i0_percent | shift_mv_degree | shift_lv_degree | vector_group | tap_side | tap_neutral | tap_min | tap_max | tap_step_percent
63/25/38 MVA 110/20/10 kV | 63 | 25 | 38 | 110 | 20 | 10 | 10.4 | 10.4 | 10.4 | 0.28 | 0.32 | 0.35 | 35 | 0.89 | 0 | 0 | YN0yn0yn0 | hv | 0 | -10 | 10 | 1.2
63/25/38 MVA 110/10/10 kV | 63 | 25 | 38 | 110 | 10 | 10 | 10.4 | 10.4 | 10.4 | 0.28 | 0.32 | 0.35 | 35 | 0.89 | 0 | 0 | YN0yn0yn0 | hv | 0 | -10 | 10 | 1.2

## fuse_std_types
| fuse_type | i_rated_a | t_avg | t_min | t_total | x_avg | x_min | x_total
HV 100A | HV 100A | 100 | 0 | [10.0, 3.64, 0.854, 0.281, 0.1, 0.0531, 0.022, 0.01] | [10.0, 4.267, 1.21, 0.403, 0.1, 0.058, 0.022, 0.01] | 0 | [300.0, 350.0, 450.0, 550.0, 700.0, 850.0, 1200.0, 1752.0] | [600.0, 700.0, 900.0, 1150.0, 1665.0, 2000.0, 3000.0, 4313.0]
HV 10A | HV 10A | 10 | 0 | [10.0, 1675.0, 0.344, 0.156, 0.1, 0.0417, 0.0171, 0.01] | [10.0, 1.3, 0.3, 0.155, 0.1, 0.0555, 0.023, 0.01] | 0 | [30.0, 32.0, 35.0, 37.0, 39.0, 50.0, 70.0, 88.0] | [60.0, 70.0, 80.0, 87.0, 94.0, 110.0, 150.0, 216.0]
HV 125A | HV 125A | 125 | 0 | [10.0, 1.82, 0.344, 0.1, 0.0467, 0.0269, 0.01] | [10.0, 2.478, 0.426, 0.1, 0.0427, 0.0211, 0.01] | 0 | [375.0, 500.0, 700.0, 925.0, 1200.0, 1500.0, 2341.0] | [750.0, 1000.0, 1500.0, 2200.0, 3000.0, 4000.0, 5765.0]
HV 160A | HV 160A | 160 | 0 | [10.0, 4.15, 1.03, 0.198, 0.1, 0.051, 0.0172, 0.01] | [10.0, 2.3, 0.734, 0.274, 0.1, 0.046, 0.0177, 0.01] | 0 | [480.0, 550.0, 700.0, 1000.0, 1260.0, 1600.0, 2500.0, 3227.0] | [960.0, 1300.0, 1700.0, 2200.0, 2996.0, 4000.0, 6000.0, 7946.0]
HV 16A | HV 16A | 16 | 0 | [10.0, 0.352, 0.164, 0.1, 0.0649, 0.0342, 0.01] | [10.0, 2.34, 0.722, 0.181, 0.1, 0.055, 0.0296, 0.01] | 0 | [48.0, 60.0, 65.0, 71.0, 80.0, 100.0, 162.0] | [96.0, 110.0, 125.0, 150.0, 168.0, 200.0, 250.0, 398.0]
HV 200A | HV 200A | 200 | 0 | [10.0, 4.267, 1.21, 0.403, 0.1, 0.058, 0.022, 0.01] | [10.0, 3.73, 1.654, 0.328, 0.1, 0.0531, 0.019, 0.01] | 0 | [600.0, 700.0, 900.0, 1150.0, 1665.0, 2000.0, 3000.0, 4313.0] | [1200.0, 1500.0, 1800.0, 2700.0, 3960.0, 5000.0, 7500.0, 10620.0]
HV 20A | HV 20A | 20 | 0 | [10.0, 1.3, 0.3, 0.155, 0.1, 0.0555, 0.023, 0.01] | [10.0, 1.3, 0.161, 0.1, 0.0611, 0.0399, 0.0141, 0.01] | 0 | [60.0, 70.0, 80.0, 87.0, 94.0, 110.0, 150.0, 216.0] | [120.0, 150.0, 200.0, 223.0, 260.0, 300.0, 450.0, 532.0]
HV 25A | HV 25A | 25 | 0 | [10.0, 2.512, 0.833, 0.299, 0.1, 0.0372, 0.0223, 0.01] | [10.0, 3.125, 0.597, 0.198, 0.1, 0.0378, 0.022, 0.01] | 0 | [75.0, 82.0, 90.0, 100.0, 124.0, 170.0, 200.0, 289.0] | [150.0, 170.0, 210.0, 250.0, 294.0, 400.0, 500.0, 711.0]
HV 31.5A | HV 31.5A | 31.5 | 0 | [10.0, 2.34, 0.722, 0.181, 0.1, 0.055, 0.0296, 0.01] | [10.0, 2.84, 0.368, 0.164, 0.1, 0.0621, 0.0378, 0.0195, 0.01] | 0 | [95.0, 110.0, 125.0, 150.0, 165.0, 200.0, 250.0, 390.0] | [189.0, 220.0, 300.0, 350.0, 393.0, 450.0, 530.0, 700.0, 960.0]
HV 40A | HV 40A | 40 | 0 | [10.0, 1.3, 0.161, 0.1, 0.0611, 0.0399, 0.0141, 0.01] | [10.0, 2.05, 0.369, 0.198, 0.1, 0.051, 0.0298, 0.01] | 0 | [120.0, 150.0, 200.0, 223.0, 260.0, 300.0, 450.0, 532.0] | [240.0, 300.0, 400.0, 450.0, 530.0, 650.0, 800.0, 1311.0]
HV 50A | HV 50A | 50 | 0 | [10.0, 3.215, 0.597, 0.198, 0.1, 0.0378, 0.022, 0.01] | [10.0, 3.64, 0.854, 0.281, 0.1, 0.0531, 0.022, 0.01] | 0 | [150.0, 170.0, 210.0, 250.0, 294.0, 400.0, 500.0, 711.0] | [300.0, 350.0, 450.0, 550.0, 700.0, 850.0, 1200.0, 1752.0]
HV 6.3A | HV 6.3A | 6.3 | 0 | [10.0, 1.39, 0.344, 0.168, 0.1, 0.056, 0.0263, 0.01] | [10.0, 1.711, 0.516, 0.198, 0.1, 0.0634, 0.0303, 0.01] | 0 | [19.0, 19.5, 20.4, 20.8, 22.0, 25.0, 32.0, 48.0] | [38.0, 40.0, 43.0, 48.0, 53.0, 60.0, 75.0, 118.0]
HV 63A | HV 63A | 63 | 0 | [10.0, 2.84, 0.368, 0.164, 0.1, 0.0621, 0.0378, 0.0195, 0.01] | [10.0, 1.82, 0.344, 0.1, 0.0467, 0.0269, 0.01] | 0 | [189.0, 220.0, 300.0, 350.0, 393.0, 450.0, 530.0, 700.0, 961.0] | [378.0, 500.0, 700.0, 934.0, 1200.0, 1500.0, 2366.0]
HV 80A | HV 80A | 80 | 0 | [10.0, 2.05, 0.369, 0.198, 0.1, 0.051, 0.0298, 0.01] | [10.0, 4.15, 1.03, 0.198, 0.1, 0.051, 0.0172, 0.01] | 0 | [240.0, 300.0, 400.0, 450.0, 530.0, 650.0, 800.0, 1311.0] | [480.0, 550.0, 700.0, 1000.0, 1260.0, 1600.0, 2500.0, 3227.0]
Siemens NH-1-100 | Siemens NH-1-100 | 100 | [5400.0, 2000.0, 400.0, 20.0, 1.0, 0.2, 0.012, 0.004] | 0 | 0 | [150.0, 190.0, 250.0, 430.0, 900.0, 1250.0, 2700.0, 3600.0] | 0 | 0
Siemens NH-1-125 | Siemens NH-1-125 | 125 | [4800.0, 120.0, 7.0, 0.1, 0.004] | 0 | 0 | [180.0, 400.0, 740.0, 2000.0, 4250.0] | 0 | 0
Siemens NH-1-16 | Siemens NH-1-16 | 16 | [4000.0, 400.0, 2.0, 0.1, 0.04, 0.01] | 0 | 0 | [26.0, 35.0, 75.0, 150.0, 200.0, 300.0] | 0 | 0
Siemens NH-1-160 | Siemens NH-1-160 | 160 | [4800.0, 120.0, 7.0, 0.1, 0.004] | 0 | 0 | [210.0, 500.0, 900.0, 2300.0, 5000.0] | 0 | 0
Siemens NH-1-25 | Siemens NH-1-25 | 25 | [4000.0, 1000.0, 10.0, 0.2, 0.02, 0.01] | 0 | 0 | [40.0, 50.0, 100.0, 210.0, 400.0, 500.0] | 0 | 0
Siemens NH-1-50 | Siemens NH-1-50 | 50 | [4000.0, 40.0, 4.0, 1.0, 0.02, 0.01] | 0 | 0 | [86.0, 200.0, 300.0, 400.0, 1000.0, 1280.0] | 0 | 0
Siemens NH-1-63 | Siemens NH-1-63 | 63 | [4000.0, 100.0, 10.0, 2.0, 0.04, 0.01] | 0 | 0 | [100.0, 200.0, 300.0, 400.0, 1000.0, 1500.0] | 0 | 0
Siemens NH-1-80 | Siemens NH-1-80 | 80 | [4800.0, 120.0, 7.0, 0.1, 0.01] | 0 | 0 | [150.58, 250.0, 450.0, 1150.0, 2470.0] | 0 | 0
Siemens NH-2-1000 | Siemens NH-2-1000 | 1000 | [4800.0, 120.0, 7.0, 0.1, 0.004] | 0 | 0 | [1900.0, 3500.0, 8400.0, 24000.0, 52000.0] | 0 | 0
Siemens NH-2-200 | Siemens NH-2-200 | 200 | [4800.0, 120.0, 7.0, 0.1, 0.004] | 0 | 0 | [280.0, 650.0, 1200.0, 3000.0, 7000.0] | 0 | 0
Siemens NH-2-224 | Siemens NH-2-224 | 224 | [4800.0, 120.0, 7.0, 0.2, 0.04, 0.004] | 0 | 0 | [400.0, 750.0, 1453.0, 3025.0, 4315.0, 7600.0] | 0 | 0
Siemens NH-2-250 | Siemens NH-2-250 | 250 | [4800.0, 120.0, 7.0, 0.1, 0.004] | 0 | 0 | [450.0, 800.0, 1650.0, 4000.0, 8500.0] | 0 | 0
Siemens NH-2-315 | Siemens NH-2-315 | 315 | [4800.0, 120.0, 7.0, 0.1, 0.004] | 0 | 0 | [550.0, 920.0, 1900.0, 5000.0, 11000.0] | 0 | 0
Siemens NH-2-355 | Siemens NH-2-355 | 355 | [4800.0, 120.0, 6.0, 0.1, 0.004] | 0 | 0 | [650.0, 1116.27, 2350.0, 5840.0, 12790.0] | 0 | 0
Siemens NH-2-400 | Siemens NH-2-400 | 400 | [4800.0, 120.0, 7.0, 0.1, 0.004] | 0 | 0 | [720.0, 1350.0, 2800.0, 6500.0, 15000.0] | 0 | 0
Siemens NH-2-425 | Siemens NH-2-425 | 425 | [4800.0, 120.0, 7.0, 0.1, 0.004] | 0 | 0 | [850.0, 1500.0, 3050.0, 7500.0, 16500.0] | 0 | 0
Siemens NH-2-630 | Siemens NH-2-630 | 630 | [4800.0, 120.0, 7.0, 0.1, 0.004] | 0 | 0 | [1200.0, 2000.0, 4800.0, 12000.0, 26000.0] | 0 | 0

## dtypes
| element | column | dtype
0 | bus | name | object
1 | bus | vn_kv | float64
2 | bus | type | object
3 | bus | zone | object
4 | bus | in_service | bool
5 | load | name | object
6 | load | bus | uint32
7 | load | p_mw | float64
8 | load | q_mvar | float64
9 | load | const_z_percent | float64
10 | load | const_i_percent | float64
11 | load | sn_mva | float64
12 | load | scaling | float64
13 | load | in_service | bool
14 | load | type | object
15 | ext_grid | name | object
16 | ext_grid | bus | uint32
17 | ext_grid | vm_pu | float64
18 | ext_grid | va_degree | float64
19 | ext_grid | slack_weight | float64
20 | ext_grid | in_service | bool
21 | line | name | object
22 | line | std_type | object
23 | line | from_bus | uint32
24 | line | to_bus | uint32
25 | line | length_km | float64
26 | line | r_ohm_per_km | float64
27 | line | x_ohm_per_km | float64
28 | line | c_nf_per_km | float64
29 | line | g_us_per_km | float64
30 | line | max_i_ka | float64
31 | line | df | float64
32 | line | parallel | uint32
33 | line | type | object
34 | line | in_service | bool
35 | trafo | name | object
36 | trafo | std_type | object
37 | trafo | hv_bus | uint32
38 | trafo | lv_bus | uint32
39 | trafo | sn_mva | float64
40 | trafo | vn_hv_kv | float64
41 | trafo | vn_lv_kv | float64
42 | trafo | vk_percent | float64
43 | trafo | vkr_percent | float64
44 | trafo | pfe_kw | float64
45 | trafo | i0_percent | float64
46 | trafo | shift_degree | float64
47 | trafo | tap_side | object
48 | trafo | tap_neutral | int32
49 | trafo | tap_min | int32
50 | trafo | tap_max | int32
51 | trafo | tap_step_percent | float64
52 | trafo | tap_step_degree | float64
53 | trafo | tap_pos | int32
54 | trafo | tap_phase_shifter | bool
55 | trafo | parallel | uint32
56 | trafo | df | float64
57 | trafo | in_service | bool
58 | line_geodata | coords | object
59 | bus_geodata | x | float64
60 | bus_geodata | y | float64
61 | bus_geodata | coords | object

## parameters
| version | format_version | converged | OPF_converged | name | f_hz | sn_mva
0 | 2.14.6 | 2.14.0 | FALSE | FALSE |  | 50 | 1