## bus
| name | vn_kv | type | zone | in_service
0 | bus_LV_3378-4_0_4_node_0 | 0.4 | n |  | TRUE
1 | bus_LV_3378-4_0_4_node_1 | 0.4 | n |  | TRUE
2 | bus_LV_3378-4_0_4_node_51 | 0.4 | n |  | TRUE
3 | bus_LV_3378-4_0_4_node_47 | 0.4 | n |  | TRUE
4 | bus_LV_3378-4_0_4_node_2 | 0.4 | n |  | TRUE
5 | bus_LV_3378-4_0_4_node_3 | 0.4 | n |  | TRUE
6 | bus_LV_3378-4_0_4_node_4 | 0.4 | n |  | TRUE
7 | bus_LV_3378-4_0_4_node_5 | 0.4 | n |  | TRUE
8 | bus_LV_3378-4_0_4_node_6 | 0.4 | n |  | TRUE
9 | bus_LV_3378-4_0_4_node_109 | 0.4 | n |  | TRUE
10 | bus_LV_3378-4_0_4_node_106 | 0.4 | n |  | TRUE
11 | bus_LV_3378-4_0_4_node_110 | 0.4 | n |  | TRUE
12 | bus_LV_3378-4_0_4_node_107 | 0.4 | n |  | TRUE
13 | bus_LV_3378-4_0_4_node_7 | 0.4 | n |  | TRUE
14 | bus_LV_3378-4_0_4_node_8 | 0.4 | n |  | TRUE
15 | bus_LV_3378-4_0_4_node_9 | 0.4 | n |  | TRUE
16 | bus_LV_3378-4_0_4_node_10 | 0.4 | n |  | TRUE
17 | bus_LV_3378-4_0_4_node_11 | 0.4 | n |  | TRUE
18 | bus_LV_3378-4_0_4_node_12 | 0.4 | n |  | TRUE
19 | bus_LV_3378-4_0_4_node_13 | 0.4 | n |  | TRUE
20 | bus_LV_3378-4_0_4_node_126 | 0.4 | n |  | TRUE
21 | bus_LV_3378-4_0_4_node_54 | 0.4 | n |  | TRUE
22 | bus_LV_3378-4_0_4_node_194 | 0.4 | n |  | TRUE
23 | bus_LV_3378-4_0_4_node_196 | 0.4 | n |  | TRUE
24 | bus_LV_3378-4_0_4_node_193 | 0.4 | n |  | TRUE
25 | bus_LV_3378-4_0_4_node_201 | 0.4 | n |  | TRUE
26 | bus_LV_3378-4_0_4_node_199 | 0.4 | n |  | TRUE
27 | bus_LV_3378-4_0_4_node_224 | 0.4 | n |  | TRUE
28 | bus_LV_3378-4_0_4_node_127 | 0.4 | n |  | TRUE
29 | bus_LV_3378-4_0_4_node_55 | 0.4 | n |  | TRUE
30 | bus_LV_3378-4_0_4_node_56 | 0.4 | n |  | TRUE
31 | bus_LV_3378-4_0_4_node_14 | 0.4 | n |  | TRUE
32 | bus_LV_3378-4_0_4_node_15 | 0.4 | n |  | TRUE
33 | bus_LV_3378-4_0_4_node_16 | 0.4 | n |  | TRUE
34 | bus_LV_3378-4_0_4_node_17 | 0.4 | n |  | TRUE
35 | bus_LV_3378-4_0_4_node_18 | 0.4 | n |  | TRUE
36 | bus_LV_3378-4_0_4_node_19 | 0.4 | n |  | TRUE
37 | bus_LV_3378-4_0_4_node_20 | 0.4 | n |  | TRUE
38 | bus_LV_3378-4_0_4_node_21 | 0.4 | n |  | TRUE
39 | bus_LV_3378-4_0_4_node_22 | 0.4 | n |  | TRUE
40 | bus_LV_3378-4_0_4_node_76 | 0.4 | n |  | TRUE
41 | bus_LV_3378-4_0_4_node_35 | 0.4 | n |  | TRUE
42 | bus_LV_3378-4_0_4_node_36 | 0.4 | n |  | TRUE
43 | bus_LV_3378-4_0_4_node_32 | 0.4 | n |  | TRUE
44 | bus_LV_3378-4_0_4_node_233 | 0.4 | n |  | TRUE
45 | bus_LV_3378-4_0_4_node_75 | 0.4 | n |  | TRUE
46 | bus_LV_3378-4_0_4_node_138 | 0.4 | n |  | TRUE
47 | bus_LV_3378-4_0_4_node_167 | 0.4 | n |  | TRUE
48 | bus_LV_3378-4_0_4_node_31 | 0.4 | n |  | TRUE
49 | bus_LV_3378-4_0_4_node_232 | 0.4 | n |  | TRUE
50 | bus_LV_3378-4_0_4_node_189 | 0.4 | n |  | TRUE
51 | bus_LV_3378-4_0_4_node_190 | 0.4 | n |  | TRUE
52 | bus_LV_3378-4_0_4_node_188 | 0.4 | n |  | TRUE
53 | bus_LV_3378-4_0_4_node_33 | 0.4 | n |  | TRUE
54 | bus_LV_3378-4_0_4_node_34 | 0.4 | n |  | TRUE
55 | bus_LV_3378-4_0_4_node_136 | 0.4 | n |  | TRUE
56 | bus_LV_3378-4_0_4_node_231 | 0.4 | n |  | TRUE
57 | bus_LV_3378-4_0_4_node_37 | 0.4 | n |  | TRUE
58 | bus_LV_3378-4_0_4_node_38 | 0.4 | n |  | TRUE
59 | bus_LV_3378-4_0_4_node_39 | 0.4 | n |  | TRUE
60 | bus_LV_3378-4_0_4_node_40 | 0.4 | n |  | TRUE
61 | bus_LV_3378-4_0_4_node_43 | 0.4 | n |  | TRUE
62 | bus_LV_3378-4_0_4_node_66 | 0.4 | n |  | TRUE
63 | bus_LV_3378-4_0_4_node_42 | 0.4 | n |  | TRUE
64 | bus_LV_3378-4_0_4_node_235 | 0.4 | n |  | TRUE
65 | bus_LV_3378-4_0_4_node_65 | 0.4 | n |  | TRUE
66 | bus_LV_3378-4_0_4_node_44 | 0.4 | n |  | TRUE
67 | bus_LV_3378-4_0_4_node_45 | 0.4 | n |  | TRUE
68 | bus_LV_3378-4_0_4_node_46 | 0.4 | n |  | TRUE
69 | bus_LV_3378-4_0_4_node_48 | 0.4 | n |  | TRUE
70 | bus_LV_3378-4_0_4_node_49 | 0.4 | n |  | TRUE
71 | bus_LV_3378-4_0_4_node_50 | 0.4 | n |  | TRUE
72 | bus_LV_3378-4_0_4_node_52 | 0.4 | n |  | TRUE
73 | bus_LV_3378-4_0_4_node_53 | 0.4 | n |  | TRUE
74 | bus_LV_3378-4_0_4_node_60 | 0.4 | n |  | TRUE
75 | bus_LV_3378-4_0_4_node_92 | 0.4 | n |  | TRUE
76 | bus_LV_3378-4_0_4_node_214 | 0.4 | n |  | TRUE
77 | bus_LV_3378-4_0_4_node_58 | 0.4 | n |  | TRUE
78 | bus_LV_3378-4_0_4_node_88 | 0.4 | n |  | TRUE
79 | bus_LV_3378-4_0_4_node_57 | 0.4 | n |  | TRUE
80 | bus_LV_3378-4_0_4_node_215 | 0.4 | n |  | TRUE
81 | bus_LV_3378-4_0_4_node_131 | 0.4 | n |  | TRUE
82 | bus_LV_3378-4_0_4_node_228 | 0.4 | n |  | TRUE
83 | bus_LV_3378-4_0_4_node_132 | 0.4 | n |  | TRUE
84 | bus_LV_3378-4_0_4_node_166 | 0.4 | n |  | TRUE
85 | bus_LV_3378-4_0_4_node_59 | 0.4 | n |  | TRUE
86 | bus_LV_3378-4_0_4_node_61 | 0.4 | n |  | TRUE
87 | bus_LV_3378-4_0_4_node_216 | 0.4 | n |  | TRUE
88 | bus_LV_3378-4_0_4_node_211 | 0.4 | n |  | TRUE
89 | bus_LV_3378-4_0_4_node_209 | 0.4 | n |  | TRUE
90 | bus_LV_3378-4_0_4_node_62 | 0.4 | n |  | TRUE
91 | bus_LV_3378-4_0_4_node_63 | 0.4 | n |  | TRUE
92 | bus_LV_3378-4_0_4_node_64 | 0.4 | n |  | TRUE
93 | bus_LV_3378-4_0_4_node_234 | 0.4 | n |  | TRUE
94 | bus_LV_3378-4_0_4_node_73 | 0.4 | n |  | TRUE
95 | bus_LV_3378-4_0_4_node_74 | 0.4 | n |  | TRUE
96 | bus_LV_3378-4_0_4_node_77 | 0.4 | n |  | TRUE
97 | bus_LV_3378-4_0_4_node_78 | 0.4 | n |  | TRUE
98 | bus_LV_3378-4_0_4_node_79 | 0.4 | n |  | TRUE
99 | bus_LV_3378-4_0_4_node_80 | 0.4 | n |  | TRUE
100 | bus_LV_3378-4_0_4_node_81 | 0.4 | n |  | TRUE
101 | bus_LV_3378-4_0_4_node_82 | 0.4 | n |  | TRUE
102 | bus_LV_3378-4_0_4_node_83 | 0.4 | n |  | TRUE
103 | bus_LV_3378-4_0_4_node_128 | 0.4 | n |  | TRUE
104 | bus_LV_3378-4_0_4_node_96 | 0.4 | n |  | TRUE
105 | bus_LV_3378-4_0_4_node_93 | 0.4 | n |  | TRUE
106 | bus_LV_3378-4_0_4_node_99 | 0.4 | n |  | TRUE
107 | bus_LV_3378-4_0_4_node_94 | 0.4 | n |  | TRUE
108 | bus_LV_3378-4_0_4_node_84 | 0.4 | n |  | TRUE
109 | bus_LV_3378-4_0_4_node_85 | 0.4 | n |  | TRUE
110 | bus_LV_3378-4_0_4_node_86 | 0.4 | n |  | TRUE
111 | bus_LV_3378-4_0_4_node_87 | 0.4 | n |  | TRUE
112 | bus_LV_3378-4_0_4_node_89 | 0.4 | n |  | TRUE
113 | bus_LV_3378-4_0_4_node_91 | 0.4 | n |  | TRUE
114 | bus_LV_3378-4_0_4_node_90 | 0.4 | n |  | TRUE
115 | bus_LV_3378-4_0_4_node_112 | 0.4 | n |  | TRUE
116 | bus_LV_3378-4_0_4_node_145 | 0.4 | n |  | TRUE
117 | bus_LV_3378-4_0_4_node_115 | 0.4 | n |  | TRUE
118 | bus_LV_3378-4_0_4_node_205 | 0.4 | n |  | TRUE
119 | bus_LV_3378-4_0_4_node_142 | 0.4 | n |  | TRUE
120 | bus_LV_3378-4_0_4_node_113 | 0.4 | n |  | TRUE
121 | bus_LV_3378-4_0_4_node_111 | 0.4 | n |  | TRUE
122 | bus_LV_3378-4_0_4_node_144 | 0.4 | n |  | TRUE
123 | bus_LV_3378-4_0_4_node_141 | 0.4 | n |  | TRUE
124 | bus_LV_3378-4_0_4_node_143 | 0.4 | n |  | TRUE
125 | bus_LV_3378-4_0_4_node_95 | 0.4 | n |  | TRUE
126 | bus_LV_3378-4_0_4_node_97 | 0.4 | n |  | TRUE
127 | bus_LV_3378-4_0_4_node_98 | 0.4 | n |  | TRUE
128 | bus_LV_3378-4_0_4_node_108 | 0.4 | n |  | TRUE
129 | bus_LV_3378-4_0_4_node_100 | 0.4 | n |  | TRUE
130 | bus_LV_3378-4_0_4_node_101 | 0.4 | n |  | TRUE
131 | bus_LV_3378-4_0_4_node_102 | 0.4 | n |  | TRUE
132 | bus_LV_3378-4_0_4_node_103 | 0.4 | n |  | TRUE
133 | bus_LV_3378-4_0_4_node_105 | 0.4 | n |  | TRUE
134 | bus_LV_3378-4_0_4_node_153 | 0.4 | n |  | TRUE
135 | bus_LV_3378-4_0_4_node_179 | 0.4 | n |  | TRUE
136 | bus_LV_3378-4_0_4_node_152 | 0.4 | n |  | TRUE
137 | bus_LV_3378-4_0_4_node_114 | 0.4 | n |  | TRUE
138 | bus_LV_3378-4_0_4_node_206 | 0.4 | n |  | TRUE
139 | bus_LV_3378-4_0_4_node_204 | 0.4 | n |  | TRUE
140 | bus_LV_3378-4_0_4_node_124 | 0.4 | n |  | TRUE
141 | bus_LV_3378-4_0_4_node_116 | 0.4 | n |  | TRUE
142 | bus_LV_3378-4_0_4_node_117 | 0.4 | n |  | TRUE
143 | bus_LV_3378-4_0_4_node_118 | 0.4 | n |  | TRUE
144 | bus_LV_3378-4_0_4_node_119 | 0.4 | n |  | TRUE
145 | bus_LV_3378-4_0_4_node_120 | 0.4 | n |  | TRUE
146 | bus_LV_3378-4_0_4_node_121 | 0.4 | n |  | TRUE
147 | bus_LV_3378-4_0_4_node_123 | 0.4 | n |  | TRUE
148 | bus_LV_3378-4_0_4_node_122 | 0.4 | n |  | TRUE
149 | bus_LV_3378-4_0_4_node_125 | 0.4 | n |  | TRUE
150 | bus_LV_3378-4_0_4_node_230 | 0.4 | n |  | TRUE
151 | bus_LV_3378-4_0_4_node_129 | 0.4 | n |  | TRUE
152 | bus_LV_3378-4_0_4_node_130 | 0.4 | n |  | TRUE
153 | bus_LV_3378-4_0_4_node_229 | 0.4 | n |  | TRUE
154 | bus_LV_3378-4_0_4_node_146 | 0.4 | n |  | TRUE
155 | bus_LV_3378-4_0_4_node_202 | 0.4 | n |  | TRUE
156 | bus_LV_3378-4_0_4_node_164 | 0.4 | n |  | TRUE
157 | bus_LV_3378-4_0_4_node_218 | 0.4 | n |  | TRUE
158 | bus_LV_3378-4_0_4_node_219 | 0.4 | n |  | TRUE
159 | bus_LV_3378-4_0_4_node_203 | 0.4 | n |  | TRUE
160 | bus_LV_3378-4_0_4_node_133 | 0.4 | n |  | TRUE
161 | bus_LV_3378-4_0_4_node_134 | 0.4 | n |  | TRUE
162 | bus_LV_3378-4_0_4_node_135 | 0.4 | n |  | TRUE
163 | bus_LV_3378-4_0_4_node_137 | 0.4 | n |  | TRUE
164 | bus_LV_3378-4_0_4_node_139 | 0.4 | n |  | TRUE
165 | bus_LV_3378-4_0_4_node_140 | 0.4 | n |  | TRUE
166 | bus_LV_3378-4_0_4_node_147 | 0.4 | n |  | TRUE
167 | bus_LV_3378-4_0_4_node_148 | 0.4 | n |  | TRUE
168 | bus_LV_3378-4_0_4_node_149 | 0.4 | n |  | TRUE
169 | bus_LV_3378-4_0_4_node_150 | 0.4 | n |  | TRUE
170 | bus_LV_3378-4_0_4_node_151 | 0.4 | n |  | TRUE
171 | bus_LV_3378-4_0_4_node_217 | 0.4 | n |  | TRUE
172 | bus_LV_3378-4_0_4_node_191 | 0.4 | n |  | TRUE
173 | bus_LV_3378-4_0_4_node_154 | 0.4 | n |  | TRUE
174 | bus_LV_3378-4_0_4_node_155 | 0.4 | n |  | TRUE
175 | bus_LV_3378-4_0_4_node_156 | 0.4 | n |  | TRUE
176 | bus_LV_3378-4_0_4_node_157 | 0.4 | n |  | TRUE
177 | bus_LV_3378-4_0_4_node_158 | 0.4 | n |  | TRUE
178 | bus_LV_3378-4_0_4_node_159 | 0.4 | n |  | TRUE
179 | bus_LV_3378-4_0_4_node_161 | 0.4 | n |  | TRUE
180 | bus_LV_3378-4_0_4_node_162 | 0.4 | n |  | TRUE
181 | bus_LV_3378-4_0_4_node_163 | 0.4 | n |  | TRUE
182 | bus_LV_3378-4_0_4_node_160 | 0.4 | n |  | TRUE
183 | bus_LV_3378-4_0_4_node_165 | 0.4 | n |  | TRUE
184 | bus_LV_3378-4_0_4_node_198 | 0.4 | n |  | TRUE
185 | bus_LV_3378-4_0_4_node_223 | 0.4 | n |  | TRUE
186 | bus_LV_3378-4_0_4_node_168 | 0.4 | n |  | TRUE
187 | bus_LV_3378-4_0_4_node_200 | 0.4 | n |  | TRUE
188 | bus_LV_3378-4_0_4_node_186 | 0.4 | n |  | TRUE
189 | bus_LV_3378-4_0_4_node_225 | 0.4 | n |  | TRUE
190 | bus_LV_3378-4_0_4_node_185 | 0.4 | n |  | TRUE
191 | bus_LV_3378-4_0_4_node_169 | 0.4 | n |  | TRUE
192 | bus_LV_3378-4_0_4_node_187 | 0.4 | n |  | TRUE
193 | bus_LV_3378-4_0_4_node_197 | 0.4 | n |  | TRUE
194 | bus_LV_3378-4_0_4_node_195 | 0.4 | n |  | TRUE
195 | bus_LV_3378-4_0_4_node_226 | 0.4 | n |  | TRUE
196 | bus_LV_3378-4_0_4_node_237 | 0.4 | n |  | TRUE
197 | bus_LV_3378-4_0_4_node_192 | 0.4 | n |  | TRUE
198 | bus_LV_3378-4_0_4_node_222 | 0.4 | n |  | TRUE
199 | bus_LV_3378-4_0_4_node_221 | 0.4 | n |  | TRUE
200 | bus_LV_3378-4_0_4_node_208 | 0.4 | n |  | TRUE
201 | bus_LV_3378-4_0_4_node_210 | 0.4 | n |  | TRUE
202 | bus_LV_3378-4_0_4_node_212 | 0.4 | n |  | TRUE
203 | bus_LV_3378-4_0_4_node_213 | 0.4 | n |  | TRUE
204 | bus_LV_3378-4_0_4_node_227 | 0.4 | n |  | TRUE
205 | bus_LV_3378-4_0_4_node_220 | 0.4 | n |  | TRUE
206 | bus_MV_154_0_node_50 | 20 | n |  | TRUE

## load
| name | bus | p_mw | q_mvar | const_z_percent | const_i_percent | sn_mva | scaling | in_service | type
0 | LV_3378-4_0_4_load_0 | 0 | 0.0012211 | 0.00030605 | 0 | 0 |  | 1 | TRUE | wye
1 | LV_3378-4_0_4_load_1 | 1 | 0.00034378 | 8.6159e-05 | 0 | 0 |  | 1 | TRUE | wye
2 | LV_3378-4_0_4_load_51 | 2 | 0.00014298 | 3.5835e-05 | 0 | 0 |  | 1 | TRUE | wye
3 | LV_3378-4_0_4_load_2 | 4 | 0.00029861 | 7.4839e-05 | 0 | 0 |  | 1 | TRUE | wye
4 | LV_3378-4_0_4_load_4 | 6 | 0.00014638 | 3.6686e-05 | 0 | 0 |  | 1 | TRUE | wye
5 | LV_3378-4_0_4_load_5 | 7 | 0.00017579 | 4.4057e-05 | 0 | 0 |  | 1 | TRUE | wye
6 | LV_3378-4_0_4_load_109 | 9 | 0.00016384 | 4.1062e-05 | 0 | 0 |  | 1 | TRUE | wye
7 | LV_3378-4_0_4_load_106 | 10 | 0.00021846 | 5.475e-05 | 0 | 0 |  | 1 | TRUE | wye
8 | LV_3378-4_0_4_load_110 | 11 | 0.00025702 | 6.4416e-05 | 0 | 0 |  | 1 | TRUE | wye
9 | LV_3378-4_0_4_load_107 | 12 | 0.00018668 | 4.6785e-05 | 0 | 0 |  | 1 | TRUE | wye
10 | LV_3378-4_0_4_load_7 | 13 | 0.00024465 | 6.1314e-05 | 0 | 0 |  | 1 | TRUE | wye
11 | LV_3378-4_0_4_load_8 | 14 | 0.00025051 | 6.2784e-05 | 0 | 0 |  | 1 | TRUE | wye
12 | LV_3378-4_0_4_load_9 | 15 | 0.00020293 | 5.086e-05 | 0 | 0 |  | 1 | TRUE | wye
13 | LV_3378-4_0_4_load_10 | 16 | 0.00091681 | 0.00022977 | 0 | 0 |  | 1 | TRUE | wye
14 | LV_3378-4_0_4_load_11 | 17 | 0.00027706 | 6.9438e-05 | 0 | 0 |  | 1 | TRUE | wye
15 | LV_3378-4_0_4_load_12 | 18 | 0.00018759 | 4.7013e-05 | 0 | 0 |  | 1 | TRUE | wye
16 | LV_3378-4_0_4_load_13 | 19 | 0.00015887 | 3.9816e-05 | 0 | 0 |  | 1 | TRUE | wye
17 | LV_3378-4_0_4_load_126 | 20 | 0.00013624 | 3.4146e-05 | 0 | 0 |  | 1 | TRUE | wye
18 | LV_3378-4_0_4_load_194 | 22 | 9.0946e-05 | 2.2793e-05 | 0 | 0 |  | 1 | TRUE | wye
19 | LV_3378-4_0_4_load_201 | 25 | 0.00021747 | 5.4503e-05 | 0 | 0 |  | 1 | TRUE | wye
20 | LV_3378-4_0_4_load_224 | 27 | 0.00031855 | 7.9837e-05 | 0 | 0 |  | 1 | TRUE | wye
21 | LV_3378-4_0_4_load_127 | 28 | 0.00027237 | 6.8263e-05 | 0 | 0 |  | 1 | TRUE | wye
22 | LV_3378-4_0_4_load_55 | 29 | 0.00019911 | 4.9901e-05 | 0 | 0 |  | 1 | TRUE | wye
23 | LV_3378-4_0_4_load_56 | 30 | 0.00020084 | 5.0335e-05 | 0 | 0 |  | 1 | TRUE | wye
24 | LV_3378-4_0_4_load_14 | 31 | 0.00077886 | 0.0001952 | 0 | 0 |  | 1 | TRUE | wye
25 | LV_3378-4_0_4_load_15 | 32 | 0.00094622 | 0.00023715 | 0 | 0 |  | 1 | TRUE | wye
26 | LV_3378-4_0_4_load_17 | 34 | 0.0011206 | 0.00028085 | 0 | 0 |  | 1 | TRUE | wye
27 | LV_3378-4_0_4_load_18 | 35 | 0.0018461 | 0.00046266 | 0 | 0 |  | 1 | TRUE | wye
28 | LV_3378-4_0_4_load_19 | 36 | 0.001477 | 0.00037017 | 0 | 0 |  | 1 | TRUE | wye
29 | LV_3378-4_0_4_load_20 | 37 | 0.00090963 | 0.00022798 | 0 | 0 |  | 1 | TRUE | wye
30 | LV_3378-4_0_4_load_22 | 39 | 0.0010843 | 0.00027176 | 0 | 0 |  | 1 | TRUE | wye
31 | LV_3378-4_0_4_load_76 | 40 | 0.0019772 | 0.00049553 | 0 | 0 |  | 1 | TRUE | wye
32 | LV_3378-4_0_4_load_35 | 41 | 0.00034545 | 8.6577e-05 | 0 | 0 |  | 1 | TRUE | wye
33 | LV_3378-4_0_4_load_36 | 42 | 0.0011703 | 0.0002933 | 0 | 0 |  | 1 | TRUE | wye
34 | LV_3378-4_0_4_load_32 | 43 | 0.00055539 | 0.0001392 | 0 | 0 |  | 1 | TRUE | wye
35 | LV_3378-4_0_4_load_233 | 44 | 0.0034777 | 0.0008716 | 0 | 0 |  | 1 | TRUE | wye
36 | LV_3378-4_0_4_load_75 | 45 | 0.00092654 | 0.00023221 | 0 | 0 |  | 1 | TRUE | wye
37 | LV_3378-4_0_4_load_138 | 46 | 0.0016413 | 0.00041134 | 0 | 0 |  | 1 | TRUE | wye
38 | LV_3378-4_0_4_load_167 | 47 | 0.0011245 | 0.00028182 | 0 | 0 |  | 1 | TRUE | wye
39 | LV_3378-4_0_4_load_31 | 48 | 0.00067971 | 0.00017035 | 0 | 0 |  | 1 | TRUE | wye
40 | LV_3378-4_0_4_load_232 | 49 | 0.0063054 | 0.0015803 | 0 | 0 |  | 1 | TRUE | wye
41 | LV_3378-4_0_4_load_189 | 50 | 0.00011321 | 2.8374e-05 | 0 | 0 |  | 1 | TRUE | wye
42 | LV_3378-4_0_4_load_190 | 51 | 0.00022013 | 5.517e-05 | 0 | 0 |  | 1 | TRUE | wye
43 | LV_3378-4_0_4_load_188 | 52 | 0.00027213 | 6.8201e-05 | 0 | 0 |  | 1 | TRUE | wye
44 | LV_3378-4_0_4_load_33 | 53 | 0.00062491 | 0.00015662 | 0 | 0 |  | 1 | TRUE | wye
45 | LV_3378-4_0_4_load_34 | 54 | 0.0018697 | 0.00046859 | 0 | 0 |  | 1 | TRUE | wye
46 | LV_3378-4_0_4_load_136 | 55 | 0.0010357 | 0.00025957 | 0 | 0 |  | 1 | TRUE | wye
47 | LV_3378-4_0_4_load_231 | 56 | 0.0010599 | 0.00026562 | 0 | 0 |  | 1 | TRUE | wye
48 | LV_3378-4_0_4_load_37 | 57 | 0.00062427 | 0.00015646 | 0 | 0 |  | 1 | TRUE | wye
49 | LV_3378-4_0_4_load_38 | 58 | 0.0027916 | 0.00069964 | 0 | 0 |  | 1 | TRUE | wye
50 | LV_3378-4_0_4_load_39 | 59 | 0.00049698 | 0.00012455 | 0 | 0 |  | 1 | TRUE | wye
51 | LV_3378-4_0_4_load_40 | 60 | 0.00046491 | 0.00011652 | 0 | 0 |  | 1 | TRUE | wye
52 | LV_3378-4_0_4_load_43 | 61 | 0.00045902 | 0.00011504 | 0 | 0 |  | 1 | TRUE | wye
53 | LV_3378-4_0_4_load_42 | 63 | 0.0010506 | 0.00026329 | 0 | 0 |  | 1 | TRUE | wye
54 | LV_3378-4_0_4_load_235 | 64 | 0.00034503 | 8.6474e-05 | 0 | 0 |  | 1 | TRUE | wye
55 | LV_3378-4_0_4_load_65 | 65 | 0.0023265 | 0.00058309 | 0 | 0 |  | 1 | TRUE | wye
56 | LV_3378-4_0_4_load_44 | 66 | 0.00067126 | 0.00016823 | 0 | 0 |  | 1 | TRUE | wye
57 | LV_3378-4_0_4_load_48 | 69 | 0.00025894 | 6.4896e-05 | 0 | 0 |  | 1 | TRUE | wye
58 | LV_3378-4_0_4_load_49 | 70 | 0.00014121 | 3.5391e-05 | 0 | 0 |  | 1 | TRUE | wye
59 | LV_3378-4_0_4_load_50 | 71 | 0.0006161 | 0.00015441 | 0 | 0 |  | 1 | TRUE | wye
60 | LV_3378-4_0_4_load_60 | 74 | 0.0038266 | 0.00095905 | 0 | 0 |  | 1 | TRUE | wye
61 | LV_3378-4_0_4_load_92 | 75 | 0.0016567 | 0.0004152 | 0 | 0 |  | 1 | TRUE | wye
62 | LV_3378-4_0_4_load_88 | 78 | 0.00024153 | 6.0533e-05 | 0 | 0 |  | 1 | TRUE | wye
63 | LV_3378-4_0_4_load_57 | 79 | 0.00094474 | 0.00023678 | 0 | 0 |  | 1 | TRUE | wye
64 | LV_3378-4_0_4_load_215 | 80 | 0.00052107 | 0.00013059 | 0 | 0 |  | 1 | TRUE | wye
65 | LV_3378-4_0_4_load_131 | 81 | 0.00068595 | 0.00017192 | 0 | 0 |  | 1 | TRUE | wye
66 | LV_3378-4_0_4_load_132 | 83 | 0.00033791 | 8.4689e-05 | 0 | 0 |  | 1 | TRUE | wye
67 | LV_3378-4_0_4_load_166 | 84 | 0.0013818 | 0.00034632 | 0 | 0 |  | 1 | TRUE | wye
68 | LV_3378-4_0_4_load_59 | 85 | 0.00080317 | 0.00020129 | 0 | 0 |  | 1 | TRUE | wye
69 | LV_3378-4_0_4_load_216 | 87 | 0.00077587 | 0.00019445 | 0 | 0 |  | 1 | TRUE | wye
70 | LV_3378-4_0_4_load_211 | 88 | 0.0005297 | 0.00013275 | 0 | 0 |  | 1 | TRUE | wye
71 | LV_3378-4_0_4_load_209 | 89 | 0.00070402 | 0.00017644 | 0 | 0 |  | 1 | TRUE | wye
72 | LV_3378-4_0_4_load_62 | 90 | 0.00011314 | 2.8356e-05 | 0 | 0 |  | 1 | TRUE | wye
73 | LV_3378-4_0_4_load_63 | 91 | 0.0034896 | 0.00087457 | 0 | 0 |  | 1 | TRUE | wye
74 | LV_3378-4_0_4_load_64 | 92 | 0.00018674 | 4.6801e-05 | 0 | 0 |  | 1 | TRUE | wye
75 | LV_3378-4_0_4_load_234 | 93 | 0.00042903 | 0.00010752 | 0 | 0 |  | 1 | TRUE | wye
76 | LV_3378-4_0_4_load_73 | 94 | 0.0014569 | 0.00036513 | 0 | 0 |  | 1 | TRUE | wye
77 | LV_3378-4_0_4_load_74 | 95 | 0.00085144 | 0.00021339 | 0 | 0 |  | 1 | TRUE | wye
78 | LV_3378-4_0_4_load_77 | 96 | 0.00051139 | 0.00012817 | 0 | 0 |  | 1 | TRUE | wye
79 | LV_3378-4_0_4_load_78 | 97 | 0.00080509 | 0.00020178 | 0 | 0 |  | 1 | TRUE | wye
80 | LV_3378-4_0_4_load_79 | 98 | 0.0006525 | 0.00016353 | 0 | 0 |  | 1 | TRUE | wye
81 | LV_3378-4_0_4_load_80 | 99 | 0.00055727 | 0.00013966 | 0 | 0 |  | 1 | TRUE | wye
82 | LV_3378-4_0_4_load_81 | 100 | 0.00044061 | 0.00011043 | 0 | 0 |  | 1 | TRUE | wye
83 | LV_3378-4_0_4_load_82 | 101 | 0.0016226 | 0.00040666 | 0 | 0 |  | 1 | TRUE | wye
84 | LV_3378-4_0_4_load_128 | 103 | 0.00093286 | 0.0002338 | 0 | 0 |  | 1 | TRUE | wye
85 | LV_3378-4_0_4_load_96 | 104 | 0.00044359 | 0.00011117 | 0 | 0 |  | 1 | TRUE | wye
86 | LV_3378-4_0_4_load_93 | 105 | 0.00036427 | 9.1295e-05 | 0 | 0 |  | 1 | TRUE | wye
87 | LV_3378-4_0_4_load_99 | 106 | 0.00025767 | 6.4578e-05 | 0 | 0 |  | 1 | TRUE | wye
88 | LV_3378-4_0_4_load_94 | 107 | 0.00033308 | 8.3476e-05 | 0 | 0 |  | 1 | TRUE | wye
89 | LV_3378-4_0_4_load_84 | 108 | 0.0026229 | 0.00065737 | 0 | 0 |  | 1 | TRUE | wye
90 | LV_3378-4_0_4_load_85 | 109 | 0.00036723 | 9.2036e-05 | 0 | 0 |  | 1 | TRUE | wye
91 | LV_3378-4_0_4_load_86 | 110 | 0.0005056 | 0.00012672 | 0 | 0 |  | 1 | TRUE | wye
92 | LV_3378-4_0_4_load_89 | 112 | 0.00062253 | 0.00015602 | 0 | 0 |  | 1 | TRUE | wye
93 | LV_3378-4_0_4_load_145 | 116 | 0.0030875 | 0.0007738 | 0 | 0 |  | 1 | TRUE | wye
94 | LV_3378-4_0_4_load_205 | 118 | 0.0012421 | 0.00031129 | 0 | 0 |  | 1 | TRUE | wye
95 | LV_3378-4_0_4_load_113 | 120 | 0.00022815 | 5.718e-05 | 0 | 0 |  | 1 | TRUE | wye
96 | LV_3378-4_0_4_load_111 | 121 | 0.00024037 | 6.0242e-05 | 0 | 0 |  | 1 | TRUE | wye
97 | LV_3378-4_0_4_load_141 | 123 | 0.0059936 | 0.0015021 | 0 | 0 |  | 1 | TRUE | wye
98 | LV_3378-4_0_4_load_143 | 124 | 0.00063324 | 0.0001587 | 0 | 0 |  | 1 | TRUE | wye
99 | LV_3378-4_0_4_load_97 | 126 | 0.00022414 | 5.6176e-05 | 0 | 0 |  | 1 | TRUE | wye
100 | LV_3378-4_0_4_load_98 | 127 | 0.00022834 | 5.7228e-05 | 0 | 0 |  | 1 | TRUE | wye
101 | LV_3378-4_0_4_load_108 | 128 | 0.00031224 | 7.8255e-05 | 0 | 0 |  | 1 | TRUE | wye
102 | LV_3378-4_0_4_load_100 | 129 | 0.00041748 | 0.00010463 | 0 | 0 |  | 1 | TRUE | wye
103 | LV_3378-4_0_4_load_101 | 130 | 0.00054952 | 0.00013772 | 0 | 0 |  | 1 | TRUE | wye
104 | LV_3378-4_0_4_load_102 | 131 | 0.00049674 | 0.00012449 | 0 | 0 |  | 1 | TRUE | wye
105 | LV_3378-4_0_4_load_103 | 132 | 0.00065397 | 0.0001639 | 0 | 0 |  | 1 | TRUE | wye
106 | LV_3378-4_0_4_load_105 | 133 | 0.00077682 | 0.00019469 | 0 | 0 |  | 1 | TRUE | wye
107 | LV_3378-4_0_4_load_179 | 135 | 0.00058769 | 0.00014729 | 0 | 0 |  | 1 | TRUE | wye
108 | LV_3378-4_0_4_load_152 | 136 | 0.0016184 | 0.00040562 | 0 | 0 |  | 1 | TRUE | wye
109 | LV_3378-4_0_4_load_114 | 137 | 0.00056539 | 0.0001417 | 0 | 0 |  | 1 | TRUE | wye
110 | LV_3378-4_0_4_load_206 | 138 | 0.00024417 | 6.1194e-05 | 0 | 0 |  | 1 | TRUE | wye
111 | LV_3378-4_0_4_load_204 | 139 | 0.00056594 | 0.00014184 | 0 | 0 |  | 1 | TRUE | wye
112 | LV_3378-4_0_4_load_124 | 140 | 0.001012 | 0.00025364 | 0 | 0 |  | 1 | TRUE | wye
113 | LV_3378-4_0_4_load_116 | 141 | 0.001203 | 0.0003015 | 0 | 0 |  | 1 | TRUE | wye
114 | LV_3378-4_0_4_load_117 | 142 | 0.0035173 | 0.00088151 | 0 | 0 |  | 1 | TRUE | wye
115 | LV_3378-4_0_4_load_119 | 144 | 0.00076941 | 0.00019283 | 0 | 0 |  | 1 | TRUE | wye
116 | LV_3378-4_0_4_load_121 | 146 | 0.00089406 | 0.00022407 | 0 | 0 |  | 1 | TRUE | wye
117 | LV_3378-4_0_4_load_125 | 149 | 0.00038962 | 9.7648e-05 | 0 | 0 |  | 1 | TRUE | wye
118 | LV_3378-4_0_4_load_230 | 150 | 0.0010246 | 0.0002568 | 0 | 0 |  | 1 | TRUE | wye
119 | LV_3378-4_0_4_load_130 | 152 | 0.00045674 | 0.00011447 | 0 | 0 |  | 1 | TRUE | wye
120 | LV_3378-4_0_4_load_229 | 153 | 0.00090486 | 0.00022678 | 0 | 0 |  | 1 | TRUE | wye
121 | LV_3378-4_0_4_load_146 | 154 | 0.00083306 | 0.00020879 | 0 | 0 |  | 1 | TRUE | wye
122 | LV_3378-4_0_4_load_202 | 155 | 0.00067092 | 0.00016815 | 0 | 0 |  | 1 | TRUE | wye
123 | LV_3378-4_0_4_load_164 | 156 | 0.0021268 | 0.00053301 | 0 | 0 |  | 1 | TRUE | wye
124 | LV_3378-4_0_4_load_218 | 157 | 0.00042031 | 0.00010534 | 0 | 0 |  | 1 | TRUE | wye
125 | LV_3378-4_0_4_load_219 | 158 | 0.00023966 | 6.0064e-05 | 0 | 0 |  | 1 | TRUE | wye
126 | LV_3378-4_0_4_load_203 | 159 | 0.00059844 | 0.00014998 | 0 | 0 |  | 1 | TRUE | wye
127 | LV_3378-4_0_4_load_133 | 160 | 0.00013713 | 3.4368e-05 | 0 | 0 |  | 1 | TRUE | wye
128 | LV_3378-4_0_4_load_134 | 161 | 0.00019673 | 4.9305e-05 | 0 | 0 |  | 1 | TRUE | wye
129 | LV_3378-4_0_4_load_135 | 162 | 0.0040573 | 0.0010168 | 0 | 0 |  | 1 | TRUE | wye
130 | LV_3378-4_0_4_load_137 | 163 | 0.00096496 | 0.00024184 | 0 | 0 |  | 1 | TRUE | wye
131 | LV_3378-4_0_4_load_139 | 164 | 0.00075022 | 0.00018802 | 0 | 0 |  | 1 | TRUE | wye
132 | LV_3378-4_0_4_load_140 | 165 | 0.00075016 | 0.00018801 | 0 | 0 |  | 1 | TRUE | wye
133 | LV_3378-4_0_4_load_148 | 167 | 0.00093482 | 0.00023429 | 0 | 0 |  | 1 | TRUE | wye
134 | LV_3378-4_0_4_load_151 | 170 | 0.00042177 | 0.00010571 | 0 | 0 |  | 1 | TRUE | wye
135 | LV_3378-4_0_4_load_217 | 171 | 0.00044072 | 0.00011046 | 0 | 0 |  | 1 | TRUE | wye
136 | LV_3378-4_0_4_load_191 | 172 | 0.00048748 | 0.00012217 | 0 | 0 |  | 1 | TRUE | wye
137 | LV_3378-4_0_4_load_154 | 173 | 0.0084324 | 0.0021134 | 0 | 0 |  | 1 | TRUE | wye
138 | LV_3378-4_0_4_load_155 | 174 | 0.0036787 | 0.00092198 | 0 | 0 |  | 1 | TRUE | wye
139 | LV_3378-4_0_4_load_157 | 176 | 0.0078826 | 0.0019756 | 0 | 0 |  | 1 | TRUE | wye
140 | LV_3378-4_0_4_load_159 | 178 | 0.0017435 | 0.00043697 | 0 | 0 |  | 1 | TRUE | wye
141 | LV_3378-4_0_4_load_161 | 179 | 0.0026561 | 0.00066568 | 0 | 0 |  | 1 | TRUE | wye
142 | LV_3378-4_0_4_load_162 | 180 | 0.00084473 | 0.00021171 | 0 | 0 |  | 1 | TRUE | wye
143 | LV_3378-4_0_4_load_163 | 181 | 0.0035065 | 0.00087882 | 0 | 0 |  | 1 | TRUE | wye
144 | LV_3378-4_0_4_load_198 | 184 | 0.001696 | 0.00042506 | 0 | 0 |  | 1 | TRUE | wye
145 | LV_3378-4_0_4_load_223 | 185 | 0.0021398 | 0.00053629 | 0 | 0 |  | 1 | TRUE | wye
146 | LV_3378-4_0_4_load_168 | 186 | 0.00098549 | 0.00024699 | 0 | 0 |  | 1 | TRUE | wye
147 | LV_3378-4_0_4_load_200 | 187 | 0.0027104 | 0.0006793 | 0 | 0 |  | 1 | TRUE | wye
148 | LV_3378-4_0_4_load_169 | 191 | 0.0018916 | 0.00047407 | 0 | 0 |  | 1 | TRUE | wye
149 | LV_3378-4_0_4_load_187 | 192 | 0.00010455 | 2.6204e-05 | 0 | 0 |  | 1 | TRUE | wye
150 | LV_3378-4_0_4_load_197 | 193 | 9.6115e-05 | 2.4089e-05 | 0 | 0 |  | 1 | TRUE | wye
151 | LV_3378-4_0_4_load_226 | 195 | 0.00026948 | 6.7539e-05 | 0 | 0 |  | 1 | TRUE | wye
152 | LV_3378-4_0_4_load_237 | 196 | 0.0023714 | 0.00059433 | 0 | 0 |  | 1 | TRUE | wye
153 | LV_3378-4_0_4_load_192 | 197 | 0.00010991 | 2.7547e-05 | 0 | 0 |  | 1 | TRUE | wye
154 | LV_3378-4_0_4_load_222 | 198 | 0.00012629 | 3.1652e-05 | 0 | 0 |  | 1 | TRUE | wye
155 | LV_3378-4_0_4_load_208 | 200 | 0.00015637 | 3.9191e-05 | 0 | 0 |  | 1 | TRUE | wye
156 | LV_3378-4_0_4_load_210 | 201 | 0.00050404 | 0.00012632 | 0 | 0 |  | 1 | TRUE | wye
157 | LV_3378-4_0_4_load_213 | 203 | 0.00012667 | 3.1747e-05 | 0 | 0 |  | 1 | TRUE | wye
158 | LV_3378-4_0_4_load_227 | 204 | 0.00060298 | 0.00015112 | 0 | 0 |  | 1 | TRUE | wye
159 | LV_3378-4_0_4_load_220 | 205 | 0.00012805 | 3.2091e-05 | 0 | 0 |  | 1 | TRUE | wye

## ext_grid
| name | bus | vm_pu | va_degree | slack_weight | in_service
0 |  | 118 | 1 | 0 | 1 | TRUE

## line
| name | std_type | from_bus | to_bus | length_km | r_ohm_per_km | x_ohm_per_km | c_nf_per_km | g_us_per_km | max_i_ka | df | parallel | type | in_service
0 | LV_3378-4_0_4_line_0 | NAYY 4x150 SE | 0 | 1 | 0.0088023 | 0.208 | 0.08 | 261 | 0 | 0.27 | 1 | 1 | cs | TRUE
1 | LV_3378-4_0_4_line_1 | NAYY 4x150 SE | 1 | 2 | 0.26289 | 0.208 | 0.08 | 261 | 0 | 0.27 | 1 | 1 | cs | TRUE
2 | LV_3378-4_0_4_line_2 | NAYY 4x150 SE | 2 | 3 | 0.14959 | 0.208 | 0.08 | 261 | 0 | 0.27 | 1 | 1 | cs | TRUE
3 | LV_3378-4_0_4_line_3 | NAYY 4x150 SE | 3 | 71 | 0.17908 | 0.208 | 0.08 | 261 | 0 | 0.27 | 1 | 1 | cs | TRUE
4 | LV_3378-4_0_4_line_4 | NAYY 4x150 SE | 3 | 67 | 0.031762 | 0.208 | 0.08 | 261 | 0 | 0.27 | 1 | 1 | cs | TRUE
5 | LV_3378-4_0_4_line_5 | NAYY 4x150 SE | 4 | 5 | 0.20292 | 0.208 | 0.08 | 261 | 0 | 0.27 | 1 | 1 | cs | TRUE
6 | LV_3378-4_0_4_line_6 | NAYY 4x150 SE | 5 | 6 | 0.026943 | 0.208 | 0.08 | 261 | 0 | 0.27 | 1 | 1 | cs | TRUE
7 | LV_3378-4_0_4_line_7 | NAYY 4x150 SE | 5 | 7 | 0.11285 | 0.208 | 0.08 | 261 | 0 | 0.27 | 1 | 1 | cs | TRUE
8 | LV_3378-4_0_4_line_8 | NAYY 4x150 SE | 7 | 8 | 0.065799 | 0.208 | 0.08 | 261 | 0 | 0.27 | 1 | 1 | cs | TRUE
9 | LV_3378-4_0_4_line_9 | NAYY 4x150 SE | 8 | 9 | 0.06477 | 0.208 | 0.08 | 261 | 0 | 0.27 | 1 | 1 | cs | TRUE
10 | LV_3378-4_0_4_line_10 | NAYY 4x150 SE | 8 | 10 | 0.15241 | 0.208 | 0.08 | 261 | 0 | 0.27 | 1 | 1 | cs | TRUE
11 | LV_3378-4_0_4_line_11 | NAYY 4x150 SE | 9 | 11 | 0.028275 | 0.208 | 0.08 | 261 | 0 | 0.27 | 1 | 1 | cs | TRUE
12 | LV_3378-4_0_4_line_12 | NAYY 4x150 SE | 10 | 12 | 0.052687 | 0.208 | 0.08 | 261 | 0 | 0.27 | 1 | 1 | cs | TRUE
13 | LV_3378-4_0_4_line_13 | NAYY 4x150 SE | 12 | 128 | 0.097181 | 0.208 | 0.08 | 261 | 0 | 0.27 | 1 | 1 | cs | TRUE
14 | LV_3378-4_0_4_line_14 | NAYY 4x150 SE | 13 | 14 | 0.015948 | 0.208 | 0.08 | 261 | 0 | 0.27 | 1 | 1 | cs | TRUE
15 | LV_3378-4_0_4_line_15 | NAYY 4x150 SE | 13 | 15 | 0.012494 | 0.208 | 0.08 | 261 | 0 | 0.27 | 1 | 1 | cs | TRUE
16 | LV_3378-4_0_4_line_16 | NAYY 4x150 SE | 14 | 16 | 0.013404 | 0.208 | 0.08 | 261 | 0 | 0.27 | 1 | 1 | cs | TRUE
17 | LV_3378-4_0_4_line_17 | NAYY 4x150 SE | 15 | 17 | 0.021259 | 0.208 | 0.08 | 261 | 0 | 0.27 | 1 | 1 | cs | TRUE
18 | LV_3378-4_0_4_line_18 | NAYY 4x150 SE | 16 | 18 | 0.023312 | 0.208 | 0.08 | 261 | 0 | 0.27 | 1 | 1 | cs | TRUE
19 | LV_3378-4_0_4_line_19 | NAYY 4x150 SE | 17 | 19 | 0.0094311 | 0.208 | 0.08 | 261 | 0 | 0.27 | 1 | 1 | cs | TRUE
20 | LV_3378-4_0_4_line_20 | NAYY 4x150 SE | 18 | 20 | 0.13652 | 0.208 | 0.08 | 261 | 0 | 0.27 | 1 | 1 | cs | TRUE
21 | LV_3378-4_0_4_line_21 | NAYY 4x150 SE | 19 | 21 | 0.017961 | 0.208 | 0.08 | 261 | 0 | 0.27 | 1 | 1 | cs | TRUE
22 | LV_3378-4_0_4_line_22 | NAYY 4x150 SE | 20 | 28 | 0.049249 | 0.208 | 0.08 | 261 | 0 | 0.27 | 1 | 1 | cs | TRUE
23 | LV_3378-4_0_4_line_23 | NAYY 4x150 SE | 21 | 29 | 0.0072448 | 0.208 | 0.08 | 261 | 0 | 0.27 | 1 | 1 | cs | TRUE
24 | LV_3378-4_0_4_line_24 | NAYY 4x150 SE | 21 | 30 | 0.0816 | 0.208 | 0.08 | 261 | 0 | 0.27 | 1 | 1 | cs | TRUE
25 | LV_3378-4_0_4_line_25 | NAYY 4x150 SE | 22 | 23 | 0.0081914 | 0.208 | 0.08 | 261 | 0 | 0.27 | 1 | 1 | cs | TRUE
26 | LV_3378-4_0_4_line_26 | NAYY 4x150 SE | 22 | 24 | 0.12755 | 0.208 | 0.08 | 261 | 0 | 0.27 | 1 | 1 | cs | TRUE
27 | LV_3378-4_0_4_line_27 | NAYY 4x150 SE | 23 | 25 | 0.013018 | 0.208 | 0.08 | 261 | 0 | 0.27 | 1 | 1 | cs | TRUE
28 | LV_3378-4_0_4_line_28 | NAYY 4x150 SE | 23 | 26 | 0.23984 | 0.208 | 0.08 | 261 | 0 | 0.27 | 1 | 1 | cs | TRUE
29 | LV_3378-4_0_4_line_29 | NAYY 4x150 SE | 24 | 194 | 0.15398 | 0.208 | 0.08 | 261 | 0 | 0.27 | 1 | 1 | cs | TRUE
30 | LV_3378-4_0_4_line_30 | NAYY 4x150 SE | 24 | 197 | 0.0091027 | 0.208 | 0.08 | 261 | 0 | 0.27 | 1 | 1 | cs | TRUE
31 | LV_3378-4_0_4_line_31 | NAYY 4x150 SE | 25 | 27 | 0.025248 | 0.208 | 0.08 | 261 | 0 | 0.27 | 1 | 1 | cs | TRUE
32 | LV_3378-4_0_4_line_32 | NAYY 4x150 SE | 26 | 187 | 0.069906 | 0.208 | 0.08 | 261 | 0 | 0.27 | 1 | 1 | cs | TRUE
33 | LV_3378-4_0_4_line_33 | NAYY 4x150 SE | 26 | 184 | 0.069707 | 0.208 | 0.08 | 261 | 0 | 0.27 | 1 | 1 | cs | TRUE
34 | LV_3378-4_0_4_line_34 | NAYY 4x150 SE | 28 | 157 | 0.02599 | 0.208 | 0.08 | 261 | 0 | 0.27 | 1 | 1 | cs | TRUE
35 | LV_3378-4_0_4_line_35 | NAYY 4x150 SE | 29 | 81 | 0.023719 | 0.208 | 0.08 | 261 | 0 | 0.27 | 1 | 1 | cs | TRUE
36 | LV_3378-4_0_4_line_36 | NAYY 4x150 SE | 30 | 82 | 0.16649 | 0.208 | 0.08 | 261 | 0 | 0.27 | 1 | 1 | cs | TRUE
37 | LV_3378-4_0_4_line_37 | NAYY 4x150 SE | 31 | 32 | 0.018503 | 0.208 | 0.08 | 261 | 0 | 0.27 | 1 | 1 | cs | TRUE
38 | LV_3378-4_0_4_line_38 | NAYY 4x150 SE | 31 | 33 | 0.066982 | 0.208 | 0.08 | 261 | 0 | 0.27 | 1 | 1 | cs | TRUE
39 | LV_3378-4_0_4_line_39 | NAYY 4x150 SE | 32 | 34 | 0.0021091 | 0.208 | 0.08 | 261 | 0 | 0.27 | 1 | 1 | cs | TRUE
40 | LV_3378-4_0_4_line_40 | NAYY 4x150 SE | 33 | 35 | 0.020887 | 0.208 | 0.08 | 261 | 0 | 0.27 | 1 | 1 | cs | TRUE
41 | LV_3378-4_0_4_line_41 | NAYY 4x150 SE | 33 | 36 | 0.016978 | 0.208 | 0.08 | 261 | 0 | 0.27 | 1 | 1 | cs | TRUE
42 | LV_3378-4_0_4_line_42 | NAYY 4x150 SE | 34 | 37 | 0.014326 | 0.208 | 0.08 | 261 | 0 | 0.27 | 1 | 1 | cs | TRUE
43 | LV_3378-4_0_4_line_43 | NAYY 4x150 SE | 35 | 38 | 0.0080546 | 0.208 | 0.08 | 261 | 0 | 0.27 | 1 | 1 | cs | TRUE
44 | LV_3378-4_0_4_line_44 | NAYY 4x150 SE | 36 | 39 | 0.0021083 | 0.208 | 0.08 | 261 | 0 | 0.27 | 1 | 1 | cs | TRUE
45 | LV_3378-4_0_4_line_45 | NAYY 4x150 SE | 37 | 40 | 0.030159 | 0.208 | 0.08 | 261 | 0 | 0.27 | 1 | 1 | cs | TRUE
46 | LV_3378-4_0_4_line_46 | NAYY 4x150 SE | 38 | 41 | 0.033646 | 0.208 | 0.08 | 261 | 0 | 0.27 | 1 | 3 | cs | TRUE
47 | LV_3378-4_0_4_line_47 | NAYY 4x150 SE | 38 | 42 | 0.01138 | 0.208 | 0.08 | 261 | 0 | 0.27 | 1 | 3 | cs | TRUE
48 | LV_3378-4_0_4_line_48 | NAYY 4x150 SE | 38 | 43 | 0.01951 | 0.208 | 0.08 | 261 | 0 | 0.27 | 1 | 1 | cs | TRUE
49 | LV_3378-4_0_4_line_49 | NAYY 4x150 SE | 39 | 44 | 0.019015 | 0.208 | 0.08 | 261 | 0 | 0.27 | 1 | 1 | cs | TRUE
50 | LV_3378-4_0_4_line_50 | NAYY 4x150 SE | 40 | 45 | 0.0062227 | 0.208 | 0.08 | 261 | 0 | 0.27 | 1 | 1 | cs | TRUE
51 | LV_3378-4_0_4_line_51 | NAYY 4x150 SE | 41 | 46 | 0.030911 | 0.208 | 0.08 | 261 | 0 | 0.27 | 1 | 3 | cs | TRUE
52 | LV_3378-4_0_4_line_52 | NAYY 4x150 SE | 42 | 47 | 0.010924 | 0.208 | 0.08 | 261 | 0 | 0.27 | 1 | 3 | cs | TRUE
53 | LV_3378-4_0_4_line_53 | NAYY 4x150 SE | 43 | 48 | 0.0061756 | 0.208 | 0.08 | 261 | 0 | 0.27 | 1 | 1 | cs | TRUE
54 | LV_3378-4_0_4_line_54 | NAYY 4x150 SE | 44 | 49 | 0.017537 | 0.208 | 0.08 | 261 | 0 | 0.27 | 1 | 1 | cs | TRUE
55 | LV_3378-4_0_4_line_55 | NAYY 4x150 SE | 45 | 94 | 0.050908 | 0.208 | 0.08 | 261 | 0 | 0.27 | 1 | 1 | cs | TRUE
56 | LV_3378-4_0_4_line_56 | NAYY 4x150 SE | 46 | 55 | 0.020467 | 0.208 | 0.08 | 261 | 0 | 0.27 | 1 | 3 | cs | TRUE
57 | LV_3378-4_0_4_line_57 | NAYY 4x150 SE | 47 | 56 | 0.0090901 | 0.208 | 0.08 | 261 | 0 | 0.27 | 1 | 3 | cs | TRUE
58 | LV_3378-4_0_4_line_58 | NAYY 4x150 SE | 48 | 53 | 0.011617 | 0.208 | 0.08 | 261 | 0 | 0.27 | 1 | 1 | cs | TRUE
59 | LV_3378-4_0_4_line_59 | NAYY 4x150 SE | 49 | 63 | 0.14404 | 0.208 | 0.08 | 261 | 0 | 0.27 | 1 | 1 | cs | TRUE
60 | LV_3378-4_0_4_line_60 | NAYY 4x150 SE | 50 | 51 | 0.26626 | 0.208 | 0.08 | 261 | 0 | 0.27 | 1 | 1 | cs | TRUE
61 | LV_3378-4_0_4_line_61 | NAYY 4x150 SE | 50 | 52 | 0.09639 | 0.208 | 0.08 | 261 | 0 | 0.27 | 1 | 1 | cs | TRUE
62 | LV_3378-4_0_4_line_62 | NAYY 4x150 SE | 51 | 151 | 0.085709 | 0.208 | 0.08 | 261 | 0 | 0.27 | 1 | 1 | cs | TRUE
63 | LV_3378-4_0_4_line_63 | NAYY 4x150 SE | 53 | 54 | 0.0088602 | 0.208 | 0.08 | 261 | 0 | 0.27 | 1 | 1 | cs | TRUE
64 | LV_3378-4_0_4_line_64 | NAYY 4x150 SE | 55 | 162 | 0.0023534 | 0.208 | 0.08 | 261 | 0 | 0.27 | 1 | 3 | cs | TRUE
65 | LV_3378-4_0_4_line_65 | NAYY 4x150 SE | 56 | 103 | 0.0059038 | 0.208 | 0.08 | 261 | 0 | 0.27 | 1 | 3 | cs | TRUE
66 | LV_3378-4_0_4_line_66 | NAYY 4x150 SE | 57 | 58 | 0.025618 | 0.208 | 0.08 | 261 | 0 | 0.27 | 1 | 1 | cs | TRUE
67 | LV_3378-4_0_4_line_67 | NAYY 4x150 SE | 57 | 59 | 0.0032575 | 0.208 | 0.08 | 261 | 0 | 0.27 | 1 | 1 | cs | TRUE
68 | LV_3378-4_0_4_line_68 | NAYY 4x150 SE | 59 | 60 | 0.069516 | 0.208 | 0.08 | 261 | 0 | 0.27 | 1 | 1 | cs | TRUE
69 | LV_3378-4_0_4_line_69 | NAYY 4x150 SE | 60 | 61 | 0.030898 | 0.208 | 0.08 | 261 | 0 | 0.27 | 1 | 1 | cs | TRUE
70 | LV_3378-4_0_4_line_70 | NAYY 4x150 SE | 61 | 62 | 0.00035232 | 0.208 | 0.08 | 261 | 0 | 0.27 | 1 | 1 | cs | TRUE
71 | LV_3378-4_0_4_line_71 | NAYY 4x150 SE | 62 | 64 | 0.014748 | 0.208 | 0.08 | 261 | 0 | 0.27 | 1 | 1 | cs | TRUE
72 | LV_3378-4_0_4_line_72 | NAYY 4x150 SE | 62 | 65 | 0.07507 | 0.208 | 0.08 | 261 | 0 | 0.27 | 1 | 1 | cs | TRUE
73 | LV_3378-4_0_4_line_73 | NAYY 4x150 SE | 64 | 93 | 0.019227 | 0.208 | 0.08 | 261 | 0 | 0.27 | 1 | 1 | cs | TRUE
74 | LV_3378-4_0_4_line_74 | NAYY 4x150 SE | 65 | 91 | 0.033527 | 0.208 | 0.08 | 261 | 0 | 0.27 | 1 | 1 | cs | TRUE
75 | LV_3378-4_0_4_line_75 | NAYY 4x150 SE | 66 | 67 | 0.045835 | 0.208 | 0.08 | 261 | 0 | 0.27 | 1 | 1 | cs | TRUE
76 | LV_3378-4_0_4_line_76 | NAYY 4x150 SE | 66 | 68 | 0.029667 | 0.208 | 0.08 | 261 | 0 | 0.27 | 1 | 1 | cs | TRUE
77 | LV_3378-4_0_4_line_77 | NAYY 4x150 SE | 68 | 69 | 0.0074963 | 0.208 | 0.08 | 261 | 0 | 0.27 | 1 | 1 | cs | TRUE
78 | LV_3378-4_0_4_line_78 | NAYY 4x150 SE | 68 | 70 | 0.022827 | 0.208 | 0.08 | 261 | 0 | 0.27 | 1 | 1 | cs | TRUE
79 | LV_3378-4_0_4_line_79 | NAYY 4x150 SE | 69 | 72 | 0.15647 | 0.208 | 0.08 | 261 | 0 | 0.27 | 1 | 1 | cs | TRUE
80 | LV_3378-4_0_4_line_80 | NAYY 4x150 SE | 70 | 73 | 0.15253 | 0.208 | 0.08 | 261 | 0 | 0.27 | 1 | 1 | cs | TRUE
81 | LV_3378-4_0_4_line_81 | NAYY 4x150 SE | 72 | 74 | 0.0080378 | 0.208 | 0.08 | 261 | 0 | 0.27 | 1 | 1 | cs | TRUE
82 | LV_3378-4_0_4_line_82 | NAYY 4x150 SE | 72 | 75 | 0.054333 | 0.208 | 0.08 | 261 | 0 | 0.27 | 1 | 1 | cs | TRUE
83 | LV_3378-4_0_4_line_83 | NAYY 4x150 SE | 73 | 76 | 0.029565 | 0.208 | 0.08 | 261 | 0 | 0.27 | 1 | 1 | cs | TRUE
84 | LV_3378-4_0_4_line_84 | NAYY 4x150 SE | 74 | 77 | 0.06037 | 0.208 | 0.08 | 261 | 0 | 0.27 | 1 | 1 | cs | TRUE
85 | LV_3378-4_0_4_line_85 | NAYY 4x150 SE | 75 | 78 | 0.011216 | 0.208 | 0.08 | 261 | 0 | 0.27 | 1 | 1 | cs | TRUE
86 | LV_3378-4_0_4_line_86 | NAYY 4x150 SE | 76 | 80 | 0.078743 | 0.208 | 0.08 | 261 | 0 | 0.27 | 1 | 1 | cs | TRUE
87 | LV_3378-4_0_4_line_87 | NAYY 4x150 SE | 77 | 79 | 0.028276 | 0.208 | 0.08 | 261 | 0 | 0.27 | 1 | 1 | cs | TRUE
88 | LV_3378-4_0_4_line_88 | NAYY 4x150 SE | 78 | 110 | 0.00010745 | 0.208 | 0.08 | 261 | 0 | 0.27 | 1 | 1 | cs | TRUE
89 | LV_3378-4_0_4_line_89 | NAYY 4x150 SE | 79 | 85 | 0.14184 | 0.208 | 0.08 | 261 | 0 | 0.27 | 1 | 1 | cs | TRUE
90 | LV_3378-4_0_4_line_90 | NAYY 4x150 SE | 80 | 87 | 0.0010764 | 0.208 | 0.08 | 261 | 0 | 0.27 | 1 | 1 | cs | TRUE
91 | LV_3378-4_0_4_line_91 | NAYY 4x150 SE | 81 | 83 | 0.013301 | 0.208 | 0.08 | 261 | 0 | 0.27 | 1 | 1 | cs | TRUE
92 | LV_3378-4_0_4_line_92 | NAYY 4x150 SE | 82 | 84 | 0.25182 | 0.208 | 0.08 | 261 | 0 | 0.27 | 1 | 1 | cs | TRUE
93 | LV_3378-4_0_4_line_93 | NAYY 4x150 SE | 83 | 160 | 0.026985 | 0.208 | 0.08 | 261 | 0 | 0.27 | 1 | 1 | cs | TRUE
94 | LV_3378-4_0_4_line_94 | NAYY 4x150 SE | 84 | 182 | 0.2593 | 0.208 | 0.08 | 261 | 0 | 0.27 | 1 | 1 | cs | TRUE
95 | LV_3378-4_0_4_line_95 | NAYY 4x150 SE | 86 | 87 | 0.14448 | 0.208 | 0.08 | 261 | 0 | 0.27 | 1 | 1 | cs | TRUE
96 | LV_3378-4_0_4_line_96 | NAYY 4x150 SE | 86 | 88 | 0.0045441 | 0.208 | 0.08 | 261 | 0 | 0.27 | 1 | 1 | cs | TRUE
97 | LV_3378-4_0_4_line_97 | NAYY 4x150 SE | 88 | 89 | 0.075718 | 0.208 | 0.08 | 261 | 0 | 0.27 | 1 | 1 | cs | TRUE
98 | LV_3378-4_0_4_line_98 | NAYY 4x150 SE | 89 | 200 | 0.23452 | 0.208 | 0.08 | 261 | 0 | 0.27 | 1 | 1 | cs | TRUE
99 | LV_3378-4_0_4_line_99 | NAYY 4x150 SE | 90 | 91 | 0.089528 | 0.208 | 0.08 | 261 | 0 | 0.27 | 1 | 1 | cs | TRUE
100 | LV_3378-4_0_4_line_100 | NAYY 4x150 SE | 90 | 92 | 0.024287 | 0.208 | 0.08 | 261 | 0 | 0.27 | 1 | 1 | cs | TRUE
101 | LV_3378-4_0_4_line_101 | NAYY 4x150 SE | 93 | 138 | 0.095171 | 0.208 | 0.08 | 261 | 0 | 0.27 | 1 | 1 | cs | TRUE
102 | LV_3378-4_0_4_line_102 | NAYY 4x150 SE | 94 | 95 | 0.007472 | 0.208 | 0.08 | 261 | 0 | 0.27 | 1 | 1 | cs | TRUE
103 | LV_3378-4_0_4_line_103 | NAYY 4x150 SE | 96 | 97 | 0.013591 | 0.208 | 0.08 | 261 | 0 | 0.27 | 1 | 3 | cs | TRUE
104 | LV_3378-4_0_4_line_104 | NAYY 4x150 SE | 96 | 98 | 0.015105 | 0.208 | 0.08 | 261 | 0 | 0.27 | 1 | 3 | cs | TRUE
105 | LV_3378-4_0_4_line_105 | NAYY 4x150 SE | 97 | 99 | 0.020068 | 0.208 | 0.08 | 261 | 0 | 0.27 | 1 | 3 | cs | TRUE
106 | LV_3378-4_0_4_line_106 | NAYY 4x150 SE | 98 | 100 | 0.038054 | 0.208 | 0.08 | 261 | 0 | 0.27 | 1 | 3 | cs | TRUE
107 | LV_3378-4_0_4_line_107 | NAYY 4x150 SE | 99 | 101 | 0.029118 | 0.208 | 0.08 | 261 | 0 | 0.27 | 1 | 3 | cs | TRUE
108 | LV_3378-4_0_4_line_108 | NAYY 4x150 SE | 100 | 102 | 0.050998 | 0.208 | 0.08 | 261 | 0 | 0.27 | 1 | 3 | cs | TRUE
109 | LV_3378-4_0_4_line_109 | NAYY 4x150 SE | 101 | 103 | 0.11611 | 0.208 | 0.08 | 261 | 0 | 0.27 | 1 | 3 | cs | TRUE
110 | LV_3378-4_0_4_line_110 | NAYY 4x150 SE | 102 | 104 | 0.065053 | 0.208 | 0.08 | 261 | 0 | 0.27 | 1 | 1 | cs | TRUE
111 | LV_3378-4_0_4_line_111 | NAYY 4x150 SE | 102 | 105 | 0.073901 | 0.208 | 0.08 | 261 | 0 | 0.27 | 1 | 3 | cs | TRUE
112 | LV_3378-4_0_4_line_112 | NAYY 4x150 SE | 104 | 106 | 0.018602 | 0.208 | 0.08 | 261 | 0 | 0.27 | 1 | 1 | cs | TRUE
113 | LV_3378-4_0_4_line_113 | NAYY 4x150 SE | 105 | 107 | 0.019885 | 0.208 | 0.08 | 261 | 0 | 0.27 | 1 | 3 | cs | TRUE
114 | LV_3378-4_0_4_line_114 | NAYY 4x150 SE | 107 | 125 | 0.013809 | 0.208 | 0.08 | 261 | 0 | 0.27 | 1 | 3 | cs | TRUE
115 | LV_3378-4_0_4_line_115 | NAYY 4x150 SE | 108 | 109 | 0.0070527 | 0.208 | 0.08 | 261 | 0 | 0.27 | 1 | 1 | cs | TRUE
116 | LV_3378-4_0_4_line_116 | NAYY 4x150 SE | 108 | 110 | 0.04544 | 0.208 | 0.08 | 261 | 0 | 0.27 | 1 | 1 | cs | TRUE
117 | LV_3378-4_0_4_line_117 | NAYY 4x150 SE | 109 | 111 | 0.059701 | 0.208 | 0.08 | 261 | 0 | 0.27 | 1 | 1 | cs | TRUE
118 | LV_3378-4_0_4_line_118 | NAYY 4x150 SE | 111 | 112 | 0.044452 | 0.208 | 0.08 | 261 | 0 | 0.27 | 1 | 3 | cs | TRUE
119 | LV_3378-4_0_4_line_119 | NAYY 4x150 SE | 111 | 113 | 0.058823 | 0.208 | 0.08 | 261 | 0 | 0.27 | 1 | 3 | cs | TRUE
120 | LV_3378-4_0_4_line_120 | NAYY 4x150 SE | 112 | 114 | 0.010266 | 0.208 | 0.08 | 261 | 0 | 0.27 | 1 | 3 | cs | TRUE
121 | LV_3378-4_0_4_line_121 | NAYY 4x150 SE | 113 | 116 | 0.025018 | 0.208 | 0.08 | 261 | 0 | 0.27 | 1 | 3 | cs | TRUE
122 | LV_3378-4_0_4_line_122 | NAYY 4x150 SE | 114 | 115 | 0.006175 | 0.208 | 0.08 | 261 | 0 | 0.27 | 1 | 3 | cs | TRUE
123 | LV_3378-4_0_4_line_123 | NAYY 4x150 SE | 115 | 120 | 0.020362 | 0.208 | 0.08 | 261 | 0 | 0.27 | 1 | 1 | cs | TRUE
124 | LV_3378-4_0_4_line_124 | NAYY 4x150 SE | 115 | 121 | 0.0051757 | 0.208 | 0.08 | 261 | 0 | 0.27 | 1 | 3 | cs | TRUE
125 | LV_3378-4_0_4_line_125 | NAYY 4x150 SE | 116 | 124 | 0.0037159 | 0.208 | 0.08 | 261 | 0 | 0.27 | 1 | 3 | cs | TRUE
126 | LV_3378-4_0_4_line_126 | NAYY 4x150 SE | 117 | 118 | 0.034734 | 0.208 | 0.08 | 261 | 0 | 0.27 | 1 | 3 | cs | TRUE
127 | LV_3378-4_0_4_line_127 | NAYY 4x150 SE | 117 | 119 | 0.022533 | 0.208 | 0.08 | 261 | 0 | 0.27 | 1 | 3 | cs | TRUE
128 | LV_3378-4_0_4_line_128 | NAYY 4x150 SE | 118 | 138 | 0.094033 | 0.208 | 0.08 | 261 | 0 | 0.27 | 1 | 1 | cs | TRUE
129 | LV_3378-4_0_4_line_129 | NAYY 4x150 SE | 119 | 122 | 0.024792 | 0.208 | 0.08 | 261 | 0 | 0.27 | 1 | 3 | cs | TRUE
130 | LV_3378-4_0_4_line_130 | NAYY 4x150 SE | 119 | 123 | 0.013943 | 0.208 | 0.08 | 261 | 0 | 0.27 | 1 | 3 | cs | TRUE
131 | LV_3378-4_0_4_line_131 | NAYY 4x150 SE | 120 | 137 | 0.012386 | 0.208 | 0.08 | 261 | 0 | 0.27 | 1 | 1 | cs | TRUE
132 | LV_3378-4_0_4_line_132 | NAYY 4x150 SE | 121 | 127 | 0.012945 | 0.208 | 0.08 | 261 | 0 | 0.27 | 1 | 3 | cs | TRUE
133 | LV_3378-4_0_4_line_133 | NAYY 4x150 SE | 122 | 154 | 0.0052542 | 0.208 | 0.08 | 261 | 0 | 0.27 | 1 | 3 | cs | TRUE
134 | LV_3378-4_0_4_line_134 | NAYY 4x150 SE | 123 | 124 | 0.0090694 | 0.208 | 0.08 | 261 | 0 | 0.27 | 1 | 3 | cs | TRUE
135 | LV_3378-4_0_4_line_135 | NAYY 4x150 SE | 125 | 126 | 0.019725 | 0.208 | 0.08 | 261 | 0 | 0.27 | 1 | 1 | cs | TRUE
136 | LV_3378-4_0_4_line_136 | NAYY 4x150 SE | 125 | 127 | 0.021271 | 0.208 | 0.08 | 261 | 0 | 0.27 | 1 | 3 | cs | TRUE
137 | LV_3378-4_0_4_line_137 | NAYY 4x150 SE | 126 | 128 | 0.018546 | 0.208 | 0.08 | 261 | 0 | 0.27 | 1 | 1 | cs | TRUE
138 | LV_3378-4_0_4_line_138 | NAYY 4x150 SE | 129 | 130 | 3.7688e-05 | 0.208 | 0.08 | 261 | 0 | 0.27 | 1 | 1 | cs | TRUE
139 | LV_3378-4_0_4_line_139 | NAYY 4x150 SE | 129 | 131 | 0.0002745 | 0.208 | 0.08 | 261 | 0 | 0.27 | 1 | 1 | cs | TRUE
140 | LV_3378-4_0_4_line_140 | NAYY 4x150 SE | 130 | 132 | 0.0018571 | 0.208 | 0.08 | 261 | 0 | 0.27 | 1 | 1 | cs | TRUE
141 | LV_3378-4_0_4_line_141 | NAYY 4x150 SE | 132 | 133 | 0.12752 | 0.208 | 0.08 | 261 | 0 | 0.27 | 1 | 1 | cs | TRUE
142 | LV_3378-4_0_4_line_142 | NAYY 4x150 SE | 133 | 134 | 0.011607 | 0.208 | 0.08 | 261 | 0 | 0.27 | 1 | 1 | cs | TRUE
143 | LV_3378-4_0_4_line_143 | NAYY 4x150 SE | 134 | 135 | 0.27008 | 0.208 | 0.08 | 261 | 0 | 0.27 | 1 | 1 | cs | TRUE
144 | LV_3378-4_0_4_line_144 | NAYY 4x150 SE | 134 | 136 | 0.016116 | 0.208 | 0.08 | 261 | 0 | 0.27 | 1 | 1 | cs | TRUE
145 | LV_3378-4_0_4_line_145 | NAYY 4x150 SE | 135 | 169 | 0.057725 | 0.208 | 0.08 | 261 | 0 | 0.27 | 1 | 1 | cs | TRUE
146 | LV_3378-4_0_4_line_146 | NAYY 4x150 SE | 136 | 172 | 0.28404 | 0.208 | 0.08 | 261 | 0 | 0.27 | 1 | 1 | cs | TRUE
147 | LV_3378-4_0_4_line_147 | NAYY 4x150 SE | 139 | 140 | 0.028772 | 0.208 | 0.08 | 261 | 0 | 0.27 | 1 | 1 | cs | TRUE
148 | LV_3378-4_0_4_line_148 | NAYY 4x150 SE | 140 | 145 | 0.0066307 | 0.208 | 0.08 | 261 | 0 | 0.27 | 1 | 1 | cs | TRUE
149 | LV_3378-4_0_4_line_149 | NAYY 4x150 SE | 141 | 142 | 0.0057943 | 0.208 | 0.08 | 261 | 0 | 0.27 | 1 | 1 | cs | TRUE
150 | LV_3378-4_0_4_line_150 | NAYY 4x150 SE | 141 | 143 | 0.034659 | 0.208 | 0.08 | 261 | 0 | 0.27 | 1 | 1 | cs | TRUE
151 | LV_3378-4_0_4_line_151 | NAYY 4x150 SE | 142 | 144 | 0.028702 | 0.208 | 0.08 | 261 | 0 | 0.27 | 1 | 1 | cs | TRUE
152 | LV_3378-4_0_4_line_152 | NAYY 4x150 SE | 143 | 145 | 0.068148 | 0.208 | 0.08 | 261 | 0 | 0.27 | 1 | 3 | cs | TRUE
153 | LV_3378-4_0_4_line_153 | NAYY 4x150 SE | 143 | 146 | 0.079941 | 0.208 | 0.08 | 261 | 0 | 0.27 | 1 | 3 | cs | TRUE
154 | LV_3378-4_0_4_line_154 | NAYY 4x150 SE | 144 | 147 | 0.04343 | 0.208 | 0.08 | 261 | 0 | 0.27 | 1 | 1 | cs | TRUE
155 | LV_3378-4_0_4_line_155 | NAYY 4x150 SE | 145 | 148 | 0.004897 | 0.208 | 0.08 | 261 | 0 | 0.27 | 1 | 3 | cs | TRUE
156 | LV_3378-4_0_4_line_156 | NAYY 4x150 SE | 146 | 149 | 0.029719 | 0.208 | 0.08 | 261 | 0 | 0.27 | 1 | 3 | cs | TRUE
157 | LV_3378-4_0_4_line_157 | NAYY 4x150 SE | 147 | 151 | 0.16528 | 0.208 | 0.08 | 261 | 0 | 0.27 | 1 | 1 | cs | TRUE
158 | LV_3378-4_0_4_line_158 | NAYY 4x150 SE | 147 | 152 | 0.092165 | 0.208 | 0.08 | 261 | 0 | 0.27 | 1 | 1 | cs | TRUE
159 | LV_3378-4_0_4_line_159 | NAYY 4x150 SE | 148 | 150 | 0.0057064 | 0.208 | 0.08 | 261 | 0 | 0.27 | 1 | 3 | cs | TRUE
160 | LV_3378-4_0_4_line_160 | NAYY 4x150 SE | 149 | 153 | 0.00073176 | 0.208 | 0.08 | 261 | 0 | 0.27 | 1 | 3 | cs | TRUE
161 | LV_3378-4_0_4_line_161 | NAYY 4x150 SE | 150 | 154 | 0.017725 | 0.208 | 0.08 | 261 | 0 | 0.27 | 1 | 3 | cs | TRUE
162 | LV_3378-4_0_4_line_162 | NAYY 4x150 SE | 152 | 155 | 0.024024 | 0.208 | 0.08 | 261 | 0 | 0.27 | 1 | 1 | cs | TRUE
163 | LV_3378-4_0_4_line_163 | NAYY 4x150 SE | 153 | 156 | 0.10289 | 0.208 | 0.08 | 261 | 0 | 0.27 | 1 | 2 | cs | TRUE
164 | LV_3378-4_0_4_line_164 | NAYY 4x150 SE | 155 | 159 | 0.11243 | 0.208 | 0.08 | 261 | 0 | 0.27 | 1 | 1 | cs | TRUE
165 | LV_3378-4_0_4_line_165 | NAYY 4x150 SE | 156 | 182 | 0.13083 | 0.208 | 0.08 | 261 | 0 | 0.27 | 1 | 2 | cs | TRUE
166 | LV_3378-4_0_4_line_166 | NAYY 4x150 SE | 157 | 158 | 0.15116 | 0.208 | 0.08 | 261 | 0 | 0.27 | 1 | 1 | cs | TRUE
167 | LV_3378-4_0_4_line_167 | NAYY 4x150 SE | 158 | 205 | 0.0043609 | 0.208 | 0.08 | 261 | 0 | 0.27 | 1 | 1 | cs | TRUE
168 | LV_3378-4_0_4_line_168 | NAYY 4x150 SE | 160 | 161 | 0.22644 | 0.208 | 0.08 | 261 | 0 | 0.27 | 1 | 1 | cs | TRUE
169 | LV_3378-4_0_4_line_169 | NAYY 4x150 SE | 162 | 163 | 0.012882 | 0.208 | 0.08 | 261 | 0 | 0.27 | 1 | 3 | cs | TRUE
170 | LV_3378-4_0_4_line_170 | NAYY 4x150 SE | 163 | 164 | 0.0046867 | 0.208 | 0.08 | 261 | 0 | 0.27 | 1 | 3 | cs | TRUE
171 | LV_3378-4_0_4_line_171 | NAYY 4x150 SE | 164 | 165 | 0.031401 | 0.208 | 0.08 | 261 | 0 | 0.27 | 1 | 3 | cs | TRUE
172 | LV_3378-4_0_4_line_172 | NAYY 4x150 SE | 165 | 166 | 0.036139 | 0.208 | 0.08 | 261 | 0 | 0.27 | 1 | 3 | cs | TRUE
173 | LV_3378-4_0_4_line_173 | NAYY 4x150 SE | 166 | 167 | 0.18111 | 0.208 | 0.08 | 261 | 0 | 0.27 | 1 | 1 | cs | TRUE
174 | LV_3378-4_0_4_line_174 | NAYY 4x150 SE | 166 | 168 | 0.17357 | 0.208 | 0.08 | 261 | 0 | 0.27 | 1 | 2 | cs | TRUE
175 | LV_3378-4_0_4_line_175 | NAYY 4x150 SE | 168 | 169 | 0.069539 | 0.208 | 0.08 | 261 | 0 | 0.27 | 1 | 1 | cs | TRUE
176 | LV_3378-4_0_4_line_176 | NAYY 4x150 SE | 168 | 170 | 0.1235 | 0.208 | 0.08 | 261 | 0 | 0.27 | 1 | 1 | cs | TRUE
177 | LV_3378-4_0_4_line_177 | NAYY 4x150 SE | 169 | 171 | 0.23632 | 0.208 | 0.08 | 261 | 0 | 0.27 | 1 | 1 | cs | TRUE
178 | LV_3378-4_0_4_line_178 | NAYY 4x150 SE | 173 | 174 | 0.057101 | 0.208 | 0.08 | 261 | 0 | 0.27 | 1 | 1 | cs | TRUE
179 | LV_3378-4_0_4_line_179 | NAYY 4x150 SE | 173 | 175 | 0.11217 | 0.208 | 0.08 | 261 | 0 | 0.27 | 1 | 1 | cs | TRUE
180 | LV_3378-4_0_4_line_180 | NAYY 4x150 SE | 174 | 176 | 0.015534 | 0.208 | 0.08 | 261 | 0 | 0.27 | 1 | 1 | cs | TRUE
181 | LV_3378-4_0_4_line_181 | NAYY 4x150 SE | 175 | 177 | 0.005443 | 0.208 | 0.08 | 261 | 0 | 0.27 | 1 | 1 | cs | TRUE
182 | LV_3378-4_0_4_line_182 | NAYY 4x150 SE | 175 | 178 | 0.01913 | 0.208 | 0.08 | 261 | 0 | 0.27 | 1 | 1 | cs | TRUE
183 | LV_3378-4_0_4_line_183 | NAYY 4x150 SE | 177 | 179 | 0.042214 | 0.208 | 0.08 | 261 | 0 | 0.27 | 1 | 1 | cs | TRUE
184 | LV_3378-4_0_4_line_184 | NAYY 4x150 SE | 177 | 180 | 0.0061933 | 0.208 | 0.08 | 261 | 0 | 0.27 | 1 | 1 | cs | TRUE
185 | LV_3378-4_0_4_line_185 | NAYY 4x150 SE | 178 | 181 | 0.07955 | 0.208 | 0.08 | 261 | 0 | 0.27 | 1 | 1 | cs | TRUE
186 | LV_3378-4_0_4_line_186 | NAYY 4x150 SE | 180 | 185 | 0.026548 | 0.208 | 0.08 | 261 | 0 | 0.27 | 1 | 1 | cs | TRUE
187 | LV_3378-4_0_4_line_187 | NAYY 4x150 SE | 181 | 186 | 0.020115 | 0.208 | 0.08 | 261 | 0 | 0.27 | 1 | 1 | cs | TRUE
188 | LV_3378-4_0_4_line_188 | NAYY 4x150 SE | 182 | 183 | 0.006209 | 0.208 | 0.08 | 261 | 0 | 0.27 | 1 | 2 | cs | TRUE
189 | LV_3378-4_0_4_line_189 | NAYY 4x150 SE | 182 | 184 | 0.18745 | 0.208 | 0.08 | 261 | 0 | 0.27 | 1 | 1 | cs | TRUE
190 | LV_3378-4_0_4_line_190 | NAYY 4x150 SE | 183 | 185 | 0.076095 | 0.208 | 0.08 | 261 | 0 | 0.27 | 1 | 1 | cs | TRUE
191 | LV_3378-4_0_4_line_191 | NAYY 4x150 SE | 186 | 191 | 0.005677 | 0.208 | 0.08 | 261 | 0 | 0.27 | 1 | 1 | cs | TRUE
192 | LV_3378-4_0_4_line_192 | NAYY 4x150 SE | 188 | 189 | 0.084502 | 0.208 | 0.08 | 261 | 0 | 0.27 | 1 | 1 | cs | TRUE
193 | LV_3378-4_0_4_line_193 | NAYY 4x150 SE | 188 | 190 | 0.007793 | 0.208 | 0.08 | 261 | 0 | 0.27 | 1 | 1 | cs | TRUE
194 | LV_3378-4_0_4_line_194 | NAYY 4x150 SE | 189 | 196 | 0.12311 | 0.208 | 0.08 | 261 | 0 | 0.27 | 1 | 1 | cs | TRUE
195 | LV_3378-4_0_4_line_195 | NAYY 4x150 SE | 190 | 192 | 0.01044 | 0.208 | 0.08 | 261 | 0 | 0.27 | 1 | 1 | cs | TRUE
196 | LV_3378-4_0_4_line_196 | NAYY 4x150 SE | 190 | 191 | 0.19186 | 0.208 | 0.08 | 261 | 0 | 0.27 | 1 | 1 | cs | TRUE
197 | LV_3378-4_0_4_line_197 | NAYY 4x150 SE | 192 | 195 | 0.061386 | 0.208 | 0.08 | 261 | 0 | 0.27 | 1 | 1 | cs | TRUE
198 | LV_3378-4_0_4_line_198 | NAYY 4x150 SE | 193 | 194 | 0.075775 | 0.208 | 0.08 | 261 | 0 | 0.27 | 1 | 1 | cs | TRUE
199 | LV_3378-4_0_4_line_199 | NAYY 4x150 SE | 198 | 199 | 0.039409 | 0.208 | 0.08 | 261 | 0 | 0.27 | 1 | 1 | cs | TRUE
200 | LV_3378-4_0_4_line_200 | NAYY 4x150 SE | 199 | 205 | 0.13067 | 0.208 | 0.08 | 261 | 0 | 0.27 | 1 | 1 | cs | TRUE
201 | LV_3378-4_0_4_line_201 | NAYY 4x150 SE | 200 | 201 | 0.02026 | 0.208 | 0.08 | 261 | 0 | 0.27 | 1 | 1 | cs | TRUE
202 | LV_3378-4_0_4_line_202 | NAYY 4x150 SE | 201 | 202 | 0.23816 | 0.208 | 0.08 | 261 | 0 | 0.27 | 1 | 1 | cs | TRUE
203 | LV_3378-4_0_4_line_203 | NAYY 4x150 SE | 202 | 203 | 0.019543 | 0.208 | 0.08 | 261 | 0 | 0.27 | 1 | 1 | cs | TRUE
204 | LV_3378-4_0_4_line_204 | NAYY 4x150 SE | 203 | 204 | 0.01294 | 0.208 | 0.08 | 261 | 0 | 0.27 | 1 | 1 | cs | TRUE

## trafo
| name | std_type | hv_bus | lv_bus | sn_mva | vn_hv_kv | vn_lv_kv | vk_percent | vkr_percent | pfe_kw | i0_percent | shift_degree | tap_side | tap_neutral | tap_min | tap_max | tap_step_percent | tap_step_degree | tap_pos | tap_phase_shifter | parallel | df | in_service
0 | LV_3378-4_0_4_trafo_205 | 0.25 MVA 20/0.4 kV | 206 | 118 | 0.25 | 20 | 0.4 | 6 | 1.44 | 0.8 | 0.32 | 150 | hv | 0 | -2 | 2 | 2.5 | 0 | 0 | FALSE | 1 | 1 | TRUE

## line_geodata
| x0 | y0 | x1 | y1 | x2 | y2 | x3 | y3 | x4 | y4 | x5 | y5 | x6 | y6 | x7 | y7 | x8 | y8 | x9 | y9 | x10 | y10 | x11 | y11 | x12 | y12 | x13 | y13 | x14 | y14 | x15 | y15 | x16 | y16 | x17 | y17 | x18 | y18
0 | 2729888.9452 | 1242497.3276 | 2729887.6319 | 1242501.3579 | 2729885.2179 | 1242505.2306 | 2729885.2179 | 1242505.2306
1 | 2729651.2071 | 1242625.0334 | 2729885.2179 | 1242505.2306
2 | 2729599.5115 | 1242761.5278 | 2729600.8499 | 1242750.4586 | 2729602.9554 | 1242733.7012 | 2729604.5642 | 1242722.7158 | 2729606.4933 | 1242714.7177 | 2729608.7744 | 1242707.9172 | 2729615.7063 | 1242693.4895 | 2729624.7986 | 1242675.3613 | 2729635.6959 | 1242659.4189 | 2729643.1064 | 1242650.0839 | 2729647.4966 | 1242644.6974 | 2729650.007 | 1242640.2039 | 2729651.4398 | 1242635.1975 | 2729651.8691 | 1242630.4362 | 2729651.2071 | 1242625.0334
3 | 2729599.5115 | 1242761.5278 | 2729597.2339 | 1242755.7175 | 2729593.3423 | 1242741.4091 | 2729590.6856 | 1242732.877 | 2729586.6471 | 1242722.8691 | 2729583.2942 | 1242716.09 | 2729581.1713 | 1242709.7716 | 2729579.2349 | 1242700.1098 | 2729577.9959 | 1242691.7534 | 2729577.503 | 1242684.2028 | 2729578.1895 | 1242671.4734 | 2729578.8824 | 1242653.2618 | 2729580.466 | 1242629.587 | 2729584.4599 | 1242586.2814
4 | 2729595.526 | 1242793.0346 | 2729597.6941 | 1242776.5233 | 2729599.5115 | 1242761.5278
5 | 2729455.3568 | 1242708.836 | 2729450.6039 | 1242708.3319 | 2729447.8985 | 1242709.6407 | 2729446.5261 | 1242712.2352 | 2729445.1994 | 1242722.0925 | 2729443.6976 | 1242732.3464 | 2729439.4734 | 1242754.0396 | 2729437.8097 | 1242766.5141 | 2729434.6909 | 1242793.6917 | 2729434.8976 | 1242803.2711 | 2729435.9434 | 1242811.1341 | 2729439.0107 | 1242826.8478 | 2729444.2132 | 1242843.4645 | 2729449.8716 | 1242859.6352 | 2729458.287 | 1242881.8268 | 2729465.1457 | 1242898.5146
6 | 2729455.3568 | 1242708.836 | 2729459.3653 | 1242692.1758 | 2729459.9701 | 1242686.295 | 2729460.0228 | 1242682.4001
7 | 2729455.3568 | 1242708.836 | 2729455.1203 | 1242717.9387 | 2729455.9102 | 1242727.4753 | 2729460.0304 | 1242747.26 | 2729473.6986 | 1242805.2415 | 2729478.8836 | 1242818.6679
8 | 2729504.7503 | 1242879.1605 | 2729482.7593 | 1242828.7038 | 2729478.8836 | 1242818.6679
9 | 2729504.7503 | 1242879.1605 | 2729502.6346 | 1242882.5506 | 2729502.8466 | 1242886.6921 | 2729504.8102 | 1242894.4194 | 2729505.9024 | 1242904.6521 | 2729506.0047 | 1242928.0078 | 2729505.3505 | 1242934.766 | 2729503.4198 | 1242939.3834 | 2729500.9168 | 1242941.3973
10 | 2729504.7503 | 1242879.1605 | 2729554.796 | 1242990.7714 | 2729556.219 | 1243001.0891 | 2729555.3704 | 1243008.4325 | 2729551.3737 | 1243015.2066 | 2729547.8501 | 1243017.8677
11 | 2729475.8888 | 1242954.3222 | 2729497.4318 | 1242944.2014 | 2729500.9168 | 1242941.3973
12 | 2729547.8501 | 1243017.8677 | 2729544.6619 | 1243020.2756 | 2729535.2277 | 1243023.6281 | 2729510.639 | 1243028.44 | 2729498.4577 | 1243034.5434
13 | 2729455.0417 | 1243104.0891 | 2729452.6618 | 1243094.0983 | 2729448.6853 | 1243074.6726 | 2729450.8187 | 1243065.2666 | 2729456.1998 | 1243058.1111 | 2729469.1879 | 1243049.209 | 2729498.4577 | 1243034.5434
14 | 2730453.8285 | 1243585.5541 | 2730444.5008 | 1243572.6187
15 | 2730436.7732 | 1243562.8162 | 2730440.7955 | 1243567.4803 | 2730444.5008 | 1243572.6187
16 | 2730453.8285 | 1243585.5541 | 2730461.6685 | 1243596.4264
17 | 2730436.7732 | 1243562.8162 | 2730423.1012 | 1243546.9625 | 2730422.9428 | 1243546.68
18 | 2730478.1882 | 1243612.3262 | 2730474.3848 | 1243610.5562 | 2730467.1639 | 1243604.0474 | 2730461.6685 | 1243596.4264
19 | 2730418.4341 | 1243538.4036 | 2730418.8015 | 1243539.2947 | 2730422.9428 | 1243546.68
20 | 2730478.1882 | 1243612.3262 | 2730488.0805 | 1243616.9296 | 2730530.1258 | 1243626.5182 | 2730552.3482 | 1243631.5893 | 2730587.1117 | 1243641.5518 | 2730592.7201 | 1243644.7114 | 2730596.3704 | 1243649.2401 | 2730601.9131 | 1243659.052
21 | 2730411.5878 | 1243521.7987 | 2730418.4341 | 1243538.4036
22 | 2730625.63 | 1243701.7408 | 2730620.5164 | 1243697.0575 | 2730602.0827 | 1243659.3524 | 2730601.9131 | 1243659.052
23 | 2730411.5878 | 1243521.7987 | 2730416.1795 | 1243516.1948 | 2730416.1795 | 1243516.1948
24 | 2730411.5878 | 1243521.7987 | 2730382.3834 | 1243445.6035
25 | 2730171.7407 | 1243722.0947 | 2730171.9583 | 1243730.2832
26 | 2730103.6835 | 1243799.8472 | 2730104.7727 | 1243798.4476 | 2730108.4315 | 1243788.8195 | 2730112.5216 | 1243777.7997 | 2730119.3457 | 1243772.0777 | 2730126.0479 | 1243771.2239 | 2730136.5452 | 1243773.4783 | 2730148.679 | 1243780.0502 | 2730155.0996 | 1243780.6582 | 2730159.1712 | 1243780.1248 | 2730162.5314 | 1243776.8735 | 2730166.6786 | 1243768.0791 | 2730172.4072 | 1243747.1755 | 2730171.9583 | 1243730.2832
27 | 2730171.7407 | 1243722.0947 | 2730165.3633 | 1243717.106 | 2730161.0119 | 1243714.8065
28 | 2730141.4058 | 1243521.7445 | 2730155.9768 | 1243545.0955 | 2730199.1812 | 1243599.3792 | 2730214.2094 | 1243635.2846 | 2730215.3914 | 1243673.7216 | 2730196.5365 | 1243701.2095 | 2730171.7407 | 1243722.0947
29 | 2730103.1366 | 1243942.2365 | 2730097.8468 | 1243938.6841 | 2730093.0955 | 1243933.3308 | 2730085.9904 | 1243919.83 | 2730084.2313 | 1243907.6586 | 2730087.1774 | 1243888.818 | 2730094.0444 | 1243871.4869 | 2730103.8904 | 1243847.949 | 2730108.5368 | 1243835.0063 | 2730109.502 | 1243823.4063 | 2730107.5255 | 1243811.8418 | 2730103.6835 | 1243799.8472
30 | 2730103.6835 | 1243799.8472 | 2730101.8925 | 1243800.4974 | 2730094.7545 | 1243799.575
31 | 2730161.0119 | 1243714.8065 | 2730146.6788 | 1243707.232 | 2730140.4452 | 1243700.6893
32 | 2730141.4058 | 1243521.7445 | 2730088.3403 | 1243567.4205
33 | 2730141.4058 | 1243521.7445 | 2730120.447 | 1243508.3288 | 2730082.5552 | 1243498.5562 | 2730076.8742 | 1243498.2304
34 | 2730625.63 | 1243701.7408 | 2730625.63 | 1243701.7408 | 2730640.8839 | 1243708.7494 | 2730645.9846 | 1243716.4093
35 | 2730418.214 | 1243494.839 | 2730414.5188 | 1243499.5772 | 2730412.3659 | 1243504.9901 | 2730414.8788 | 1243510.7059 | 2730416.1795 | 1243516.1948
36 | 2730475.1151 | 1243334.822 | 2730451.9199 | 1243351.2262 | 2730434.3104 | 1243368.4096 | 2730421.7407 | 1243379.2204 | 2730407.2587 | 1243386.9088 | 2730392.0145 | 1243391.0997 | 2730381.9021 | 1243395.7259 | 2730377.1398 | 1243400.4921 | 2730374.3083 | 1243407.1912 | 2730374.2021 | 1243414.0838 | 2730378.4668 | 1243435.3848 | 2730382.3834 | 1243445.6035
37 | 2728936.1312 | 1243255.7445 | 2728952.5348 | 1243247.1838
38 | 2729014.3804 | 1243221.7189 | 2729002.943 | 1243225.429 | 2728986.4318 | 1243231.5865 | 2728963.3125 | 1243241.5592 | 2728952.5348 | 1243247.1838
39 | 2728936.1312 | 1243255.7445 | 2728934.2614 | 1243256.7203
40 | 2729014.3804 | 1243221.7189 | 2729027.2384 | 1243217.7061 | 2729034.4565 | 1243215.9972
41 | 2729014.3804 | 1243221.7189 | 2729018.3022 | 1243238.2382
42 | 2728934.2614 | 1243256.7203 | 2728921.5613 | 1243263.3481
43 | 2729042.2944 | 1243214.1415 | 2729034.4565 | 1243215.9972
44 | 2729018.7892 | 1243240.2895 | 2729018.3022 | 1243238.2382
45 | 2728921.5613 | 1243263.3481 | 2728913.2346 | 1243267.6936 | 2728894.9253 | 1243277.4919
46 | 2729042.2944 | 1243214.1415 | 2729045.7448 | 1243186.5817 | 2729046.6599 | 1243180.7828
47 | 2729042.2944 | 1243214.1415 | 2729044.4453 | 1243213.6323 | 2729053.368 | 1243211.5203
48 | 2729042.2944 | 1243214.1415 | 2729033.6725 | 1243209.0385 | 2729031.0804 | 1243204.456 | 2729029.311 | 1243200.6182
49 | 2729018.7892 | 1243240.2895 | 2729022.6364 | 1243256.495 | 2729022.5789 | 1243258.8535
50 | 2728889.4388 | 1243280.428 | 2728894.9253 | 1243277.4919
51 | 2729046.6599 | 1243180.7828 | 2729048.7181 | 1243167.7413 | 2729048.4822 | 1243154.9585 | 2729046.5138 | 1243150.4461
52 | 2729063.9979 | 1243209.0042 | 2729053.368 | 1243211.5203
53 | 2729026.8392 | 1243194.9653 | 2729027.1598 | 1243195.9523 | 2729029.311 | 1243200.6182
54 | 2729022.1511 | 1243276.3856 | 2729022.5789 | 1243258.8535
55 | 2728844.1718 | 1243303.6659 | 2728855.0643 | 1243298.8236 | 2728889.4388 | 1243280.428
56 | 2729036.2594 | 1243132.7994 | 2729044.0891 | 1243144.8876 | 2729046.5138 | 1243150.4461
57 | 2729063.9979 | 1243209.0042 | 2729065.0115 | 1243208.7643 | 2729068.2887 | 1243208.2685 | 2729072.9646 | 1243207.5288
58 | 2729023.2502 | 1243183.9169 | 2729026.8392 | 1243194.9653
59 | 2729022.1511 | 1243276.3856 | 2729021.0974 | 1243319.5715 | 2729022.2627 | 1243368.5168 | 2729024.6834 | 1243420.3387
60 | 2729819.1746 | 1243534.8784 | 2729819.1689 | 1243538.2556 | 2729818.3828 | 1243541.697 | 2729787.3904 | 1243586.302 | 2729776.1386 | 1243600.1902 | 2729762.9328 | 1243610.4325 | 2729754.5087 | 1243615.6861 | 2729742.0757 | 1243618.2609 | 2729687.4585 | 1243612.0171 | 2729674.6332 | 1243614.5501 | 2729663.3364 | 1243621.1756 | 2729656.9029 | 1243627.7185 | 2729654.6654 | 1243637.3779 | 2729656.7412 | 1243653.7819 | 2729655.5691 | 1243661.0515 | 2729654.3666 | 1243669.7105 | 2729654.4404 | 1243684.6584 | 2729654.4404 | 1243684.6584
61 | 2729715.8572 | 1243658.5327 | 2729712.6474 | 1243656.7286 | 2729695.6881 | 1243653.3216 | 2729685.8001 | 1243655.6853 | 2729678.2351 | 1243663.1486 | 2729671.0779 | 1243675.1248 | 2729666.6783 | 1243690.9979 | 2729664.5395 | 1243695.7998 | 2729659.4543 | 1243696.7006 | 2729656.6527 | 1243694.8155 | 2729654.4404 | 1243684.6584
62 | 2729821.6217 | 1243449.3769 | 2729823.0319 | 1243477.5098 | 2729821.772 | 1243498.1001 | 2729819.1949 | 1243522.9096 | 2729819.1746 | 1243534.8784
63 | 2729020.5128 | 1243175.4902 | 2729023.2502 | 1243183.9169
64 | 2729036.2594 | 1243132.7994 | 2729034.98 | 1243130.8241
65 | 2729072.9646 | 1243207.5288 | 2729078.796 | 1243206.6065
66 | 2729277.6352 | 1243314.7221 | 2729291.5573 | 1243316.5668 | 2729303.0931 | 1243315.6284 | 2729303.0931 | 1243315.6284
67 | 2729306.2813 | 1243314.9602 | 2729303.0931 | 1243315.6284
68 | 2729306.2813 | 1243314.9602 | 2729318.087 | 1243312.4858 | 2729339.3708 | 1243305.2212 | 2729359.6544 | 1243300.8262 | 2729373.8196 | 1243299.6982
69 | 2729404.6647 | 1243298.8936 | 2729388.9209 | 1243298.4956 | 2729373.8196 | 1243299.6982
70 | 2729404.6647 | 1243298.8936 | 2729405.0169 | 1243298.9025
71 | 2729405.0169 | 1243298.9025 | 2729419.6726 | 1243300.5488
72 | 2729405.0169 | 1243298.9025 | 2729405.6861 | 1243321.5922 | 2729411.57 | 1243346.809 | 2729407.1271 | 1243354.2963 | 2729389.8407 | 1243358.4153
73 | 2729438.8635 | 1243301.1701 | 2729438.34 | 1243301.2424 | 2729424.4313 | 1243301.0833 | 2729419.6726 | 1243300.5488
74 | 2729389.8407 | 1243358.4153 | 2729389.5549 | 1243358.4834 | 2729390.5804 | 1243375.5872 | 2729385.5175 | 1243390.8692
75 | 2729595.526 | 1242793.0346 | 2729593.7541 | 1242800.0686 | 2729592.511 | 1242807.1253 | 2729592.8473 | 1242814.9172 | 2729593.6367 | 1242820.6616 | 2729595.5802 | 1242838.3732
76 | 2729599.0406 | 1242867.8314 | 2729597.9732 | 1242860.9689 | 2729597.0165 | 1242851.462 | 2729595.5802 | 1242838.3732
77 | 2729599.0406 | 1242867.8314 | 2729599.9713 | 1242875.2697
78 | 2729599.0406 | 1242867.8314 | 2729603.242 | 1242863.4638 | 2729608.1601 | 1242859.1676 | 2729612.7121 | 1242857.0985 | 2729617.948 | 1242857.0106
79 | 2729664.7936 | 1243012.1145 | 2729664.4938 | 1243009.5724 | 2729663.3533 | 1243006.0556 | 2729659.8504 | 1243001.653 | 2729656.6395 | 1242997.7239 | 2729650.6358 | 1242991.8432 | 2729642.0213 | 1242982.6026 | 2729638.8789 | 1242977.6185 | 2729635.9397 | 1242971.638 | 2729633.9015 | 1242963.8757 | 2729625.9496 | 1242920.5202 | 2729623.2888 | 1242911.4876 | 2729620.1614 | 1242906.1591 | 2729616.6467 | 1242902.2901 | 2729610.8031 | 1242897.0357 | 2729605.9089 | 1242892.2803 | 2729602.8637 | 1242887.6876 | 2729600.6563 | 1242880.7445 | 2729599.9713 | 1242875.2697
80 | 2729756.3529 | 1242879.1454 | 2729751.2586 | 1242884.2273 | 2729744.9214 | 1242888.4035 | 2729738.3139 | 1242892.4959 | 2729731.3276 | 1242895.5792 | 2729724.6887 | 1242897.6469 | 2729718.7692 | 1242898.2847 | 2729712.3226 | 1242897.4431 | 2729706.6367 | 1242895.6951 | 2729699.8276 | 1242892.4101 | 2729680.9921 | 1242883.4129 | 2729661.025 | 1242874.6357 | 2729633.1866 | 1242862.3836 | 2729623.4914 | 1242857.9458 | 2729619.3309 | 1242856.9874 | 2729617.948 | 1242857.0106
81 | 2729664.7936 | 1243012.1145 | 2729672.8311 | 1243012.0511
82 | 2729664.7936 | 1243012.1145 | 2729645.0364 | 1243011.7381 | 2729632.3002 | 1243012.5605 | 2729625.9654 | 1243015.9473 | 2729622.0116 | 1243021.0987 | 2729619.126 | 1243028.7021
83 | 2729754.1245 | 1242849.6713 | 2729755.1603 | 1242866.2638 | 2729756.3529 | 1242879.1454
84 | 2729732.6996 | 1243007.3946 | 2729722.0711 | 1243010.3759 | 2729714.8484 | 1243011.4857 | 2729707.0235 | 1243011.7815 | 2729672.8311 | 1243012.0511
85 | 2729617.6979 | 1243039.8181 | 2729619.0188 | 1243028.9846 | 2729619.126 | 1243028.7021
86 | 2729754.1245 | 1242849.6713 | 2729759.3808 | 1242851.0096 | 2729765.4551 | 1242854.0117 | 2729782.1473 | 1242862.8176 | 2729792.6894 | 1242867.5968 | 2729800.2396 | 1242869.8416 | 2729808.8428 | 1242871.6536 | 2729819.2335 | 1242873.3268 | 2729825.168 | 1242874.0795 | 2729828.0681 | 1242874.4267
87 | 2729732.6996 | 1243007.3946 | 2729738.737 | 1243011.3856 | 2729757.8895 | 1243017.6208 | 2729758.7252 | 1243017.947
88 | 2729617.6979 | 1243039.8181 | 2729617.6849 | 1243039.9247
89 | 2729897.7484 | 1243029.5243 | 2729888.8511 | 1243032.8657 | 2729878.9849 | 1243034.1842 | 2729869.4858 | 1243034.9659 | 2729856.3683 | 1243035.2458 | 2729830.1874 | 1243032.9932 | 2729804.4055 | 1243030.4714 | 2729776.6628 | 1243024.9488 | 2729758.7252 | 1243017.947
90 | 2729828.0681 | 1242874.4267 | 2729829.1369 | 1242874.5546
91 | 2730425.9533 | 1243484.047 | 2730424.9774 | 1243485.05 | 2730419.3192 | 1243493.4218 | 2730418.214 | 1243494.839
92 | 2730475.1151 | 1243334.822 | 2730481.2065 | 1243326.3597 | 2730482.1792 | 1243319.9533 | 2730479.8214 | 1243311.9946 | 2730474.4905 | 1243308.2296 | 2730467.5203 | 1243307.1532 | 2730458.8597 | 1243308.6752 | 2730446.9517 | 1243311.0488 | 2730432.9492 | 1243320.6494 | 2730420.0097 | 1243329.0166 | 2730408.3688 | 1243331.6297 | 2730399.5684 | 1243331.9477 | 2730386.7276 | 1243329.6413 | 2730279.3042 | 1243307.4738 | 2730267.2903 | 1243305.386 | 2730263.2647 | 1243305.7583
93 | 2730425.9533 | 1243484.047 | 2730430.3692 | 1243479.5082 | 2730436.9466 | 1243475.4048 | 2730440.0942 | 1243470.8366 | 2730442.3931 | 1243463.853
94 | 2730070.8935 | 1243310.8714 | 2730077.5587 | 1243337.9187 | 2730083.8471 | 1243361.11 | 2730088.5584 | 1243373.1348 | 2730095.7216 | 1243378.8523 | 2730105.0173 | 1243380.7689 | 2730116.2287 | 1243378.0791 | 2730125.9048 | 1243374.0322 | 2730166.5181 | 1243354.9286 | 2730222.6791 | 1243328.1599 | 2730245.2034 | 1243313.6973 | 2730259.5169 | 1243306.1049 | 2730263.2647 | 1243305.7583
95 | 2729964.4194 | 1242920.7456 | 2729943.5837 | 1242913.6721 | 2729935.9099 | 1242909.8229 | 2729929.0661 | 1242905.3693 | 2729922.3719 | 1242903.054 | 2729907.9887 | 1242900.0032 | 2729885.3083 | 1242893.6012 | 2729875.158 | 1242891.6551 | 2729864.8973 | 1242890.2627 | 2729855.0675 | 1242887.8344 | 2729848.0868 | 1242884.4454 | 2729842.9981 | 1242880.9866 | 2729839.1051 | 1242877.8209 | 2729836.0073 | 1242875.9849 | 2729831.4201 | 1242874.828 | 2729829.1369 | 1242874.5546
96 | 2729964.4194 | 1242920.7456 | 2729968.861 | 1242921.7051
97 | 2730043.657 | 1242927.8144 | 2730039.8442 | 1242928.727 | 2730029.8917 | 1242929.8321 | 2730013.5097 | 1242929.6619 | 2729996.2161 | 1242927.6146 | 2729968.861 | 1242921.7051
98 | 2730043.657 | 1242927.8144 | 2730047.59 | 1242926.8729 | 2730054.3043 | 1242923.7841 | 2730085.1176 | 1242903.7866 | 2730095.8991 | 1242895.2267 | 2730110.9409 | 1242879.2871 | 2730129.9927 | 1242864.9702 | 2730139.1635 | 1242854.3511 | 2730156.2956 | 1242846.887 | 2730168.883 | 1242843.9049 | 2730180.3312 | 1242841.4984 | 2730197.7609 | 1242840.8024 | 2730221.1713 | 1242842.8846 | 2730249.7073 | 1242843.3228
99 | 2729338.1656 | 1243465.3627 | 2729355.0697 | 1243449.6213 | 2729380.5762 | 1243405.784 | 2729385.5175 | 1243390.8692
100 | 2729338.1656 | 1243465.3627 | 2729320.392 | 1243481.9138
101 | 2729520.3372 | 1243254.6606 | 2729489.4754 | 1243277.6822 | 2729464.1704 | 1243294.2221 | 2729450.9899 | 1243299.4946 | 2729438.8635 | 1243301.1701
102 | 2728844.1718 | 1243303.6659 | 2728837.3441 | 1243306.7012
103 | 2729255.2223 | 1243177.0254 | 2729241.8327 | 1243179.3545
104 | 2729270.1034 | 1243174.4368 | 2729255.2223 | 1243177.0254
105 | 2729222.0506 | 1243182.7268 | 2729234.7899 | 1243180.5796 | 2729241.8327 | 1243179.3545
106 | 2729270.1034 | 1243174.4368 | 2729307.5942 | 1243167.9153
107 | 2729222.0506 | 1243182.7268 | 2729193.3377 | 1243187.5665
108 | 2729357.8379 | 1243159.1755 | 2729307.5942 | 1243167.9153
109 | 2729193.3377 | 1243187.5665 | 2729104.5025 | 1243202.5402 | 2729078.796 | 1243206.6065
110 | 2729357.8379 | 1243159.1755 | 2729344.0094 | 1243105.7613 | 2729345.0662 | 1243103.7604 | 2729351.8002 | 1243100.2058
111 | 2729357.8379 | 1243159.1755 | 2729397.6776 | 1243152.2492 | 2729430.7668 | 1243147.2582
112 | 2729368.2514 | 1243091.5219 | 2729351.8002 | 1243100.2058
113 | 2729430.7668 | 1243147.2582 | 2729450.4298 | 1243144.2923
114 | 2729463.9102 | 1243141.3178 | 2729452.2296 | 1243144.0208 | 2729450.4298 | 1243144.2923
115 | 2729607.5246 | 1243083.6808 | 2729601.5562 | 1243087.4384
116 | 2729607.5246 | 1243083.6808 | 2729607.5246 | 1243083.6808 | 2729610.7546 | 1243079.1251 | 2729612.9617 | 1243070.5104 | 2729615.8423 | 1243054.9599 | 2729616.5589 | 1243049.1594 | 2729617.6849 | 1243039.9247
117 | 2729558.8728 | 1243127.0558 | 2729562.2744 | 1243121.2139 | 2729568.355 | 1243110.771 | 2729575.4927 | 1243103.5095 | 2729584.8268 | 1243096.7741 | 2729598.4088 | 1243089.4199 | 2729601.5562 | 1243087.4384
118 | 2729558.8728 | 1243127.0558 | 2729543.4313 | 1243122.626 | 2729520.5938 | 1243123.4393 | 2729515.3089 | 1243125.0865
119 | 2729558.8728 | 1243127.0558 | 2729556.9639 | 1243130.328 | 2729554.7466 | 1243135.9512 | 2729560.2003 | 1243137.5827 | 2729565.2825 | 1243138.9171 | 2729589.7019 | 1243149.4483 | 2729600.0519 | 1243154.3452
120 | 2729508.5485 | 1243132.1061 | 2729512.425 | 1243125.9854 | 2729515.3089 | 1243125.0865
121 | 2729600.0519 | 1243154.3452 | 2729606.5182 | 1243149.7825 | 2729613.9435 | 1243148.7327 | 2729619.4692 | 1243150.8774 | 2729622.8586 | 1243152.3056
122 | 2729508.5485 | 1243132.1061 | 2729502.4462 | 1243133.1627
123 | 2729502.4462 | 1243133.1627 | 2729497.816 | 1243113.3345
124 | 2729502.4462 | 1243133.1627 | 2729498.1482 | 1243134.003 | 2729497.3663 | 1243134.154
125 | 2729622.8586 | 1243152.3056 | 2729626.283 | 1243153.7484
126 | 2729616.565 | 1243169.5857 | 2729613.2095 | 1243172.9709 | 2729592.6078 | 1243194.7343
127 | 2729616.565 | 1243169.5857 | 2729621.7455 | 1243164.3499 | 2729635.4161 | 1243170.9209
128 | 2729592.6078 | 1243194.7343 | 2729582.6293 | 1243205.2754 | 2729546.8459 | 1243234.8863 | 2729520.3372 | 1243254.6606
129 | 2729658.2158 | 1243180.8164 | 2729635.4161 | 1243170.9209
130 | 2729635.4161 | 1243170.9209 | 2729635.809 | 1243159.5196 | 2729634.6409 | 1243157.2699
131 | 2729494.9993 | 1243101.2727 | 2729497.816 | 1243113.3345
132 | 2729484.6892 | 1243136.7673 | 2729490.8055 | 1243135.4217 | 2729497.3663 | 1243134.154
133 | 2729658.2158 | 1243180.8164 | 2729663.4687 | 1243180.9313
134 | 2729634.6409 | 1243157.2699 | 2729626.283 | 1243153.7484
135 | 2729463.9102 | 1243141.3178 | 2729459.3394 | 1243122.13
136 | 2729463.9102 | 1243141.3178 | 2729479.447 | 1243137.9205 | 2729484.6892 | 1243136.7673
137 | 2729459.3394 | 1243122.13 | 2729455.0417 | 1243104.0891
138 | 2728864.4895 | 1242605.5265 | 2728864.5017 | 1242605.5622
139 | 2728864.4004 | 1242605.2668 | 2728864.4895 | 1242605.5265
140 | 2728865.1039 | 1242607.3189 | 2728864.5017 | 1242605.5622
141 | 2728865.1039 | 1242607.3189 | 2728866.9727 | 1242612.7699 | 2728881.2457 | 1242640.4258 | 2728885.0257 | 1242655.076 | 2728886.4191 | 1242673.7668 | 2728889.4449 | 1242687.6333 | 2728898.3791 | 1242701.3725 | 2728914.7204 | 1242721.8299
142 | 2728921.9648 | 1242730.8991 | 2728914.7204 | 1242721.8299
143 | 2728921.9648 | 1242730.8991 | 2728906.0063 | 1242736.9688 | 2728859.6758 | 1242716.1002 | 2728850.6762 | 1242707.4529 | 2728837.0062 | 1242713.9951 | 2728834.7798 | 1242722.8433 | 2728834.0948 | 1242731.4024 | 2728836.7305 | 1242745.127 | 2728853.0475 | 1242778.2319 | 2728845.7898 | 1242813.6604 | 2728843.2096 | 1242864.1922 | 2728852.3868 | 1242871.2643 | 2728854.5847 | 1242878.5533
144 | 2728921.9648 | 1242730.8991 | 2728932.0219 | 1242743.4919
145 | 2728819.4145 | 1242916.0091 | 2728824.5394 | 1242913.6517 | 2728829.9318 | 1242902.815 | 2728835.628 | 1242896.0884 | 2728843.8115 | 1242892.5186 | 2728856.7951 | 1242885.8836 | 2728854.5847 | 1242878.5533
146 | 2728932.0219 | 1242743.4919 | 2729168.1864 | 1242585.6795
147 | 2729671.8474 | 1243192.4397 | 2729649.2295 | 1243182.0211 | 2729645.7396 | 1243180.348
148 | 2729677.8699 | 1243195.2139 | 2729671.8474 | 1243192.4397
149 | 2729726.9207 | 1243258.0155 | 2729724.9107 | 1243263.45
150 | 2729738.9436 | 1243225.5084 | 2729726.9207 | 1243258.0155
151 | 2729714.9544 | 1243290.3694 | 2729724.9107 | 1243263.45
152 | 2729738.9436 | 1243225.5084 | 2729713.1603 | 1243212.7226 | 2729682.2534 | 1243198.0677 | 2729679.2737 | 1243196.7125 | 2729677.8699 | 1243195.2139
153 | 2729738.9436 | 1243225.5084 | 2729753.6612 | 1243231.5576 | 2729767.3341 | 1243236.6277 | 2729779.8833 | 1243241.2172 | 2729799.3679 | 1243246.7593 | 2729814.7003 | 1243250.681
154 | 2729704.9275 | 1243332.5906 | 2729713.476 | 1243294.3667 | 2729714.9544 | 1243290.3694
155 | 2729678.4891 | 1243190.4122 | 2729677.7425 | 1243193.4318 | 2729677.8699 | 1243195.2139
156 | 2729843.4922 | 1243258.0455 | 2729814.7003 | 1243250.681
157 | 2729704.9275 | 1243332.5906 | 2729786.5686 | 1243409.0196 | 2729816.5449 | 1243440.5582 | 2729821.6217 | 1243449.3769
158 | 2729704.9275 | 1243332.5906 | 2729651.9899 | 1243397.7456 | 2729650.4914 | 1243405.8234
159 | 2729678.4891 | 1243190.4122 | 2729679.8946 | 1243187.685 | 2729680.2173 | 1243186.4132 | 2729680.1556 | 1243185.0884 | 2729680.1556 | 1243185.0884
160 | 2729843.4922 | 1243258.0455 | 2729844.2011 | 1243258.2269
161 | 2729663.4687 | 1243180.9313 | 2729668.751 | 1243181.0468 | 2729672.4913 | 1243182.1962 | 2729676.0656 | 1243182.6414 | 2729678.8946 | 1243183.6263 | 2729680.1556 | 1243185.0884
162 | 2729646.1096 | 1243429.4441 | 2729650.4914 | 1243405.8234
163 | 2729943.7125 | 1243284.3519 | 2729921.1966 | 1243277.9412 | 2729868.8354 | 1243264.5279 | 2729844.2011 | 1243258.2269
164 | 2729602.4683 | 1243511.0951 | 2729589.0906 | 1243492.1977 | 2729599.9419 | 1243478.2893 | 2729629.0907 | 1243461.9452 | 2729642.8016 | 1243447.2766 | 2729646.1096 | 1243429.4441
165 | 2730070.8935 | 1243310.8714 | 2730064.5051 | 1243311.5319 | 2730053.7863 | 1243311.7528 | 2730043.2033 | 1243311.2982 | 2730031.741 | 1243308.8783 | 2730015.3227 | 1243304.2033 | 2729961.3973 | 1243289.387 | 2729943.7125 | 1243284.3519
166 | 2730645.9846 | 1243716.4093 | 2730650.3611 | 1243722.9816 | 2730652.5413 | 1243750.6425 | 2730652.636 | 1243810.4966 | 2730649.5441 | 1243822.1498 | 2730634.034 | 1243847.3635 | 2730624.6706 | 1243855.7647 | 2730623.4593 | 1243856.5236
167 | 2730623.4593 | 1243856.5236 | 2730619.7638 | 1243858.839
168 | 2730442.3931 | 1243463.853 | 2730443.1325 | 1243461.6065 | 2730444.5894 | 1243450.718 | 2730449.4216 | 1243433.8429 | 2730458.1609 | 1243423.9265 | 2730470.4807 | 1243416.9135 | 2730487.7117 | 1243407.9958 | 2730495.2802 | 1243401.4676 | 2730529.5986 | 1243384.6634 | 2730557.0889 | 1243370.3002 | 2730575.0664 | 1243364.235 | 2730606.4459 | 1243357.642 | 2730615.7717 | 1243357.8475 | 2730624.7634 | 1243359.5704
169 | 2729028.1026 | 1243119.9325 | 2729032.6771 | 1243127.2687 | 2729034.98 | 1243130.8241
170 | 2729028.1026 | 1243119.9325 | 2729025.6228 | 1243115.9556
171 | 2729025.6228 | 1243115.9556 | 2729025.2467 | 1243115.3524 | 2729022.3321 | 1243107.8715 | 2729019.7102 | 1243085.3621
172 | 2729015.4745 | 1243049.4721 | 2729017.7959 | 1243068.9282 | 2729019.7102 | 1243085.3621
173 | 2729015.4745 | 1243049.4721 | 2729017.3695 | 1243025.2814 | 2729012.278 | 1242979.8872 | 2729016.85 | 1242931.0111 | 2729026.1044 | 1242922.3605 | 2729038.9858 | 1242926.6776 | 2729067.9909 | 1242947.8933
174 | 2728880.5796 | 1242948.6764 | 2728887.6983 | 1242952.3453 | 2728915.9765 | 1242979.8832 | 2728945.0316 | 1243008.1944 | 2728963.4877 | 1243022.4966 | 2728972.3963 | 1243034.6007 | 2728979.3479 | 1243042.4697 | 2728988.3671 | 1243044.9678 | 2729004.4763 | 1243048.9659 | 2729015.4745 | 1243049.4721
175 | 2728880.5796 | 1242948.6764 | 2728863.8467 | 1242936.825 | 2728834.8027 | 1242924.3281 | 2728827.7867 | 1242921.4956 | 2728819.4145 | 1242916.0091
176 | 2728880.5796 | 1242948.6764 | 2728889.6556 | 1242977.7874 | 2728901.7791 | 1243006.1863 | 2728919.3149 | 1243040.5635 | 2728920.7315 | 1243049.135 | 2728916.3576 | 1243056.6019 | 2728910.8433 | 1243053.7792
177 | 2728819.4145 | 1242916.0091 | 2728792.1034 | 1242882.899 | 2728770.4759 | 1242851.2913 | 2728735.3564 | 1242824.6509 | 2728682.4203 | 1242778.2074 | 2728674.3233 | 1242758.6261 | 2728657.3629 | 1242748.5052
178 | 2730199.559 | 1243256.4875 | 2730194.9231 | 1243257.9011 | 2730185.2557 | 1243263.9498 | 2730181.6025 | 1243268.8294 | 2730180.3353 | 1243275.5741 | 2730179.2967 | 1243281.2118 | 2730176.8826 | 1243285.0955 | 2730162.8398 | 1243295.6826
179 | 2730160.3812 | 1243245.9774 | 2730162.7047 | 1243249.6649 | 2730163.7712 | 1243253.0913 | 2730163.5866 | 1243255.645 | 2730162.6884 | 1243258.3276 | 2730159.62 | 1243263.0867 | 2730137.4585 | 1243288.5782 | 2730133.0617 | 1243294.954 | 2730131.4407 | 1243299.5669 | 2730131.3475 | 1243303.813 | 2730132.4732 | 1243307.9857 | 2730135.2386 | 1243311.1713 | 2730140.5829 | 1243312.612 | 2730145.4833 | 1243311.196 | 2730155.1247 | 1243301.4991 | 2730162.8398 | 1243295.6826
180 | 2730214.4175 | 1243251.957 | 2730199.559 | 1243256.4875
181 | 2730160.3812 | 1243245.9774 | 2730157.0199 | 1243241.6889
182 | 2730160.3812 | 1243245.9774 | 2730164.9523 | 1243242.686 | 2730173.9458 | 1243237.0228 | 2730176.5118 | 1243235.7393
183 | 2730157.0199 | 1243241.6889 | 2730164.1821 | 1243237.1309 | 2730172.8035 | 1243232.2269 | 2730193.3214 | 1243222.0349 | 2730194.1522 | 1243221.6985
184 | 2730157.0199 | 1243241.6889 | 2730152.0944 | 1243245.4434
185 | 2730176.5118 | 1243235.7393 | 2730187.6611 | 1243230.1622 | 2730203.7519 | 1243223.9321 | 2730217.304 | 1243219.3366 | 2730232.9825 | 1243216.3892 | 2730248.7543 | 1243214.3558 | 2730252.4176 | 1243214.3386
186 | 2730131.5597 | 1243262.2603 | 2730136.5814 | 1243257.9213 | 2730147.1924 | 1243249.1798 | 2730152.0944 | 1243245.4434
187 | 2730272.5063 | 1243214.8612 | 2730265.8443 | 1243214.2753 | 2730252.4176 | 1243214.3386
188 | 2730069.4001 | 1243304.8446 | 2730070.8935 | 1243310.8714
189 | 2730070.8935 | 1243310.8714 | 2730076.8742 | 1243498.2304
190 | 2730069.4001 | 1243304.8446 | 2730083.7816 | 1243299.6553 | 2730091.9227 | 1243294.9297 | 2730105.5907 | 1243284.6983 | 2730131.5597 | 1243262.2603
191 | 2730272.5063 | 1243214.8612 | 2730278.1615 | 1243215.3585
192 | 2730514.7513 | 1243130.7278 | 2730465.1271 | 1243178.4779 | 2730453.0779 | 1243188.633
193 | 2730460.1979 | 1243191.8478 | 2730453.0779 | 1243188.633
194 | 2730514.7513 | 1243130.7278 | 2730510.7287 | 1243127.9814 | 2730506.6955 | 1243127.0919 | 2730499.1597 | 1243128.3384 | 2730495.7002 | 1243128.8628 | 2730493.4927 | 1243127.8133 | 2730490.9295 | 1243124.7209 | 2730479.3217 | 1243108.2848 | 2730475.7335 | 1243105.3811 | 2730471.492 | 1243104.6762 | 2730466.4062 | 1243105.5762 | 2730407.1442 | 1243125.7021
195 | 2730460.1979 | 1243191.8478 | 2730465.7063 | 1243192.703 | 2730470.3928 | 1243191.3938
196 | 2730460.1979 | 1243191.8478 | 2730444.4453 | 1243203.3115 | 2730434.7386 | 1243209.0697 | 2730422.5004 | 1243215.106 | 2730408.2759 | 1243220.6982 | 2730394.9562 | 1243224.6867 | 2730381.4659 | 1243227.148 | 2730367.4799 | 1243228.086 | 2730352.725 | 1243228.2286 | 2730341.5934 | 1243227.2722 | 2730328.5105 | 1243225.3053 | 2730304.0133 | 1243220.1073 | 2730284.7257 | 1243215.9357 | 2730278.1615 | 1243215.3585
197 | 2730523.8561 | 1243162.6224 | 2730513.7006 | 1243164.3783 | 2730508.404 | 1243166.9529 | 2730470.3928 | 1243191.3938
198 | 2730037.4535 | 1243909.1568 | 2730061.41 | 1243917.1666 | 2730085.7317 | 1243936.094 | 2730095.3117 | 1243943.2769 | 2730103.1366 | 1243942.2365
199 | 2730507.3542 | 1243920.7951 | 2730469.9061 | 1243908.1828
200 | 2730507.3542 | 1243920.7951 | 2730541.8535 | 1243895.9881 | 2730566.4058 | 1243876.9229 | 2730578.5149 | 1243870.5171 | 2730590.2314 | 1243865.8042 | 2730614.3826 | 1243862.2105 | 2730619.7638 | 1243858.839
201 | 2730269.965 | 1242843.6339 | 2730269.965 | 1242843.6339 | 2730249.7073 | 1242843.3228
202 | 2730473.66 | 1242930.2171 | 2730469.606 | 1242924.423 | 2730461.0035 | 1242916.7494 | 2730455.2846 | 1242909.295 | 2730447.1425 | 1242892.0344 | 2730440.8741 | 1242884.4679 | 2730426.7326 | 1242874.9043 | 2730402.7165 | 1242861.8653 | 2730392.4533 | 1242856.4573 | 2730383.5291 | 1242855.8385 | 2730368.7145 | 1242861.4067 | 2730344.917 | 1242855.6123 | 2730318.0983 | 1242853.0989 | 2730269.965 | 1242843.6339
203 | 2730473.66 | 1242930.2171 | 2730467.7994 | 1242928.1754 | 2730460.8311 | 1242924.5858 | 2730456.3439 | 1242921.4081
204 | 2730446.7084 | 1242912.7984 | 2730454.413 | 1242920.0407 | 2730456.3439 | 1242921.4081

## bus_geodata
| x | y | coords
0 | 2729888.9452 | 1242497.3276
1 | 2729885.2179 | 1242505.2306
2 | 2729651.2071 | 1242625.0334
3 | 2729599.5115 | 1242761.5278
4 | 2729465.1457 | 1242898.5146
5 | 2729455.3568 | 1242708.836
6 | 2729460.0228 | 1242682.4001
7 | 2729478.8836 | 1242818.6679
8 | 2729504.7503 | 1242879.1605
9 | 2729500.9168 | 1242941.3973
10 | 2729547.8501 | 1243017.8678
11 | 2729475.8888 | 1242954.3222
12 | 2729498.4577 | 1243034.5434
13 | 2730444.5008 | 1243572.6187
14 | 2730453.8285 | 1243585.5541
15 | 2730436.7732 | 1243562.8162
16 | 2730461.6685 | 1243596.4264
17 | 2730422.9428 | 1243546.68
18 | 2730478.1882 | 1243612.3262
19 | 2730418.4341 | 1243538.4036
20 | 2730601.9131 | 1243659.052
21 | 2730411.5879 | 1243521.7987
22 | 2730171.9583 | 1243730.2832
23 | 2730171.7407 | 1243722.0947
24 | 2730103.6835 | 1243799.8472
25 | 2730161.0119 | 1243714.8065
26 | 2730141.4058 | 1243521.7445
27 | 2730140.4452 | 1243700.6893
28 | 2730625.63 | 1243701.7408
29 | 2730416.1795 | 1243516.1948
30 | 2730382.3834 | 1243445.6035
31 | 2728952.5348 | 1243247.1838
32 | 2728936.1312 | 1243255.7445
33 | 2729014.3804 | 1243221.7189
34 | 2728934.2614 | 1243256.7203
35 | 2729034.4565 | 1243215.9972
36 | 2729018.3022 | 1243238.2381
37 | 2728921.5613 | 1243263.3481
38 | 2729042.2944 | 1243214.1415
39 | 2729018.7892 | 1243240.2895
40 | 2728894.9253 | 1243277.4919
41 | 2729046.6599 | 1243180.7828
42 | 2729053.368 | 1243211.5203
43 | 2729029.311 | 1243200.6182
44 | 2729022.5789 | 1243258.8535
45 | 2728889.4388 | 1243280.428
46 | 2729046.5138 | 1243150.4461
47 | 2729063.9979 | 1243209.0042
48 | 2729026.8392 | 1243194.9653
49 | 2729022.1511 | 1243276.3856
50 | 2729654.4404 | 1243684.6584
51 | 2729819.1746 | 1243534.8784
52 | 2729715.8572 | 1243658.5327
53 | 2729023.2502 | 1243183.9169
54 | 2729020.5128 | 1243175.4902
55 | 2729036.2594 | 1243132.7994
56 | 2729072.9646 | 1243207.5288
57 | 2729303.0931 | 1243315.6284
58 | 2729277.6352 | 1243314.7221
59 | 2729306.2813 | 1243314.9602
60 | 2729373.8196 | 1243299.6982
61 | 2729404.6647 | 1243298.8936
62 | 2729405.0169 | 1243298.9025
63 | 2729024.6834 | 1243420.3387
64 | 2729419.6726 | 1243300.5488
65 | 2729389.8407 | 1243358.4153
66 | 2729595.5802 | 1242838.3732
67 | 2729595.526 | 1242793.0346
68 | 2729599.0406 | 1242867.8314
69 | 2729599.9713 | 1242875.2697
70 | 2729617.948 | 1242857.0106
71 | 2729584.4599 | 1242586.2814
72 | 2729664.7936 | 1243012.1145
73 | 2729756.3529 | 1242879.1454
74 | 2729672.8311 | 1243012.0511
75 | 2729619.126 | 1243028.7021
76 | 2729754.1245 | 1242849.6713
77 | 2729732.6996 | 1243007.3946
78 | 2729617.6979 | 1243039.8181
79 | 2729758.7252 | 1243017.947
80 | 2729828.0681 | 1242874.4267
81 | 2730418.214 | 1243494.839
82 | 2730475.1151 | 1243334.822
83 | 2730425.9533 | 1243484.047
84 | 2730263.2647 | 1243305.7583
85 | 2729897.7484 | 1243029.5243
86 | 2729964.4194 | 1242920.7456
87 | 2729829.1369 | 1242874.5546
88 | 2729968.861 | 1242921.7051
89 | 2730043.657 | 1242927.8144
90 | 2729338.1656 | 1243465.3627
91 | 2729385.5175 | 1243390.8692
92 | 2729320.392 | 1243481.9138
93 | 2729438.8635 | 1243301.1701
94 | 2728844.1718 | 1243303.6659
95 | 2728837.3441 | 1243306.7012
96 | 2729255.2223 | 1243177.0254
97 | 2729241.8327 | 1243179.3545
98 | 2729270.1034 | 1243174.4368
99 | 2729222.0506 | 1243182.7268
100 | 2729307.5942 | 1243167.9153
101 | 2729193.3377 | 1243187.5665
102 | 2729357.8379 | 1243159.1755
103 | 2729078.796 | 1243206.6065
104 | 2729351.8002 | 1243100.2058
105 | 2729430.7668 | 1243147.2582
106 | 2729368.2514 | 1243091.5219
107 | 2729450.4298 | 1243144.2923
108 | 2729607.5246 | 1243083.6808
109 | 2729601.5562 | 1243087.4384
110 | 2729617.6849 | 1243039.9247
111 | 2729558.8728 | 1243127.0558
112 | 2729515.3089 | 1243125.0865
113 | 2729600.0519 | 1243154.3452
114 | 2729508.5485 | 1243132.1061
115 | 2729502.4462 | 1243133.1627
116 | 2729622.8586 | 1243152.3056
117 | 2729616.565 | 1243169.5857
118 | 2729592.6078 | 1243194.7343
119 | 2729635.4161 | 1243170.9209
120 | 2729497.816 | 1243113.3345
121 | 2729497.3663 | 1243134.154
122 | 2729658.2158 | 1243180.8164
123 | 2729634.6409 | 1243157.2699
124 | 2729626.283 | 1243153.7484
125 | 2729463.9102 | 1243141.3178
126 | 2729459.3394 | 1243122.13
127 | 2729484.6892 | 1243136.7673
128 | 2729455.0417 | 1243104.0891
129 | 2728864.4895 | 1242605.5265
130 | 2728864.5017 | 1242605.5622
131 | 2728864.4004 | 1242605.2668
132 | 2728865.1039 | 1242607.3189
133 | 2728914.7204 | 1242721.8299
134 | 2728921.9648 | 1242730.8991
135 | 2728854.5847 | 1242878.5533
136 | 2728932.0219 | 1242743.4919
137 | 2729494.9993 | 1243101.2727
138 | 2729520.3372 | 1243254.6606
139 | 2729645.7396 | 1243180.348
140 | 2729671.8474 | 1243192.4397
141 | 2729726.9207 | 1243258.0155
142 | 2729724.9107 | 1243263.45
143 | 2729738.9436 | 1243225.5084
144 | 2729714.9544 | 1243290.3694
145 | 2729677.8699 | 1243195.2139
146 | 2729814.7003 | 1243250.681
147 | 2729704.9275 | 1243332.5906
148 | 2729678.4891 | 1243190.4122
149 | 2729843.4922 | 1243258.0455
150 | 2729680.1556 | 1243185.0884
151 | 2729821.6217 | 1243449.3769
152 | 2729650.4914 | 1243405.8234
153 | 2729844.2011 | 1243258.2269
154 | 2729663.4687 | 1243180.9313
155 | 2729646.1096 | 1243429.4441
156 | 2729943.7125 | 1243284.3519
157 | 2730645.9846 | 1243716.4093
158 | 2730623.4593 | 1243856.5236
159 | 2729602.4683 | 1243511.0951
160 | 2730442.3931 | 1243463.853
161 | 2730624.7634 | 1243359.5704
162 | 2729034.98 | 1243130.8241
163 | 2729028.1026 | 1243119.9325
164 | 2729025.6228 | 1243115.9556
165 | 2729019.7102 | 1243085.3621
166 | 2729015.4745 | 1243049.4721
167 | 2729067.9909 | 1242947.8933
168 | 2728880.5796 | 1242948.6764
169 | 2728819.4145 | 1242916.0091
170 | 2728910.8433 | 1243053.7792
171 | 2728657.3629 | 1242748.5052
172 | 2729168.1864 | 1242585.6795
173 | 2730162.8398 | 1243295.6826
174 | 2730199.559 | 1243256.4875
175 | 2730160.3812 | 1243245.9774
176 | 2730214.4175 | 1243251.957
177 | 2730157.0199 | 1243241.6889
178 | 2730176.5118 | 1243235.7393
179 | 2730194.1522 | 1243221.6985
180 | 2730152.0944 | 1243245.4434
181 | 2730252.4176 | 1243214.3386
182 | 2730070.8935 | 1243310.8714
183 | 2730069.4001 | 1243304.8446
184 | 2730076.8742 | 1243498.2304
185 | 2730131.5597 | 1243262.2603
186 | 2730272.5063 | 1243214.8612
187 | 2730088.3403 | 1243567.4205
188 | 2730453.0779 | 1243188.633
189 | 2730514.7513 | 1243130.7278
190 | 2730460.1979 | 1243191.8478
191 | 2730278.1615 | 1243215.3585
192 | 2730470.3928 | 1243191.3938
193 | 2730037.4535 | 1243909.1568
194 | 2730103.1366 | 1243942.2365
195 | 2730523.8561 | 1243162.6224
196 | 2730407.1442 | 1243125.7021
197 | 2730094.7545 | 1243799.575
198 | 2730469.9061 | 1243908.1828
199 | 2730507.3542 | 1243920.7951
200 | 2730249.7073 | 1242843.3228
201 | 2730269.965 | 1242843.6339
202 | 2730473.66 | 1242930.2171
203 | 2730456.3439 | 1242921.4081
204 | 2730446.7084 | 1242912.7984
205 | 2730619.7638 | 1243858.839
206 | 2729616.565 | 1243169.5857

## line_std_types
| c_nf_per_km | r_ohm_per_km | x_ohm_per_km | max_i_ka | type | q_mm2 | alpha | voltage_rating
NAYY 4x50 SE | 210 | 0.642 | 0.083 | 0.142 | cs | 50 | 0.00403 | LV
NAYY 4x120 SE | 264 | 0.225 | 0.08 | 0.242 | cs | 120 | 0.00403 | LV
NAYY 4x150 SE | 261 | 0.208 | 0.08 | 0.27 | cs | 150 | 0.00403 | LV
NA2XS2Y 1x95 RM/25 12/20 kV | 216 | 0.313 | 0.132 | 0.252 | cs | 95 | 0.00403 | MV
NA2XS2Y 1x185 RM/25 12/20 kV | 273 | 0.161 | 0.117 | 0.362 | cs | 185 | 0.00403 | MV
NA2XS2Y 1x240 RM/25 12/20 kV | 304 | 0.122 | 0.112 | 0.421 | cs | 240 | 0.00403 | MV
NA2XS2Y 1x95 RM/25 6/10 kV | 315 | 0.313 | 0.123 | 0.249 | cs | 95 | 0.00403 | MV
NA2XS2Y 1x185 RM/25 6/10 kV | 406 | 0.161 | 0.11 | 0.358 | cs | 185 | 0.00403 | MV
NA2XS2Y 1x240 RM/25 6/10 kV | 456 | 0.122 | 0.105 | 0.416 | cs | 240 | 0.00403 | MV
NA2XS2Y 1x150 RM/25 12/20 kV | 250 | 0.206 | 0.116 | 0.319 | cs | 150 | 0.00403 | MV
NA2XS2Y 1x120 RM/25 12/20 kV | 230 | 0.253 | 0.119 | 0.283 | cs | 120 | 0.00403 | MV
NA2XS2Y 1x70 RM/25 12/20 kV | 190 | 0.443 | 0.132 | 0.22 | cs | 70 | 0.00403 | MV
NA2XS2Y 1x150 RM/25 6/10 kV | 360 | 0.206 | 0.11 | 0.315 | cs | 150 | 0.00403 | MV
NA2XS2Y 1x120 RM/25 6/10 kV | 340 | 0.253 | 0.113 | 0.28 | cs | 120 | 0.00403 | MV
NA2XS2Y 1x70 RM/25 6/10 kV | 280 | 0.443 | 0.123 | 0.217 | cs | 70 | 0.00403 | MV
N2XS(FL)2Y 1x120 RM/35 64/110 kV | 112 | 0.153 | 0.166 | 0.366 | cs | 120 | 0.00393 | HV
N2XS(FL)2Y 1x185 RM/35 64/110 kV | 125 | 0.099 | 0.156 | 0.457 | cs | 185 | 0.00393 | HV
N2XS(FL)2Y 1x240 RM/35 64/110 kV | 135 | 0.075 | 0.149 | 0.526 | cs | 240 | 0.00393 | HV
N2XS(FL)2Y 1x300 RM/35 64/110 kV | 144 | 0.06 | 0.144 | 0.588 | cs | 300 | 0.00393 | HV
15-AL1/3-ST1A 0.4 | 11 | 1.8769 | 0.35 | 0.105 | ol | 16 | 0.00403 | LV
24-AL1/4-ST1A 0.4 | 11.25 | 1.2012 | 0.335 | 0.14 | ol | 24 | 0.00403 | LV
48-AL1/8-ST1A 0.4 | 12.2 | 0.5939 | 0.3 | 0.21 | ol | 48 | 0.00403 | LV
94-AL1/15-ST1A 0.4 | 13.2 | 0.306 | 0.29 | 0.35 | ol | 94 | 0.00403 | LV
34-AL1/6-ST1A 10.0 | 9.7 | 0.8342 | 0.36 | 0.17 | ol | 34 | 0.00403 | MV
48-AL1/8-ST1A 10.0 | 10.1 | 0.5939 | 0.35 | 0.21 | ol | 48 | 0.00403 | MV
70-AL1/11-ST1A 10.0 | 10.4 | 0.4132 | 0.339 | 0.29 | ol | 70 | 0.00403 | MV
94-AL1/15-ST1A 10.0 | 10.75 | 0.306 | 0.33 | 0.35 | ol | 94 | 0.00403 | MV
122-AL1/20-ST1A 10.0 | 11.1 | 0.2376 | 0.323 | 0.41 | ol | 122 | 0.00403 | MV
149-AL1/24-ST1A 10.0 | 11.25 | 0.194 | 0.315 | 0.47 | ol | 149 | 0.00403 | MV
34-AL1/6-ST1A 20.0 | 9.15 | 0.8342 | 0.382 | 0.17 | ol | 34 | 0.00403 | MV
48-AL1/8-ST1A 20.0 | 9.5 | 0.5939 | 0.372 | 0.21 | ol | 48 | 0.00403 | MV
70-AL1/11-ST1A 20.0 | 9.7 | 0.4132 | 0.36 | 0.29 | ol | 70 | 0.00403 | MV
94-AL1/15-ST1A 20.0 | 10 | 0.306 | 0.35 | 0.35 | ol | 94 | 0.00403 | MV
122-AL1/20-ST1A 20.0 | 10.3 | 0.2376 | 0.344 | 0.41 | ol | 122 | 0.00403 | MV
149-AL1/24-ST1A 20.0 | 10.5 | 0.194 | 0.337 | 0.47 | ol | 149 | 0.00403 | MV
184-AL1/30-ST1A 20.0 | 10.75 | 0.1571 | 0.33 | 0.535 | ol | 184 | 0.00403 | MV
243-AL1/39-ST1A 20.0 | 11 | 0.1188 | 0.32 | 0.645 | ol | 243 | 0.00403 | MV
48-AL1/8-ST1A 110.0 | 8 | 0.5939 | 0.46 | 0.21 | ol | 48 | 0.00403 | HV
70-AL1/11-ST1A 110.0 | 8.4 | 0.4132 | 0.45 | 0.29 | ol | 70 | 0.00403 | HV
94-AL1/15-ST1A 110.0 | 8.65 | 0.306 | 0.44 | 0.35 | ol | 94 | 0.00403 | HV
122-AL1/20-ST1A 110.0 | 8.5 | 0.2376 | 0.43 | 0.41 | ol | 122 | 0.00403 | HV
149-AL1/24-ST1A 110.0 | 8.75 | 0.194 | 0.41 | 0.47 | ol | 149 | 0.00403 | HV
184-AL1/30-ST1A 110.0 | 8.8 | 0.1571 | 0.4 | 0.535 | ol | 184 | 0.00403 | HV
243-AL1/39-ST1A 110.0 | 9 | 0.1188 | 0.39 | 0.645 | ol | 243 | 0.00403 | HV
305-AL1/39-ST1A 110.0 | 9.2 | 0.0949 | 0.38 | 0.74 | ol | 305 | 0.00403 | HV
490-AL1/64-ST1A 110.0 | 9.75 | 0.059 | 0.37 | 0.96 | ol | 490 | 0.00403 | HV
679-AL1/86-ST1A 110.0 | 9.95 | 0.042 | 0.36 | 1.15 | ol | 679 | 0.00403 | HV
490-AL1/64-ST1A 220.0 | 10 | 0.059 | 0.285 | 0.96 | ol | 490 | 0.00403 | HV
679-AL1/86-ST1A 220.0 | 11.7 | 0.042 | 0.275 | 1.15 | ol | 679 | 0.00403 | HV
490-AL1/64-ST1A 380.0 | 11 | 0.059 | 0.253 | 0.96 | ol | 490 | 0.00403 | HV
679-AL1/86-ST1A 380.0 | 14.6 | 0.042 | 0.25 | 1.15 | ol | 679 | 0.00403 | HV

## trafo_std_types
| i0_percent | pfe_kw | vkr_percent | sn_mva | vn_lv_kv | vn_hv_kv | vk_percent | shift_degree | vector_group | tap_side | tap_neutral | tap_min | tap_max | tap_step_degree | tap_step_percent | tap_phase_shifter
160 MVA 380/110 kV | 0.06 | 60 | 0.25 | 160 | 110 | 380 | 12.2 | 0 | Yy0 | hv | 0 | -9 | 9 | 0 | 1.5 | FALSE
100 MVA 220/110 kV | 0.06 | 55 | 0.26 | 100 | 110 | 220 | 12 | 0 | Yy0 | hv | 0 | -9 | 9 | 0 | 1.5 | FALSE
63 MVA 110/20 kV | 0.04 | 22 | 0.32 | 63 | 20 | 110 | 18 | 150 | YNd5 | hv | 0 | -9 | 9 | 0 | 1.5 | FALSE
40 MVA 110/20 kV | 0.05 | 18 | 0.34 | 40 | 20 | 110 | 16.2 | 150 | YNd5 | hv | 0 | -9 | 9 | 0 | 1.5 | FALSE
25 MVA 110/20 kV | 0.07 | 14 | 0.41 | 25 | 20 | 110 | 12 | 150 | YNd5 | hv | 0 | -9 | 9 | 0 | 1.5 | FALSE
63 MVA 110/10 kV | 0.04 | 22 | 0.32 | 63 | 10 | 110 | 18 | 150 | YNd5 | hv | 0 | -9 | 9 | 0 | 1.5 | FALSE
40 MVA 110/10 kV | 0.05 | 18 | 0.34 | 40 | 10 | 110 | 16.2 | 150 | YNd5 | hv | 0 | -9 | 9 | 0 | 1.5 | FALSE
25 MVA 110/10 kV | 0.07 | 14 | 0.41 | 25 | 10 | 110 | 12 | 150 | YNd5 | hv | 0 | -9 | 9 | 0 | 1.5 | FALSE
0.25 MVA 20/0.4 kV | 0.32 | 0.8 | 1.44 | 0.25 | 0.4 | 20 | 6 | 150 | Yzn5 | hv | 0 | -2 | 2 | 0 | 2.5 | FALSE
0.4 MVA 20/0.4 kV | 0.3375 | 1.35 | 1.425 | 0.4 | 0.4 | 20 | 6 | 150 | Dyn5 | hv | 0 | -2 | 2 | 0 | 2.5 | FALSE
0.63 MVA 20/0.4 kV | 0.2619 | 1.65 | 1.206 | 0.63 | 0.4 | 20 | 6 | 150 | Dyn5 | hv | 0 | -2 | 2 | 0 | 2.5 | FALSE
0.25 MVA 10/0.4 kV | 0.24 | 0.6 | 1.2 | 0.25 | 0.4 | 10 | 4 | 150 | Dyn5 | hv | 0 | -2 | 2 | 0 | 2.5 | FALSE
0.4 MVA 10/0.4 kV | 0.2375 | 0.95 | 1.325 | 0.4 | 0.4 | 10 | 4 | 150 | Dyn5 | hv | 0 | -2 | 2 | 0 | 2.5 | FALSE
0.63 MVA 10/0.4 kV | 0.1873 | 1.18 | 1.0794 | 0.63 | 0.4 | 10 | 4 | 150 | Dyn5 | hv | 0 | -2 | 2 | 0 | 2.5 | FALSE

## trafo3w_std_types
| sn_hv_mva | sn_mv_mva | sn_lv_mva | vn_hv_kv | vn_mv_kv | vn_lv_kv | vk_hv_percent | vk_mv_percent | vk_lv_percent | vkr_hv_percent | vkr_mv_percent | vkr_lv_percent | pfe_kw | i0_percent | shift_mv_degree | shift_lv_degree | vector_group | tap_side | tap_neutral | tap_min | tap_max | tap_step_percent
63/25/38 MVA 110/20/10 kV | 63 | 25 | 38 | 110 | 20 | 10 | 10.4 | 10.4 | 10.4 | 0.28 | 0.32 | 0.35 | 35 | 0.89 | 0 | 0 | YN0yn0yn0 | hv | 0 | -10 | 10 | 1.2
63/25/38 MVA 110/10/10 kV | 63 | 25 | 38 | 110 | 10 | 10 | 10.4 | 10.4 | 10.4 | 0.28 | 0.32 | 0.35 | 35 | 0.89 | 0 | 0 | YN0yn0yn0 | hv | 0 | -10 | 10 | 1.2

## fuse_std_types
| fuse_type | i_rated_a | t_avg | t_min | t_total | x_avg | x_min | x_total
HV 100A | HV 100A | 100 | 0 | [10.0, 3.64, 0.854, 0.281, 0.1, 0.0531, 0.022, 0.01] | [10.0, 4.267, 1.21, 0.403, 0.1, 0.058, 0.022, 0.01] | 0 | [300.0, 350.0, 450.0, 550.0, 700.0, 850.0, 1200.0, 1752.0] | [600.0, 700.0, 900.0, 1150.0, 1665.0, 2000.0, 3000.0, 4313.0]
HV 10A | HV 10A | 10 | 0 | [10.0, 1675.0, 0.344, 0.156, 0.1, 0.0417, 0.0171, 0.01] | [10.0, 1.3, 0.3, 0.155, 0.1, 0.0555, 0.023, 0.01] | 0 | [30.0, 32.0, 35.0, 37.0, 39.0, 50.0, 70.0, 88.0] | [60.0, 70.0, 80.0, 87.0, 94.0, 110.0, 150.0, 216.0]
HV 125A | HV 125A | 125 | 0 | [10.0, 1.82, 0.344, 0.1, 0.0467, 0.0269, 0.01] | [10.0, 2.478, 0.426, 0.1, 0.0427, 0.0211, 0.01] | 0 | [375.0, 500.0, 700.0, 925.0, 1200.0, 1500.0, 2341.0] | [750.0, 1000.0, 1500.0, 2200.0, 3000.0, 4000.0, 5765.0]
HV 160A | HV 160A | 160 | 0 | [10.0, 4.15, 1.03, 0.198, 0.1, 0.051, 0.0172, 0.01] | [10.0, 2.3, 0.734, 0.274, 0.1, 0.046, 0.0177, 0.01] | 0 | [480.0, 550.0, 700.0, 1000.0, 1260.0, 1600.0, 2500.0, 3227.0] | [960.0, 1300.0, 1700.0, 2200.0, 2996.0, 4000.0, 6000.0, 7946.0]
HV 16A | HV 16A | 16 | 0 | [10.0, 0.352, 0.164, 0.1, 0.0649, 0.0342, 0.01] | [10.0, 2.34, 0.722, 0.181, 0.1, 0.055, 0.0296, 0.01] | 0 | [48.0, 60.0, 65.0, 71.0, 80.0, 100.0, 162.0] | [96.0, 110.0, 125.0, 150.0, 168.0, 200.0, 250.0, 398.0]
HV 200A | HV 200A | 200 | 0 | [10.0, 4.267, 1.21, 0.403, 0.1, 0.058, 0.022, 0.01] | [10.0, 3.73, 1.654, 0.328, 0.1, 0.0531, 0.019, 0.01] | 0 | [600.0, 700.0, 900.0, 1150.0, 1665.0, 2000.0, 3000.0, 4313.0] | [1200.0, 1500.0, 1800.0, 2700.0, 3960.0, 5000.0, 7500.0, 10620.0]
HV 20A | HV 20A | 20 | 0 | [10.0, 1.3, 0.3, 0.155, 0.1, 0.0555, 0.023, 0.01] | [10.0, 1.3, 0.161, 0.1, 0.0611, 0.0399, 0.0141, 0.01] | 0 | [60.0, 70.0, 80.0, 87.0, 94.0, 110.0, 150.0, 216.0] | [120.0, 150.0, 200.0, 223.0, 260.0, 300.0, 450.0, 532.0]
HV 25A | HV 25A | 25 | 0 | [10.0, 2.512, 0.833, 0.299, 0.1, 0.0372, 0.0223, 0.01] | [10.0, 3.125, 0.597, 0.198, 0.1, 0.0378, 0.022, 0.01] | 0 | [75.0, 82.0, 90.0, 100.0, 124.0, 170.0, 200.0, 289.0] | [150.0, 170.0, 210.0, 250.0, 294.0, 400.0, 500.0, 711.0]
HV 31.5A | HV 31.5A | 31.5 | 0 | [10.0, 2.34, 0.722, 0.181, 0.1, 0.055, 0.0296, 0.01] | [10.0, 2.84, 0.368, 0.164, 0.1, 0.0621, 0.0378, 0.0195, 0.01] | 0 | [95.0, 110.0, 125.0, 150.0, 165.0, 200.0, 250.0, 390.0] | [189.0, 220.0, 300.0, 350.0, 393.0, 450.0, 530.0, 700.0, 960.0]
HV 40A | HV 40A | 40 | 0 | [10.0, 1.3, 0.161, 0.1, 0.0611, 0.0399, 0.0141, 0.01] | [10.0, 2.05, 0.369, 0.198, 0.1, 0.051, 0.0298, 0.01] | 0 | [120.0, 150.0, 200.0, 223.0, 260.0, 300.0, 450.0, 532.0] | [240.0, 300.0, 400.0, 450.0, 530.0, 650.0, 800.0, 1311.0]
HV 50A | HV 50A | 50 | 0 | [10.0, 3.215, 0.597, 0.198, 0.1, 0.0378, 0.022, 0.01] | [10.0, 3.64, 0.854, 0.281, 0.1, 0.0531, 0.022, 0.01] | 0 | [150.0, 170.0, 210.0, 250.0, 294.0, 400.0, 500.0, 711.0] | [300.0, 350.0, 450.0, 550.0, 700.0, 850.0, 1200.0, 1752.0]
HV 6.3A | HV 6.3A | 6.3 | 0 | [10.0, 1.39, 0.344, 0.168, 0.1, 0.056, 0.0263, 0.01] | [10.0, 1.711, 0.516, 0.198, 0.1, 0.0634, 0.0303, 0.01] | 0 | [19.0, 19.5, 20.4, 20.8, 22.0, 25.0, 32.0, 48.0] | [38.0, 40.0, 43.0, 48.0, 53.0, 60.0, 75.0, 118.0]
HV 63A | HV 63A | 63 | 0 | [10.0, 2.84, 0.368, 0.164, 0.1, 0.0621, 0.0378, 0.0195, 0.01] | [10.0, 1.82, 0.344, 0.1, 0.0467, 0.0269, 0.01] | 0 | [189.0, 220.0, 300.0, 350.0, 393.0, 450.0, 530.0, 700.0, 961.0] | [378.0, 500.0, 700.0, 934.0, 1200.0, 1500.0, 2366.0]
HV 80A | HV 80A | 80 | 0 | [10.0, 2.05, 0.369, 0.198, 0.1, 0.051, 0.0298, 0.01] | [10.0, 4.15, 1.03, 0.198, 0.1, 0.051, 0.0172, 0.01] | 0 | [240.0, 300.0, 400.0, 450.0, 530.0, 650.0, 800.0, 1311.0] | [480.0, 550.0, 700.0, 1000.0, 1260.0, 1600.0, 2500.0, 3227.0]
Siemens NH-1-100 | Siemens NH-1-100 | 100 | [5400.0, 2000.0, 400.0, 20.0, 1.0, 0.2, 0.012, 0.004] | 0 | 0 | [150.0, 190.0, 250.0, 430.0, 900.0, 1250.0, 2700.0, 3600.0] | 0 | 0
Siemens NH-1-125 | Siemens NH-1-125 | 125 | [4800.0, 120.0, 7.0, 0.1, 0.004] | 0 | 0 | [180.0, 400.0, 740.0, 2000.0, 4250.0] | 0 | 0
Siemens NH-1-16 | Siemens NH-1-16 | 16 | [4000.0, 400.0, 2.0, 0.1, 0.04, 0.01] | 0 | 0 | [26.0, 35.0, 75.0, 150.0, 200.0, 300.0] | 0 | 0
Siemens NH-1-160 | Siemens NH-1-160 | 160 | [4800.0, 120.0, 7.0, 0.1, 0.004] | 0 | 0 | [210.0, 500.0, 900.0, 2300.0, 5000.0] | 0 | 0
Siemens NH-1-25 | Siemens NH-1-25 | 25 | [4000.0, 1000.0, 10.0, 0.2, 0.02, 0.01] | 0 | 0 | [40.0, 50.0, 100.0, 210.0, 400.0, 500.0] | 0 | 0
Siemens NH-1-50 | Siemens NH-1-50 | 50 | [4000.0, 40.0, 4.0, 1.0, 0.02, 0.01] | 0 | 0 | [86.0, 200.0, 300.0, 400.0, 1000.0, 1280.0] | 0 | 0
Siemens NH-1-63 | Siemens NH-1-63 | 63 | [4000.0, 100.0, 10.0, 2.0, 0.04, 0.01] | 0 | 0 | [100.0, 200.0, 300.0, 400.0, 1000.0, 1500.0] | 0 | 0
Siemens NH-1-80 | Siemens NH-1-80 | 80 | [4800.0, 120.0, 7.0, 0.1, 0.01] | 0 | 0 | [150.58, 250.0, 450.0, 1150.0, 2470.0] | 0 | 0
Siemens NH-2-1000 | Siemens NH-2-1000 | 1000 | [4800.0, 120.0, 7.0, 0.1, 0.004] | 0 | 0 | [1900.0, 3500.0, 8400.0, 24000.0, 52000.0] | 0 | 0
Siemens NH-2-200 | Siemens NH-2-200 | 200 | [4800.0, 120.0, 7.0, 0.1, 0.004] | 0 | 0 | [280.0, 650.0, 1200.0, 3000.0, 7000.0] | 0 | 0
Siemens NH-2-224 | Siemens NH-2-224 | 224 | [4800.0, 120.0, 7.0, 0.2, 0.04, 0.004] | 0 | 0 | [400.0, 750.0, 1453.0, 3025.0, 4315.0, 7600.0] | 0 | 0
Siemens NH-2-250 | Siemens NH-2-250 | 250 | [4800.0, 120.0, 7.0, 0.1, 0.004] | 0 | 0 | [450.0, 800.0, 1650.0, 4000.0, 8500.0] | 0 | 0
Siemens NH-2-315 | Siemens NH-2-315 | 315 | [4800.0, 120.0, 7.0, 0.1, 0.004] | 0 | 0 | [550.0, 920.0, 1900.0, 5000.0, 11000.0] | 0 | 0
Siemens NH-2-355 | Siemens NH-2-355 | 355 | [4800.0, 120.0, 6.0, 0.1, 0.004] | 0 | 0 | [650.0, 1116.27, 2350.0, 5840.0, 12790.0] | 0 | 0
Siemens NH-2-400 | Siemens NH-2-400 | 400 | [4800.0, 120.0, 7.0, 0.1, 0.004] | 0 | 0 | [720.0, 1350.0, 2800.0, 6500.0, 15000.0] | 0 | 0
Siemens NH-2-425 | Siemens NH-2-425 | 425 | [4800.0, 120.0, 7.0, 0.1, 0.004] | 0 | 0 | [850.0, 1500.0, 3050.0, 7500.0, 16500.0] | 0 | 0
Siemens NH-2-630 | Siemens NH-2-630 | 630 | [4800.0, 120.0, 7.0, 0.1, 0.004] | 0 | 0 | [1200.0, 2000.0, 4800.0, 12000.0, 26000.0] | 0 | 0

## dtypes
| element | column | dtype
0 | bus | name | object
1 | bus | vn_kv | float64
2 | bus | type | object
3 | bus | zone | object
4 | bus | in_service | bool
5 | load | name | object
6 | load | bus | uint32
7 | load | p_mw | float64
8 | load | q_mvar | float64
9 | load | const_z_percent | float64
10 | load | const_i_percent | float64
11 | load | sn_mva | float64
12 | load | scaling | float64
13 | load | in_service | bool
14 | load | type | object
15 | ext_grid | name | object
16 | ext_grid | bus | uint32
17 | ext_grid | vm_pu | float64
18 | ext_grid | va_degree | float64
19 | ext_grid | slack_weight | float64
20 | ext_grid | in_service | bool
21 | line | name | object
22 | line | std_type | object
23 | line | from_bus | uint32
24 | line | to_bus | uint32
25 | line | length_km | float64
26 | line | r_ohm_per_km | float64
27 | line | x_ohm_per_km | float64
28 | line | c_nf_per_km | float64
29 | line | g_us_per_km | float64
30 | line | max_i_ka | float64
31 | line | df | float64
32 | line | parallel | uint32
33 | line | type | object
34 | line | in_service | bool
35 | trafo | name | object
36 | trafo | std_type | object
37 | trafo | hv_bus | uint32
38 | trafo | lv_bus | uint32
39 | trafo | sn_mva | float64
40 | trafo | vn_hv_kv | float64
41 | trafo | vn_lv_kv | float64
42 | trafo | vk_percent | float64
43 | trafo | vkr_percent | float64
44 | trafo | pfe_kw | float64
45 | trafo | i0_percent | float64
46 | trafo | shift_degree | float64
47 | trafo | tap_side | object
48 | trafo | tap_neutral | int32
49 | trafo | tap_min | int32
50 | trafo | tap_max | int32
51 | trafo | tap_step_percent | float64
52 | trafo | tap_step_degree | float64
53 | trafo | tap_pos | int32
54 | trafo | tap_phase_shifter | bool
55 | trafo | parallel | uint32
56 | trafo | df | float64
57 | trafo | in_service | bool
58 | line_geodata | coords | object
59 | bus_geodata | x | float64
60 | bus_geodata | y | float64
61 | bus_geodata | coords | object

## parameters
| version | format_version | converged | OPF_converged | name | f_hz | sn_mva
0 | 2.14.6 | 2.14.0 | FALSE | FALSE |  | 50 | 1