## bus
| name | vn_kv | type | zone | in_service
0 | bus_LV_3543-40_0_7_node_0 | 0.4 | n |  | TRUE
1 | bus_LV_3543-40_0_7_node_1 | 0.4 | n |  | TRUE
2 | bus_LV_3543-40_0_7_node_2 | 0.4 | n |  | TRUE
3 | bus_LV_3543-40_0_7_node_3 | 0.4 | n |  | TRUE
4 | bus_LV_3543-40_0_7_node_4 | 0.4 | n |  | TRUE
5 | bus_LV_3543-40_0_7_node_5 | 0.4 | n |  | TRUE
6 | bus_LV_3543-40_0_7_node_6 | 0.4 | n |  | TRUE
7 | bus_LV_3543-40_0_7_node_33 | 0.4 | n |  | TRUE
8 | bus_LV_3543-40_0_7_node_23 | 0.4 | n |  | TRUE
9 | bus_LV_3543-40_0_7_node_22 | 0.4 | n |  | TRUE
10 | bus_LV_3543-40_0_7_node_34 | 0.4 | n |  | TRUE
11 | bus_LV_3543-40_0_7_node_35 | 0.4 | n |  | TRUE
12 | bus_LV_3543-40_0_7_node_24 | 0.4 | n |  | TRUE
13 | bus_LV_3543-40_0_7_node_21 | 0.4 | n |  | TRUE
14 | bus_LV_3543-40_0_7_node_7 | 0.4 | n |  | TRUE
15 | bus_LV_3543-40_0_7_node_8 | 0.4 | n |  | TRUE
16 | bus_LV_3543-40_0_7_node_9 | 0.4 | n |  | TRUE
17 | bus_LV_3543-40_0_7_node_10 | 0.4 | n |  | TRUE
18 | bus_LV_3543-40_0_7_node_11 | 0.4 | n |  | TRUE
19 | bus_LV_3543-40_0_7_node_12 | 0.4 | n |  | TRUE
20 | bus_LV_3543-40_0_7_node_13 | 0.4 | n |  | TRUE
21 | bus_LV_3543-40_0_7_node_14 | 0.4 | n |  | TRUE
22 | bus_LV_3543-40_0_7_node_18 | 0.4 | n |  | TRUE
23 | bus_LV_3543-40_0_7_node_73 | 0.4 | n |  | TRUE
24 | bus_LV_3543-40_0_7_node_86 | 0.4 | n |  | TRUE
25 | bus_LV_3543-40_0_7_node_143 | 0.4 | n |  | TRUE
26 | bus_LV_3543-40_0_7_node_16 | 0.4 | n |  | TRUE
27 | bus_LV_3543-40_0_7_node_72 | 0.4 | n |  | TRUE
28 | bus_LV_3543-40_0_7_node_144 | 0.4 | n |  | TRUE
29 | bus_LV_3543-40_0_7_node_15 | 0.4 | n |  | TRUE
30 | bus_LV_3543-40_0_7_node_17 | 0.4 | n |  | TRUE
31 | bus_LV_3543-40_0_7_node_19 | 0.4 | n |  | TRUE
32 | bus_LV_3543-40_0_7_node_20 | 0.4 | n |  | TRUE
33 | bus_LV_3543-40_0_7_node_25 | 0.4 | n |  | TRUE
34 | bus_LV_3543-40_0_7_node_26 | 0.4 | n |  | TRUE
35 | bus_LV_3543-40_0_7_node_154 | 0.4 | n |  | TRUE
36 | bus_LV_3543-40_0_7_node_27 | 0.4 | n |  | TRUE
37 | bus_LV_3543-40_0_7_node_28 | 0.4 | n |  | TRUE
38 | bus_LV_3543-40_0_7_node_29 | 0.4 | n |  | TRUE
39 | bus_LV_3543-40_0_7_node_30 | 0.4 | n |  | TRUE
40 | bus_LV_3543-40_0_7_node_31 | 0.4 | n |  | TRUE
41 | bus_LV_3543-40_0_7_node_32 | 0.4 | n |  | TRUE
42 | bus_LV_3543-40_0_7_node_36 | 0.4 | n |  | TRUE
43 | bus_LV_3543-40_0_7_node_37 | 0.4 | n |  | TRUE
44 | bus_LV_3543-40_0_7_node_38 | 0.4 | n |  | TRUE
45 | bus_LV_3543-40_0_7_node_40 | 0.4 | n |  | TRUE
46 | bus_LV_3543-40_0_7_node_39 | 0.4 | n |  | TRUE
47 | bus_LV_3543-40_0_7_node_42 | 0.4 | n |  | TRUE
48 | bus_LV_3543-40_0_7_node_41 | 0.4 | n |  | TRUE
49 | bus_LV_3543-40_0_7_node_55 | 0.4 | n |  | TRUE
50 | bus_LV_3543-40_0_7_node_57 | 0.4 | n |  | TRUE
51 | bus_LV_3543-40_0_7_node_43 | 0.4 | n |  | TRUE
52 | bus_LV_3543-40_0_7_node_53 | 0.4 | n |  | TRUE
53 | bus_LV_3543-40_0_7_node_51 | 0.4 | n |  | TRUE
54 | bus_LV_3543-40_0_7_node_54 | 0.4 | n |  | TRUE
55 | bus_LV_3543-40_0_7_node_52 | 0.4 | n |  | TRUE
56 | bus_LV_3543-40_0_7_node_44 | 0.4 | n |  | TRUE
57 | bus_LV_3543-40_0_7_node_45 | 0.4 | n |  | TRUE
58 | bus_LV_3543-40_0_7_node_46 | 0.4 | n |  | TRUE
59 | bus_LV_3543-40_0_7_node_47 | 0.4 | n |  | TRUE
60 | bus_LV_3543-40_0_7_node_48 | 0.4 | n |  | TRUE
61 | bus_LV_3543-40_0_7_node_49 | 0.4 | n |  | TRUE
62 | bus_LV_3543-40_0_7_node_50 | 0.4 | n |  | TRUE
63 | bus_LV_3543-40_0_7_node_56 | 0.4 | n |  | TRUE
64 | bus_LV_3543-40_0_7_node_145 | 0.4 | n |  | TRUE
65 | bus_LV_3543-40_0_7_node_149 | 0.4 | n |  | TRUE
66 | bus_LV_3543-40_0_7_node_150 | 0.4 | n |  | TRUE
67 | bus_LV_3543-40_0_7_node_146 | 0.4 | n |  | TRUE
68 | bus_LV_3543-40_0_7_node_58 | 0.4 | n |  | TRUE
69 | bus_LV_3543-40_0_7_node_59 | 0.4 | n |  | TRUE
70 | bus_LV_3543-40_0_7_node_60 | 0.4 | n |  | TRUE
71 | bus_LV_3543-40_0_7_node_61 | 0.4 | n |  | TRUE
72 | bus_LV_3543-40_0_7_node_62 | 0.4 | n |  | TRUE
73 | bus_LV_3543-40_0_7_node_63 | 0.4 | n |  | TRUE
74 | bus_LV_3543-40_0_7_node_64 | 0.4 | n |  | TRUE
75 | bus_LV_3543-40_0_7_node_65 | 0.4 | n |  | TRUE
76 | bus_LV_3543-40_0_7_node_66 | 0.4 | n |  | TRUE
77 | bus_LV_3543-40_0_7_node_67 | 0.4 | n |  | TRUE
78 | bus_LV_3543-40_0_7_node_130 | 0.4 | n |  | TRUE
79 | bus_LV_3543-40_0_7_node_68 | 0.4 | n |  | TRUE
80 | bus_LV_3543-40_0_7_node_69 | 0.4 | n |  | TRUE
81 | bus_LV_3543-40_0_7_node_70 | 0.4 | n |  | TRUE
82 | bus_LV_3543-40_0_7_node_131 | 0.4 | n |  | TRUE
83 | bus_LV_3543-40_0_7_node_74 | 0.4 | n |  | TRUE
84 | bus_LV_3543-40_0_7_node_71 | 0.4 | n |  | TRUE
85 | bus_LV_3543-40_0_7_node_103 | 0.4 | n |  | TRUE
86 | bus_LV_3543-40_0_7_node_87 | 0.4 | n |  | TRUE
87 | bus_LV_3543-40_0_7_node_97 | 0.4 | n |  | TRUE
88 | bus_LV_3543-40_0_7_node_104 | 0.4 | n |  | TRUE
89 | bus_LV_3543-40_0_7_node_84 | 0.4 | n |  | TRUE
90 | bus_LV_3543-40_0_7_node_75 | 0.4 | n |  | TRUE
91 | bus_LV_3543-40_0_7_node_76 | 0.4 | n |  | TRUE
92 | bus_LV_3543-40_0_7_node_77 | 0.4 | n |  | TRUE
93 | bus_LV_3543-40_0_7_node_78 | 0.4 | n |  | TRUE
94 | bus_LV_3543-40_0_7_node_79 | 0.4 | n |  | TRUE
95 | bus_LV_3543-40_0_7_node_80 | 0.4 | n |  | TRUE
96 | bus_LV_3543-40_0_7_node_81 | 0.4 | n |  | TRUE
97 | bus_LV_3543-40_0_7_node_148 | 0.4 | n |  | TRUE
98 | bus_LV_3543-40_0_7_node_82 | 0.4 | n |  | TRUE
99 | bus_LV_3543-40_0_7_node_83 | 0.4 | n |  | TRUE
100 | bus_LV_3543-40_0_7_node_88 | 0.4 | n |  | TRUE
101 | bus_LV_3543-40_0_7_node_89 | 0.4 | n |  | TRUE
102 | bus_LV_3543-40_0_7_node_90 | 0.4 | n |  | TRUE
103 | bus_LV_3543-40_0_7_node_91 | 0.4 | n |  | TRUE
104 | bus_LV_3543-40_0_7_node_92 | 0.4 | n |  | TRUE
105 | bus_LV_3543-40_0_7_node_94 | 0.4 | n |  | TRUE
106 | bus_LV_3543-40_0_7_node_93 | 0.4 | n |  | TRUE
107 | bus_LV_3543-40_0_7_node_95 | 0.4 | n |  | TRUE
108 | bus_LV_3543-40_0_7_node_100 | 0.4 | n |  | TRUE
109 | bus_LV_3543-40_0_7_node_96 | 0.4 | n |  | TRUE
110 | bus_LV_3543-40_0_7_node_99 | 0.4 | n |  | TRUE
111 | bus_LV_3543-40_0_7_node_98 | 0.4 | n |  | TRUE
112 | bus_LV_3543-40_0_7_node_101 | 0.4 | n |  | TRUE
113 | bus_LV_3543-40_0_7_node_102 | 0.4 | n |  | TRUE
114 | bus_LV_3543-40_0_7_node_105 | 0.4 | n |  | TRUE
115 | bus_LV_3543-40_0_7_node_106 | 0.4 | n |  | TRUE
116 | bus_LV_3543-40_0_7_node_107 | 0.4 | n |  | TRUE
117 | bus_LV_3543-40_0_7_node_108 | 0.4 | n |  | TRUE
118 | bus_LV_3543-40_0_7_node_109 | 0.4 | n |  | TRUE
119 | bus_LV_3543-40_0_7_node_110 | 0.4 | n |  | TRUE
120 | bus_LV_3543-40_0_7_node_111 | 0.4 | n |  | TRUE
121 | bus_LV_3543-40_0_7_node_112 | 0.4 | n |  | TRUE
122 | bus_LV_3543-40_0_7_node_113 | 0.4 | n |  | TRUE
123 | bus_LV_3543-40_0_7_node_114 | 0.4 | n |  | TRUE
124 | bus_LV_3543-40_0_7_node_115 | 0.4 | n |  | TRUE
125 | bus_LV_3543-40_0_7_node_116 | 0.4 | n |  | TRUE
126 | bus_LV_3543-40_0_7_node_117 | 0.4 | n |  | TRUE
127 | bus_LV_3543-40_0_7_node_118 | 0.4 | n |  | TRUE
128 | bus_LV_3543-40_0_7_node_119 | 0.4 | n |  | TRUE
129 | bus_LV_3543-40_0_7_node_120 | 0.4 | n |  | TRUE
130 | bus_LV_3543-40_0_7_node_147 | 0.4 | n |  | TRUE
131 | bus_LV_3543-40_0_7_node_128 | 0.4 | n |  | TRUE
132 | bus_LV_3543-40_0_7_node_129 | 0.4 | n |  | TRUE
133 | bus_LV_3543-40_0_7_node_126 | 0.4 | n |  | TRUE
134 | bus_LV_3543-40_0_7_node_121 | 0.4 | n |  | TRUE
135 | bus_LV_3543-40_0_7_node_122 | 0.4 | n |  | TRUE
136 | bus_LV_3543-40_0_7_node_123 | 0.4 | n |  | TRUE
137 | bus_LV_3543-40_0_7_node_124 | 0.4 | n |  | TRUE
138 | bus_LV_3543-40_0_7_node_142 | 0.4 | n |  | TRUE
139 | bus_LV_3543-40_0_7_node_141 | 0.4 | n |  | TRUE
140 | bus_LV_3543-40_0_7_node_125 | 0.4 | n |  | TRUE
141 | bus_LV_3543-40_0_7_node_133 | 0.4 | n |  | TRUE
142 | bus_LV_3543-40_0_7_node_134 | 0.4 | n |  | TRUE
143 | bus_LV_3543-40_0_7_node_132 | 0.4 | n |  | TRUE
144 | bus_LV_3543-40_0_7_node_153 | 0.4 | n |  | TRUE
145 | bus_LV_3543-40_0_7_node_151 | 0.4 | n |  | TRUE
146 | bus_LV_3543-40_0_7_node_135 | 0.4 | n |  | TRUE
147 | bus_LV_3543-40_0_7_node_136 | 0.4 | n |  | TRUE
148 | bus_LV_3543-40_0_7_node_137 | 0.4 | n |  | TRUE
149 | bus_LV_3543-40_0_7_node_138 | 0.4 | n |  | TRUE
150 | bus_LV_3543-40_0_7_node_139 | 0.4 | n |  | TRUE
151 | bus_LV_3543-40_0_7_node_140 | 0.4 | n |  | TRUE
152 | bus_MV_157_0_node_121 | 20 | n |  | TRUE

## load
| name | bus | p_mw | q_mvar | const_z_percent | const_i_percent | sn_mva | scaling | in_service | type
0 | LV_3543-40_0_7_load_0 | 0 | 0.0028655 | 0.00071817 | 0 | 0 |  | 1 | TRUE | wye
1 | LV_3543-40_0_7_load_1 | 1 | 0.0018321 | 0.00045916 | 0 | 0 |  | 1 | TRUE | wye
2 | LV_3543-40_0_7_load_3 | 3 | 0.0018759 | 0.00047016 | 0 | 0 |  | 1 | TRUE | wye
3 | LV_3543-40_0_7_load_4 | 4 | 0.0043728 | 0.0010959 | 0 | 0 |  | 1 | TRUE | wye
4 | LV_3543-40_0_7_load_5 | 5 | 0.0017114 | 0.00042891 | 0 | 0 |  | 1 | TRUE | wye
5 | LV_3543-40_0_7_load_23 | 8 | 0.0030238 | 0.00075784 | 0 | 0 |  | 1 | TRUE | wye
6 | LV_3543-40_0_7_load_22 | 9 | 0.0011399 | 0.00028568 | 0 | 0 |  | 1 | TRUE | wye
7 | LV_3543-40_0_7_load_34 | 10 | 0.00090625 | 0.00022713 | 0 | 0 |  | 1 | TRUE | wye
8 | LV_3543-40_0_7_load_35 | 11 | 0.004808 | 0.001205 | 0 | 0 |  | 1 | TRUE | wye
9 | LV_3543-40_0_7_load_24 | 12 | 0.0021593 | 0.00054117 | 0 | 0 |  | 1 | TRUE | wye
10 | LV_3543-40_0_7_load_21 | 13 | 0.00049027 | 0.00012287 | 0 | 0 |  | 1 | TRUE | wye
11 | LV_3543-40_0_7_load_7 | 14 | 0.0015443 | 0.00038703 | 0 | 0 |  | 1 | TRUE | wye
12 | LV_3543-40_0_7_load_8 | 15 | 0.00088078 | 0.00022074 | 0 | 0 |  | 1 | TRUE | wye
13 | LV_3543-40_0_7_load_9 | 16 | 0.0016094 | 0.00040334 | 0 | 0 |  | 1 | TRUE | wye
14 | LV_3543-40_0_7_load_10 | 17 | 0.0016315 | 0.00040889 | 0 | 0 |  | 1 | TRUE | wye
15 | LV_3543-40_0_7_load_12 | 19 | 0.0013871 | 0.00034763 | 0 | 0 |  | 1 | TRUE | wye
16 | LV_3543-40_0_7_load_13 | 20 | 0.001307 | 0.00032757 | 0 | 0 |  | 1 | TRUE | wye
17 | LV_3543-40_0_7_load_14 | 21 | 0.00049955 | 0.0001252 | 0 | 0 |  | 1 | TRUE | wye
18 | LV_3543-40_0_7_load_18 | 22 | 0.0036473 | 0.00091409 | 0 | 0 |  | 1 | TRUE | wye
19 | LV_3543-40_0_7_load_73 | 23 | 0.0021236 | 0.00053223 | 0 | 0 |  | 1 | TRUE | wye
20 | LV_3543-40_0_7_load_86 | 24 | 0.0022278 | 0.00055833 | 0 | 0 |  | 1 | TRUE | wye
21 | LV_3543-40_0_7_load_16 | 26 | 0.0012354 | 0.00030963 | 0 | 0 |  | 1 | TRUE | wye
22 | LV_3543-40_0_7_load_72 | 27 | 0.0013515 | 0.00033873 | 0 | 0 |  | 1 | TRUE | wye
23 | LV_3543-40_0_7_load_15 | 29 | 0.001347 | 0.00033759 | 0 | 0 |  | 1 | TRUE | wye
24 | LV_3543-40_0_7_load_19 | 31 | 0.00069581 | 0.00017439 | 0 | 0 |  | 1 | TRUE | wye
25 | LV_3543-40_0_7_load_20 | 32 | 0.0014684 | 0.00036803 | 0 | 0 |  | 1 | TRUE | wye
26 | LV_3543-40_0_7_load_25 | 33 | 0.0019095 | 0.00047857 | 0 | 0 |  | 1 | TRUE | wye
27 | LV_3543-40_0_7_load_26 | 34 | 0.0023495 | 0.00058885 | 0 | 0 |  | 1 | TRUE | wye
28 | LV_3543-40_0_7_load_154 | 35 | 0.0017337 | 0.00043451 | 0 | 0 |  | 1 | TRUE | wye
29 | LV_3543-40_0_7_load_27 | 36 | 0.0004101 | 0.00010278 | 0 | 0 |  | 1 | TRUE | wye
30 | LV_3543-40_0_7_load_30 | 39 | 0.0020366 | 0.00051041 | 0 | 0 |  | 1 | TRUE | wye
31 | LV_3543-40_0_7_load_32 | 41 | 0.00098052 | 0.00024574 | 0 | 0 |  | 1 | TRUE | wye
32 | LV_3543-40_0_7_load_36 | 42 | 0.00090146 | 0.00022593 | 0 | 0 |  | 1 | TRUE | wye
33 | LV_3543-40_0_7_load_37 | 43 | 0.00055144 | 0.0001382 | 0 | 0 |  | 1 | TRUE | wye
34 | LV_3543-40_0_7_load_40 | 45 | 0.0015872 | 0.00039778 | 0 | 0 |  | 1 | TRUE | wye
35 | LV_3543-40_0_7_load_55 | 49 | 0.00070856 | 0.00017758 | 0 | 0 |  | 1 | TRUE | wye
36 | LV_3543-40_0_7_load_57 | 50 | 0.003386 | 0.00084862 | 0 | 0 |  | 1 | TRUE | wye
37 | LV_3543-40_0_7_load_53 | 52 | 0.00034424 | 8.6275e-05 | 0 | 0 |  | 1 | TRUE | wye
38 | LV_3543-40_0_7_load_51 | 53 | 0.0016541 | 0.00041455 | 0 | 0 |  | 1 | TRUE | wye
39 | LV_3543-40_0_7_load_54 | 54 | 0.00056887 | 0.00014257 | 0 | 0 |  | 1 | TRUE | wye
40 | LV_3543-40_0_7_load_52 | 55 | 0.0010475 | 0.00026252 | 0 | 0 |  | 1 | TRUE | wye
41 | LV_3543-40_0_7_load_44 | 56 | 0.0010438 | 0.00026159 | 0 | 0 |  | 1 | TRUE | wye
42 | LV_3543-40_0_7_load_45 | 57 | 0.0007128 | 0.00017864 | 0 | 0 |  | 1 | TRUE | wye
43 | LV_3543-40_0_7_load_48 | 60 | 0.0006395 | 0.00016027 | 0 | 0 |  | 1 | TRUE | wye
44 | LV_3543-40_0_7_load_49 | 61 | 0.00094522 | 0.00023689 | 0 | 0 |  | 1 | TRUE | wye
45 | LV_3543-40_0_7_load_50 | 62 | 0.00073958 | 0.00018536 | 0 | 0 |  | 1 | TRUE | wye
46 | LV_3543-40_0_7_load_149 | 65 | 0.00079468 | 0.00019916 | 0 | 0 |  | 1 | TRUE | wye
47 | LV_3543-40_0_7_load_150 | 66 | 0.00082441 | 0.00020662 | 0 | 0 |  | 1 | TRUE | wye
48 | LV_3543-40_0_7_load_146 | 67 | 0.0009604 | 0.0002407 | 0 | 0 |  | 1 | TRUE | wye
49 | LV_3543-40_0_7_load_58 | 68 | 0.001093 | 0.00027392 | 0 | 0 |  | 1 | TRUE | wye
50 | LV_3543-40_0_7_load_59 | 69 | 0.00096168 | 0.00024102 | 0 | 0 |  | 1 | TRUE | wye
51 | LV_3543-40_0_7_load_60 | 70 | 0.000623 | 0.00015614 | 0 | 0 |  | 1 | TRUE | wye
52 | LV_3543-40_0_7_load_62 | 72 | 0.00085624 | 0.00021459 | 0 | 0 |  | 1 | TRUE | wye
53 | LV_3543-40_0_7_load_63 | 73 | 0.00051647 | 0.00012944 | 0 | 0 |  | 1 | TRUE | wye
54 | LV_3543-40_0_7_load_67 | 77 | 0.0019809 | 0.00049647 | 0 | 0 |  | 1 | TRUE | wye
55 | LV_3543-40_0_7_load_130 | 78 | 0.0020961 | 0.00052533 | 0 | 0 |  | 1 | TRUE | wye
56 | LV_3543-40_0_7_load_68 | 79 | 0.0035708 | 0.00089491 | 0 | 0 |  | 1 | TRUE | wye
57 | LV_3543-40_0_7_load_69 | 80 | 0.001111 | 0.00027843 | 0 | 0 |  | 1 | TRUE | wye
58 | LV_3543-40_0_7_load_70 | 81 | 0.00093621 | 0.00023464 | 0 | 0 |  | 1 | TRUE | wye
59 | LV_3543-40_0_7_load_74 | 83 | 0.00067449 | 0.00016904 | 0 | 0 |  | 1 | TRUE | wye
60 | LV_3543-40_0_7_load_71 | 84 | 0.00047218 | 0.00011834 | 0 | 0 |  | 1 | TRUE | wye
61 | LV_3543-40_0_7_load_103 | 85 | 0.0016842 | 0.00042209 | 0 | 0 |  | 1 | TRUE | wye
62 | LV_3543-40_0_7_load_97 | 87 | 0.00060448 | 0.0001515 | 0 | 0 |  | 1 | TRUE | wye
63 | LV_3543-40_0_7_load_104 | 88 | 0.0012477 | 0.00031271 | 0 | 0 |  | 1 | TRUE | wye
64 | LV_3543-40_0_7_load_84 | 89 | 0.0005405 | 0.00013546 | 0 | 0 |  | 1 | TRUE | wye
65 | LV_3543-40_0_7_load_75 | 90 | 0.0011783 | 0.00029531 | 0 | 0 |  | 1 | TRUE | wye
66 | LV_3543-40_0_7_load_76 | 91 | 0.0010466 | 0.00026231 | 0 | 0 |  | 1 | TRUE | wye
67 | LV_3543-40_0_7_load_77 | 92 | 0.00083412 | 0.00020905 | 0 | 0 |  | 1 | TRUE | wye
68 | LV_3543-40_0_7_load_78 | 93 | 0.00079246 | 0.00019861 | 0 | 0 |  | 1 | TRUE | wye
69 | LV_3543-40_0_7_load_79 | 94 | 0.001761 | 0.00044135 | 0 | 0 |  | 1 | TRUE | wye
70 | LV_3543-40_0_7_load_80 | 95 | 0.0015601 | 0.000391 | 0 | 0 |  | 1 | TRUE | wye
71 | LV_3543-40_0_7_load_81 | 96 | 0.0012193 | 0.00030559 | 0 | 0 |  | 1 | TRUE | wye
72 | LV_3543-40_0_7_load_148 | 97 | 0.0061068 | 0.0015305 | 0 | 0 |  | 1 | TRUE | wye
73 | LV_3543-40_0_7_load_82 | 98 | 0.0022217 | 0.00055681 | 0 | 0 |  | 1 | TRUE | wye
74 | LV_3543-40_0_7_load_83 | 99 | 0.00076953 | 0.00019286 | 0 | 0 |  | 1 | TRUE | wye
75 | LV_3543-40_0_7_load_88 | 100 | 0.0022868 | 0.00057313 | 0 | 0 |  | 1 | TRUE | wye
76 | LV_3543-40_0_7_load_89 | 101 | 0.00084039 | 0.00021062 | 0 | 0 |  | 1 | TRUE | wye
77 | LV_3543-40_0_7_load_91 | 103 | 0.00070063 | 0.0001756 | 0 | 0 |  | 1 | TRUE | wye
78 | LV_3543-40_0_7_load_92 | 104 | 0.00069647 | 0.00017455 | 0 | 0 |  | 1 | TRUE | wye
79 | LV_3543-40_0_7_load_94 | 105 | 0.0010476 | 0.00026255 | 0 | 0 |  | 1 | TRUE | wye
80 | LV_3543-40_0_7_load_93 | 106 | 0.00045274 | 0.00011347 | 0 | 0 |  | 1 | TRUE | wye
81 | LV_3543-40_0_7_load_100 | 108 | 0.00098811 | 0.00024764 | 0 | 0 |  | 1 | TRUE | wye
82 | LV_3543-40_0_7_load_96 | 109 | 0.00061912 | 0.00015517 | 0 | 0 |  | 1 | TRUE | wye
83 | LV_3543-40_0_7_load_98 | 111 | 0.0010068 | 0.00025234 | 0 | 0 |  | 1 | TRUE | wye
84 | LV_3543-40_0_7_load_101 | 112 | 0.00037839 | 9.4833e-05 | 0 | 0 |  | 1 | TRUE | wye
85 | LV_3543-40_0_7_load_102 | 113 | 0.00051179 | 0.00012827 | 0 | 0 |  | 1 | TRUE | wye
86 | LV_3543-40_0_7_load_105 | 114 | 0.0005126 | 0.00012847 | 0 | 0 |  | 1 | TRUE | wye
87 | LV_3543-40_0_7_load_106 | 115 | 0.00043436 | 0.00010886 | 0 | 0 |  | 1 | TRUE | wye
88 | LV_3543-40_0_7_load_107 | 116 | 0.001115 | 0.00027945 | 0 | 0 |  | 1 | TRUE | wye
89 | LV_3543-40_0_7_load_109 | 118 | 0.0010811 | 0.00027096 | 0 | 0 |  | 1 | TRUE | wye
90 | LV_3543-40_0_7_load_110 | 119 | 0.0010747 | 0.00026934 | 0 | 0 |  | 1 | TRUE | wye
91 | LV_3543-40_0_7_load_111 | 120 | 0.00084439 | 0.00021162 | 0 | 0 |  | 1 | TRUE | wye
92 | LV_3543-40_0_7_load_112 | 121 | 0.00092261 | 0.00023123 | 0 | 0 |  | 1 | TRUE | wye
93 | LV_3543-40_0_7_load_113 | 122 | 0.00070065 | 0.0001756 | 0 | 0 |  | 1 | TRUE | wye
94 | LV_3543-40_0_7_load_114 | 123 | 0.00049416 | 0.00012385 | 0 | 0 |  | 1 | TRUE | wye
95 | LV_3543-40_0_7_load_115 | 124 | 0.00071925 | 0.00018026 | 0 | 0 |  | 1 | TRUE | wye
96 | LV_3543-40_0_7_load_118 | 127 | 0.00060591 | 0.00015186 | 0 | 0 |  | 1 | TRUE | wye
97 | LV_3543-40_0_7_load_119 | 128 | 0.00056663 | 0.00014201 | 0 | 0 |  | 1 | TRUE | wye
98 | LV_3543-40_0_7_load_120 | 129 | 0.00069498 | 0.00017418 | 0 | 0 |  | 1 | TRUE | wye
99 | LV_3543-40_0_7_load_147 | 130 | 0.0047253 | 0.0011843 | 0 | 0 |  | 1 | TRUE | wye
100 | LV_3543-40_0_7_load_121 | 134 | 0.00074915 | 0.00018776 | 0 | 0 |  | 1 | TRUE | wye
101 | LV_3543-40_0_7_load_142 | 138 | 0.00084445 | 0.00021164 | 0 | 0 |  | 1 | TRUE | wye
102 | LV_3543-40_0_7_load_141 | 139 | 0.00068966 | 0.00017285 | 0 | 0 |  | 1 | TRUE | wye
103 | LV_3543-40_0_7_load_125 | 140 | 0.00059322 | 0.00014867 | 0 | 0 |  | 1 | TRUE | wye
104 | LV_3543-40_0_7_load_133 | 141 | 0.00091309 | 0.00022884 | 0 | 0 |  | 1 | TRUE | wye
105 | LV_3543-40_0_7_load_134 | 142 | 0.00097828 | 0.00024518 | 0 | 0 |  | 1 | TRUE | wye
106 | LV_3543-40_0_7_load_153 | 144 | 0.0024781 | 0.00062106 | 0 | 0 |  | 1 | TRUE | wye
107 | LV_3543-40_0_7_load_151 | 145 | 0.00058224 | 0.00014592 | 0 | 0 |  | 1 | TRUE | wye
108 | LV_3543-40_0_7_load_135 | 146 | 0.00093311 | 0.00023386 | 0 | 0 |  | 1 | TRUE | wye
109 | LV_3543-40_0_7_load_136 | 147 | 0.0010595 | 0.00026555 | 0 | 0 |  | 1 | TRUE | wye
110 | LV_3543-40_0_7_load_137 | 148 | 0.00098703 | 0.00024737 | 0 | 0 |  | 1 | TRUE | wye
111 | LV_3543-40_0_7_load_138 | 149 | 0.0010341 | 0.00025918 | 0 | 0 |  | 1 | TRUE | wye
112 | LV_3543-40_0_7_load_139 | 150 | 0.0010084 | 0.00025273 | 0 | 0 |  | 1 | TRUE | wye
113 | LV_3543-40_0_7_load_140 | 151 | 0.0010412 | 0.00026095 | 0 | 0 |  | 1 | TRUE | wye

## ext_grid
| name | bus | vm_pu | va_degree | slack_weight | in_service
0 |  | 20 | 1 | 0 | 1 | TRUE

## line
| name | std_type | from_bus | to_bus | length_km | r_ohm_per_km | x_ohm_per_km | c_nf_per_km | g_us_per_km | max_i_ka | df | parallel | type | in_service
0 | LV_3543-40_0_7_line_0 | NAYY 4x150 SE | 0 | 1 | 0.034399 | 0.208 | 0.08 | 261 | 0 | 0.27 | 1 | 1 | cs | TRUE
1 | LV_3543-40_0_7_line_1 | NAYY 4x150 SE | 0 | 2 | 0.017274 | 0.208 | 0.08 | 261 | 0 | 0.27 | 1 | 1 | cs | TRUE
2 | LV_3543-40_0_7_line_2 | NAYY 4x150 SE | 1 | 3 | 0.00091141 | 0.208 | 0.08 | 261 | 0 | 0.27 | 1 | 1 | cs | TRUE
3 | LV_3543-40_0_7_line_3 | NAYY 4x150 SE | 2 | 4 | 0.0049933 | 0.208 | 0.08 | 261 | 0 | 0.27 | 1 | 1 | cs | TRUE
4 | LV_3543-40_0_7_line_4 | NAYY 4x150 SE | 3 | 5 | 0.014868 | 0.208 | 0.08 | 261 | 0 | 0.27 | 1 | 1 | cs | TRUE
5 | LV_3543-40_0_7_line_5 | NAYY 4x150 SE | 4 | 6 | 0.019101 | 0.208 | 0.08 | 261 | 0 | 0.27 | 1 | 1 | cs | TRUE
6 | LV_3543-40_0_7_line_6 | NAYY 4x150 SE | 5 | 7 | 4.0722e-05 | 0.208 | 0.08 | 261 | 0 | 0.27 | 1 | 1 | cs | TRUE
7 | LV_3543-40_0_7_line_7 | NAYY 4x150 SE | 6 | 8 | 0.034747 | 0.208 | 0.08 | 261 | 0 | 0.27 | 1 | 1 | cs | TRUE
8 | LV_3543-40_0_7_line_8 | NAYY 4x150 SE | 6 | 9 | 0.022619 | 0.208 | 0.08 | 261 | 0 | 0.27 | 1 | 1 | cs | TRUE
9 | LV_3543-40_0_7_line_9 | NAYY 4x150 SE | 7 | 10 | 0.013194 | 0.208 | 0.08 | 261 | 0 | 0.27 | 1 | 1 | cs | TRUE
10 | LV_3543-40_0_7_line_10 | NAYY 4x150 SE | 7 | 11 | 0.026629 | 0.208 | 0.08 | 261 | 0 | 0.27 | 1 | 1 | cs | TRUE
11 | LV_3543-40_0_7_line_11 | NAYY 4x150 SE | 8 | 12 | 0.020441 | 0.208 | 0.08 | 261 | 0 | 0.27 | 1 | 1 | cs | TRUE
12 | LV_3543-40_0_7_line_12 | NAYY 4x150 SE | 9 | 13 | 0.0083272 | 0.208 | 0.08 | 261 | 0 | 0.27 | 1 | 1 | cs | TRUE
13 | LV_3543-40_0_7_line_13 | NAYY 4x150 SE | 10 | 42 | 0.026786 | 0.208 | 0.08 | 261 | 0 | 0.27 | 1 | 1 | cs | TRUE
14 | LV_3543-40_0_7_line_14 | NAYY 4x150 SE | 11 | 40 | 0.0036329 | 0.208 | 0.08 | 261 | 0 | 0.27 | 1 | 1 | cs | TRUE
15 | LV_3543-40_0_7_line_15 | NAYY 4x150 SE | 12 | 33 | 0.0085943 | 0.208 | 0.08 | 261 | 0 | 0.27 | 1 | 1 | cs | TRUE
16 | LV_3543-40_0_7_line_16 | NAYY 4x150 SE | 13 | 31 | 0.0082153 | 0.208 | 0.08 | 261 | 0 | 0.27 | 1 | 1 | cs | TRUE
17 | LV_3543-40_0_7_line_17 | NAYY 4x150 SE | 14 | 15 | 0.0073639 | 0.208 | 0.08 | 261 | 0 | 0.27 | 1 | 1 | cs | TRUE
18 | LV_3543-40_0_7_line_18 | NAYY 4x150 SE | 14 | 16 | 0.013243 | 0.208 | 0.08 | 261 | 0 | 0.27 | 1 | 1 | cs | TRUE
19 | LV_3543-40_0_7_line_19 | NAYY 4x150 SE | 15 | 17 | 0.012618 | 0.208 | 0.08 | 261 | 0 | 0.27 | 1 | 1 | cs | TRUE
20 | LV_3543-40_0_7_line_20 | NAYY 4x150 SE | 16 | 18 | 0.055288 | 0.208 | 0.08 | 261 | 0 | 0.27 | 1 | 1 | cs | TRUE
21 | LV_3543-40_0_7_line_21 | NAYY 4x150 SE | 17 | 19 | 0.016156 | 0.208 | 0.08 | 261 | 0 | 0.27 | 1 | 1 | cs | TRUE
22 | LV_3543-40_0_7_line_22 | NAYY 4x150 SE | 18 | 20 | 0.38232 | 0.208 | 0.08 | 261 | 0 | 0.27 | 1 | 3 | cs | TRUE
23 | LV_3543-40_0_7_line_23 | NAYY 4x150 SE | 18 | 21 | 0.19295 | 0.208 | 0.08 | 261 | 0 | 0.27 | 1 | 3 | cs | TRUE
24 | LV_3543-40_0_7_line_24 | NAYY 4x150 SE | 19 | 22 | 0.0017712 | 0.208 | 0.08 | 261 | 0 | 0.27 | 1 | 1 | cs | TRUE
25 | LV_3543-40_0_7_line_25 | NAYY 4x150 SE | 20 | 23 | 0.35799 | 0.208 | 0.08 | 261 | 0 | 0.27 | 1 | 3 | cs | TRUE
26 | LV_3543-40_0_7_line_26 | NAYY 4x150 SE | 20 | 24 | 0.24834 | 0.208 | 0.08 | 261 | 0 | 0.27 | 1 | 1 | cs | TRUE
27 | LV_3543-40_0_7_line_27 | NAYY 4x150 SE | 21 | 25 | 0.44292 | 0.208 | 0.08 | 261 | 0 | 0.27 | 1 | 3 | cs | TRUE
28 | LV_3543-40_0_7_line_28 | NAYY 4x150 SE | 22 | 26 | 0.015573 | 0.208 | 0.08 | 261 | 0 | 0.27 | 1 | 1 | cs | TRUE
29 | LV_3543-40_0_7_line_29 | NAYY 4x150 SE | 23 | 27 | 0.032788 | 0.208 | 0.08 | 261 | 0 | 0.27 | 1 | 3 | cs | TRUE
30 | LV_3543-40_0_7_line_30 | NAYY 4x150 SE | 25 | 28 | 0.025681 | 0.208 | 0.08 | 261 | 0 | 0.27 | 1 | 1 | cs | TRUE
31 | LV_3543-40_0_7_line_31 | NAYY 4x150 SE | 26 | 29 | 0.0021642 | 0.208 | 0.08 | 261 | 0 | 0.27 | 1 | 1 | cs | TRUE
32 | LV_3543-40_0_7_line_32 | NAYY 4x150 SE | 27 | 84 | 0.022311 | 0.208 | 0.08 | 261 | 0 | 0.27 | 1 | 3 | cs | TRUE
33 | LV_3543-40_0_7_line_33 | NAYY 4x150 SE | 28 | 67 | 0.029714 | 0.208 | 0.08 | 261 | 0 | 0.27 | 1 | 1 | cs | TRUE
34 | LV_3543-40_0_7_line_34 | NAYY 4x150 SE | 29 | 30 | 0.029889 | 0.208 | 0.08 | 261 | 0 | 0.27 | 1 | 1 | cs | TRUE
35 | LV_3543-40_0_7_line_35 | NAYY 4x150 SE | 30 | 31 | 0.011579 | 0.208 | 0.08 | 261 | 0 | 0.27 | 1 | 1 | cs | TRUE
36 | LV_3543-40_0_7_line_36 | NAYY 4x150 SE | 30 | 32 | 0.099016 | 0.208 | 0.08 | 261 | 0 | 0.27 | 1 | 1 | cs | TRUE
37 | LV_3543-40_0_7_line_37 | NAYY 4x150 SE | 33 | 34 | 0.029008 | 0.208 | 0.08 | 261 | 0 | 0.27 | 1 | 1 | cs | TRUE
38 | LV_3543-40_0_7_line_38 | NAYY 4x150 SE | 34 | 35 | 0.0068669 | 0.208 | 0.08 | 261 | 0 | 0.27 | 1 | 1 | cs | TRUE
39 | LV_3543-40_0_7_line_39 | NAYY 4x150 SE | 36 | 37 | 0.015813 | 0.208 | 0.08 | 261 | 0 | 0.27 | 1 | 1 | cs | TRUE
40 | LV_3543-40_0_7_line_40 | NAYY 4x150 SE | 36 | 38 | 0.0092296 | 0.208 | 0.08 | 261 | 0 | 0.27 | 1 | 1 | cs | TRUE
41 | LV_3543-40_0_7_line_41 | NAYY 4x150 SE | 37 | 39 | 0.028552 | 0.208 | 0.08 | 261 | 0 | 0.27 | 1 | 1 | cs | TRUE
42 | LV_3543-40_0_7_line_42 | NAYY 4x150 SE | 37 | 40 | 0.082224 | 0.208 | 0.08 | 261 | 0 | 0.27 | 1 | 1 | cs | TRUE
43 | LV_3543-40_0_7_line_43 | NAYY 4x150 SE | 38 | 41 | 0.022229 | 0.208 | 0.08 | 261 | 0 | 0.27 | 1 | 1 | cs | TRUE
44 | LV_3543-40_0_7_line_44 | NAYY 4x150 SE | 43 | 44 | 0.025553 | 0.208 | 0.08 | 261 | 0 | 0.27 | 1 | 1 | cs | TRUE
45 | LV_3543-40_0_7_line_45 | NAYY 4x150 SE | 44 | 45 | 0.015612 | 0.208 | 0.08 | 261 | 0 | 0.27 | 1 | 1 | cs | TRUE
46 | LV_3543-40_0_7_line_46 | NAYY 4x150 SE | 45 | 46 | 0.049026 | 0.208 | 0.08 | 261 | 0 | 0.27 | 1 | 1 | cs | TRUE
47 | LV_3543-40_0_7_line_47 | NAYY 4x150 SE | 46 | 47 | 0.17785 | 0.208 | 0.08 | 261 | 0 | 0.27 | 1 | 1 | cs | TRUE
48 | LV_3543-40_0_7_line_48 | NAYY 4x150 SE | 47 | 50 | 0.045798 | 0.208 | 0.08 | 261 | 0 | 0.27 | 1 | 1 | cs | TRUE
49 | LV_3543-40_0_7_line_49 | NAYY 4x150 SE | 47 | 48 | 0.022382 | 0.208 | 0.08 | 261 | 0 | 0.27 | 1 | 1 | cs | TRUE
50 | LV_3543-40_0_7_line_50 | NAYY 4x150 SE | 48 | 49 | 0.18614 | 0.208 | 0.08 | 261 | 0 | 0.27 | 1 | 1 | cs | TRUE
51 | LV_3543-40_0_7_line_51 | NAYY 4x150 SE | 49 | 54 | 0.021264 | 0.208 | 0.08 | 261 | 0 | 0.27 | 1 | 1 | cs | TRUE
52 | LV_3543-40_0_7_line_52 | NAYY 4x150 SE | 51 | 52 | 0.022573 | 0.208 | 0.08 | 261 | 0 | 0.27 | 1 | 1 | cs | TRUE
53 | LV_3543-40_0_7_line_53 | NAYY 4x150 SE | 51 | 53 | 0.015683 | 0.208 | 0.08 | 261 | 0 | 0.27 | 1 | 1 | cs | TRUE
54 | LV_3543-40_0_7_line_54 | NAYY 4x150 SE | 52 | 54 | 0.0097917 | 0.208 | 0.08 | 261 | 0 | 0.27 | 1 | 1 | cs | TRUE
55 | LV_3543-40_0_7_line_55 | NAYY 4x150 SE | 53 | 55 | 0.029424 | 0.208 | 0.08 | 261 | 0 | 0.27 | 1 | 1 | cs | TRUE
56 | LV_3543-40_0_7_line_56 | NAYY 4x150 SE | 55 | 62 | 0.0083437 | 0.208 | 0.08 | 261 | 0 | 0.27 | 1 | 1 | cs | TRUE
57 | LV_3543-40_0_7_line_57 | NAYY 4x150 SE | 56 | 57 | 0.0019531 | 0.208 | 0.08 | 261 | 0 | 0.27 | 1 | 1 | cs | TRUE
58 | LV_3543-40_0_7_line_58 | NAYY 4x150 SE | 56 | 58 | 0.017668 | 0.208 | 0.08 | 261 | 0 | 0.27 | 1 | 1 | cs | TRUE
59 | LV_3543-40_0_7_line_59 | NAYY 4x150 SE | 57 | 59 | 0.027273 | 0.208 | 0.08 | 261 | 0 | 0.27 | 1 | 1 | cs | TRUE
60 | LV_3543-40_0_7_line_60 | NAYY 4x150 SE | 58 | 60 | 0.027666 | 0.208 | 0.08 | 261 | 0 | 0.27 | 1 | 1 | cs | TRUE
61 | LV_3543-40_0_7_line_61 | NAYY 4x150 SE | 59 | 61 | 0.073717 | 0.208 | 0.08 | 261 | 0 | 0.27 | 1 | 1 | cs | TRUE
62 | LV_3543-40_0_7_line_62 | NAYY 4x150 SE | 59 | 62 | 0.051646 | 0.208 | 0.08 | 261 | 0 | 0.27 | 1 | 1 | cs | TRUE
63 | LV_3543-40_0_7_line_63 | NAYY 4x150 SE | 61 | 63 | 0.051626 | 0.208 | 0.08 | 261 | 0 | 0.27 | 1 | 1 | cs | TRUE
64 | LV_3543-40_0_7_line_64 | NAYY 4x150 SE | 63 | 64 | 0.071752 | 0.208 | 0.08 | 261 | 0 | 0.27 | 1 | 1 | cs | TRUE
65 | LV_3543-40_0_7_line_65 | NAYY 4x150 SE | 63 | 65 | 0.007879 | 0.208 | 0.08 | 261 | 0 | 0.27 | 1 | 1 | cs | TRUE
66 | LV_3543-40_0_7_line_66 | NAYY 4x150 SE | 64 | 66 | 0.08694 | 0.208 | 0.08 | 261 | 0 | 0.27 | 1 | 1 | cs | TRUE
67 | LV_3543-40_0_7_line_67 | NAYY 4x150 SE | 65 | 67 | 0.023286 | 0.208 | 0.08 | 261 | 0 | 0.27 | 1 | 1 | cs | TRUE
68 | LV_3543-40_0_7_line_68 | NAYY 4x150 SE | 66 | 137 | 0.28691 | 0.208 | 0.08 | 261 | 0 | 0.27 | 1 | 1 | cs | TRUE
69 | LV_3543-40_0_7_line_69 | NAYY 4x150 SE | 68 | 69 | 0.0075488 | 0.208 | 0.08 | 261 | 0 | 0.27 | 1 | 1 | cs | TRUE
70 | LV_3543-40_0_7_line_70 | NAYY 4x150 SE | 68 | 70 | 0.027699 | 0.208 | 0.08 | 261 | 0 | 0.27 | 1 | 1 | cs | TRUE
71 | LV_3543-40_0_7_line_71 | NAYY 4x150 SE | 69 | 71 | 0.13592 | 0.208 | 0.08 | 261 | 0 | 0.27 | 1 | 1 | cs | TRUE
72 | LV_3543-40_0_7_line_72 | NAYY 4x150 SE | 70 | 72 | 0.019267 | 0.208 | 0.08 | 261 | 0 | 0.27 | 1 | 1 | cs | TRUE
73 | LV_3543-40_0_7_line_73 | NAYY 4x150 SE | 71 | 73 | 0.085982 | 0.208 | 0.08 | 261 | 0 | 0.27 | 1 | 1 | cs | TRUE
74 | LV_3543-40_0_7_line_74 | NAYY 4x150 SE | 72 | 74 | 0.034428 | 0.208 | 0.08 | 261 | 0 | 0.27 | 1 | 1 | cs | TRUE
75 | LV_3543-40_0_7_line_75 | NAYY 4x150 SE | 73 | 75 | 0.049034 | 0.208 | 0.08 | 261 | 0 | 0.27 | 1 | 1 | cs | TRUE
76 | LV_3543-40_0_7_line_76 | NAYY 4x150 SE | 74 | 76 | 0.025477 | 0.208 | 0.08 | 261 | 0 | 0.27 | 1 | 3 | cs | TRUE
77 | LV_3543-40_0_7_line_77 | NAYY 4x150 SE | 74 | 77 | 0.012469 | 0.208 | 0.08 | 261 | 0 | 0.27 | 1 | 3 | cs | TRUE
78 | LV_3543-40_0_7_line_78 | NAYY 4x150 SE | 75 | 78 | 0.12663 | 0.208 | 0.08 | 261 | 0 | 0.27 | 1 | 1 | cs | TRUE
79 | LV_3543-40_0_7_line_79 | NAYY 4x150 SE | 76 | 79 | 0.01586 | 0.208 | 0.08 | 261 | 0 | 0.27 | 1 | 1 | cs | TRUE
80 | LV_3543-40_0_7_line_80 | NAYY 4x150 SE | 76 | 80 | 0.0027225 | 0.208 | 0.08 | 261 | 0 | 0.27 | 1 | 3 | cs | TRUE
81 | LV_3543-40_0_7_line_81 | NAYY 4x150 SE | 77 | 81 | 0.0080563 | 0.208 | 0.08 | 261 | 0 | 0.27 | 1 | 3 | cs | TRUE
82 | LV_3543-40_0_7_line_82 | NAYY 4x150 SE | 78 | 82 | 0.16774 | 0.208 | 0.08 | 261 | 0 | 0.27 | 1 | 1 | cs | TRUE
83 | LV_3543-40_0_7_line_83 | NAYY 4x150 SE | 79 | 83 | 0.0096277 | 0.208 | 0.08 | 261 | 0 | 0.27 | 1 | 1 | cs | TRUE
84 | LV_3543-40_0_7_line_84 | NAYY 4x150 SE | 80 | 84 | 0.003581 | 0.208 | 0.08 | 261 | 0 | 0.27 | 1 | 3 | cs | TRUE
85 | LV_3543-40_0_7_line_85 | NAYY 4x150 SE | 81 | 85 | 0.0038674 | 0.208 | 0.08 | 261 | 0 | 0.27 | 1 | 3 | cs | TRUE
86 | LV_3543-40_0_7_line_86 | NAYY 4x150 SE | 82 | 143 | 0.34159 | 0.208 | 0.08 | 261 | 0 | 0.27 | 1 | 1 | cs | TRUE
87 | LV_3543-40_0_7_line_87 | NAYY 4x150 SE | 83 | 86 | 0.0084184 | 0.208 | 0.08 | 261 | 0 | 0.27 | 1 | 1 | cs | TRUE
88 | LV_3543-40_0_7_line_88 | NAYY 4x150 SE | 85 | 87 | 0.0018966 | 0.208 | 0.08 | 261 | 0 | 0.27 | 1 | 3 | cs | TRUE
89 | LV_3543-40_0_7_line_89 | NAYY 4x150 SE | 86 | 88 | 0.009804 | 0.208 | 0.08 | 261 | 0 | 0.27 | 1 | 1 | cs | TRUE
90 | LV_3543-40_0_7_line_90 | NAYY 4x150 SE | 86 | 89 | 0.018202 | 0.208 | 0.08 | 261 | 0 | 0.27 | 1 | 1 | cs | TRUE
91 | LV_3543-40_0_7_line_91 | NAYY 4x150 SE | 87 | 107 | 0.0090561 | 0.208 | 0.08 | 261 | 0 | 0.27 | 1 | 3 | cs | TRUE
92 | LV_3543-40_0_7_line_92 | NAYY 4x150 SE | 88 | 96 | 0.012671 | 0.208 | 0.08 | 261 | 0 | 0.27 | 1 | 1 | cs | TRUE
93 | LV_3543-40_0_7_line_93 | NAYY 4x150 SE | 89 | 99 | 0.042936 | 0.208 | 0.08 | 261 | 0 | 0.27 | 1 | 1 | cs | TRUE
94 | LV_3543-40_0_7_line_94 | NAYY 4x150 SE | 90 | 91 | 0.002368 | 0.208 | 0.08 | 261 | 0 | 0.27 | 1 | 1 | cs | TRUE
95 | LV_3543-40_0_7_line_95 | NAYY 4x150 SE | 90 | 92 | 0.0067231 | 0.208 | 0.08 | 261 | 0 | 0.27 | 1 | 1 | cs | TRUE
96 | LV_3543-40_0_7_line_96 | NAYY 4x150 SE | 91 | 93 | 0.0099818 | 0.208 | 0.08 | 261 | 0 | 0.27 | 1 | 1 | cs | TRUE
97 | LV_3543-40_0_7_line_97 | NAYY 4x150 SE | 92 | 94 | 0.0055127 | 0.208 | 0.08 | 261 | 0 | 0.27 | 1 | 1 | cs | TRUE
98 | LV_3543-40_0_7_line_98 | NAYY 4x150 SE | 93 | 95 | 0.020378 | 0.208 | 0.08 | 261 | 0 | 0.27 | 1 | 1 | cs | TRUE
99 | LV_3543-40_0_7_line_99 | NAYY 4x150 SE | 94 | 96 | 0.016158 | 0.208 | 0.08 | 261 | 0 | 0.27 | 1 | 1 | cs | TRUE
100 | LV_3543-40_0_7_line_100 | NAYY 4x150 SE | 95 | 97 | 0.022359 | 0.208 | 0.08 | 261 | 0 | 0.27 | 1 | 1 | cs | TRUE
101 | LV_3543-40_0_7_line_101 | NAYY 4x150 SE | 98 | 99 | 0.0016234 | 0.208 | 0.08 | 261 | 0 | 0.27 | 1 | 1 | cs | TRUE
102 | LV_3543-40_0_7_line_102 | NAYY 4x150 SE | 100 | 101 | 0.012988 | 0.208 | 0.08 | 261 | 0 | 0.27 | 1 | 1 | cs | TRUE
103 | LV_3543-40_0_7_line_103 | NAYY 4x150 SE | 100 | 102 | 0.010293 | 0.208 | 0.08 | 261 | 0 | 0.27 | 1 | 1 | cs | TRUE
104 | LV_3543-40_0_7_line_104 | NAYY 4x150 SE | 101 | 103 | 0.0017229 | 0.208 | 0.08 | 261 | 0 | 0.27 | 1 | 1 | cs | TRUE
105 | LV_3543-40_0_7_line_105 | NAYY 4x150 SE | 102 | 104 | 0.010117 | 0.208 | 0.08 | 261 | 0 | 0.27 | 1 | 1 | cs | TRUE
106 | LV_3543-40_0_7_line_106 | NAYY 4x150 SE | 104 | 105 | 0.00085035 | 0.208 | 0.08 | 261 | 0 | 0.27 | 1 | 1 | cs | TRUE
107 | LV_3543-40_0_7_line_107 | NAYY 4x150 SE | 105 | 108 | 0.015786 | 0.208 | 0.08 | 261 | 0 | 0.27 | 1 | 1 | cs | TRUE
108 | LV_3543-40_0_7_line_108 | NAYY 4x150 SE | 106 | 107 | 0.011875 | 0.208 | 0.08 | 261 | 0 | 0.27 | 1 | 1 | cs | TRUE
109 | LV_3543-40_0_7_line_109 | NAYY 4x150 SE | 107 | 109 | 0.0028712 | 0.208 | 0.08 | 261 | 0 | 0.27 | 1 | 3 | cs | TRUE
110 | LV_3543-40_0_7_line_110 | NAYY 4x150 SE | 108 | 110 | 0.0074975 | 0.208 | 0.08 | 261 | 0 | 0.27 | 1 | 1 | cs | TRUE
111 | LV_3543-40_0_7_line_111 | NAYY 4x150 SE | 109 | 111 | 0.013114 | 0.208 | 0.08 | 261 | 0 | 0.27 | 1 | 3 | cs | TRUE
112 | LV_3543-40_0_7_line_112 | NAYY 4x150 SE | 110 | 112 | 0.0063158 | 0.208 | 0.08 | 261 | 0 | 0.27 | 1 | 3 | cs | TRUE
113 | LV_3543-40_0_7_line_113 | NAYY 4x150 SE | 110 | 111 | 0.021564 | 0.208 | 0.08 | 261 | 0 | 0.27 | 1 | 3 | cs | TRUE
114 | LV_3543-40_0_7_line_114 | NAYY 4x150 SE | 112 | 113 | 0.0031 | 0.208 | 0.08 | 261 | 0 | 0.27 | 1 | 3 | cs | TRUE
115 | LV_3543-40_0_7_line_115 | NAYY 4x150 SE | 113 | 114 | 0.014538 | 0.208 | 0.08 | 261 | 0 | 0.27 | 1 | 3 | cs | TRUE
116 | LV_3543-40_0_7_line_116 | NAYY 4x150 SE | 114 | 115 | 0.0079592 | 0.208 | 0.08 | 261 | 0 | 0.27 | 1 | 3 | cs | TRUE
117 | LV_3543-40_0_7_line_117 | NAYY 4x150 SE | 115 | 116 | 0.013848 | 0.208 | 0.08 | 261 | 0 | 0.27 | 1 | 3 | cs | TRUE
118 | LV_3543-40_0_7_line_118 | NAYY 4x150 SE | 116 | 117 | 0.027911 | 0.208 | 0.08 | 261 | 0 | 0.27 | 1 | 3 | cs | TRUE
119 | LV_3543-40_0_7_line_119 | NAYY 4x150 SE | 117 | 118 | 0.016421 | 0.208 | 0.08 | 261 | 0 | 0.27 | 1 | 1 | cs | TRUE
120 | LV_3543-40_0_7_line_120 | NAYY 4x150 SE | 117 | 119 | 0.024087 | 0.208 | 0.08 | 261 | 0 | 0.27 | 1 | 3 | cs | TRUE
121 | LV_3543-40_0_7_line_121 | NAYY 4x150 SE | 119 | 120 | 0.019667 | 0.208 | 0.08 | 261 | 0 | 0.27 | 1 | 3 | cs | TRUE
122 | LV_3543-40_0_7_line_122 | NAYY 4x150 SE | 120 | 121 | 0.024516 | 0.208 | 0.08 | 261 | 0 | 0.27 | 1 | 3 | cs | TRUE
123 | LV_3543-40_0_7_line_123 | NAYY 4x150 SE | 121 | 122 | 0.021383 | 0.208 | 0.08 | 261 | 0 | 0.27 | 1 | 3 | cs | TRUE
124 | LV_3543-40_0_7_line_124 | NAYY 4x150 SE | 122 | 123 | 0.0029924 | 0.208 | 0.08 | 261 | 0 | 0.27 | 1 | 3 | cs | TRUE
125 | LV_3543-40_0_7_line_125 | NAYY 4x150 SE | 123 | 124 | 0.019834 | 0.208 | 0.08 | 261 | 0 | 0.27 | 1 | 3 | cs | TRUE
126 | LV_3543-40_0_7_line_126 | NAYY 4x150 SE | 124 | 125 | 0.12831 | 0.208 | 0.08 | 261 | 0 | 0.27 | 1 | 2 | cs | TRUE
127 | LV_3543-40_0_7_line_127 | NAYY 4x150 SE | 125 | 126 | 0.05216 | 0.208 | 0.08 | 261 | 0 | 0.27 | 1 | 1 | cs | TRUE
128 | LV_3543-40_0_7_line_128 | NAYY 4x150 SE | 125 | 127 | 0.34458 | 0.208 | 0.08 | 261 | 0 | 0.27 | 1 | 2 | cs | TRUE
129 | LV_3543-40_0_7_line_129 | NAYY 4x150 SE | 126 | 128 | 0.012495 | 0.208 | 0.08 | 261 | 0 | 0.27 | 1 | 1 | cs | TRUE
130 | LV_3543-40_0_7_line_130 | NAYY 4x150 SE | 127 | 129 | 0.16941 | 0.208 | 0.08 | 261 | 0 | 0.27 | 1 | 1 | cs | TRUE
131 | LV_3543-40_0_7_line_131 | NAYY 4x150 SE | 128 | 130 | 0.025892 | 0.208 | 0.08 | 261 | 0 | 0.27 | 1 | 1 | cs | TRUE
132 | LV_3543-40_0_7_line_132 | NAYY 4x150 SE | 129 | 131 | 0.024478 | 0.208 | 0.08 | 261 | 0 | 0.27 | 1 | 1 | cs | TRUE
133 | LV_3543-40_0_7_line_133 | NAYY 4x150 SE | 131 | 132 | 0.1208 | 0.208 | 0.08 | 261 | 0 | 0.27 | 1 | 1 | cs | TRUE
134 | LV_3543-40_0_7_line_134 | NAYY 4x150 SE | 131 | 133 | 0.4059 | 0.208 | 0.08 | 261 | 0 | 0.27 | 1 | 1 | cs | TRUE
135 | LV_3543-40_0_7_line_135 | NAYY 4x150 SE | 132 | 141 | 0.029728 | 0.208 | 0.08 | 261 | 0 | 0.27 | 1 | 1 | cs | TRUE
136 | LV_3543-40_0_7_line_136 | NAYY 4x150 SE | 133 | 140 | 0.15848 | 0.208 | 0.08 | 261 | 0 | 0.27 | 1 | 1 | cs | TRUE
137 | LV_3543-40_0_7_line_137 | NAYY 4x150 SE | 134 | 135 | 0.73589 | 0.208 | 0.08 | 261 | 0 | 0.27 | 1 | 1 | cs | TRUE
138 | LV_3543-40_0_7_line_138 | NAYY 4x150 SE | 135 | 136 | 0.39909 | 0.208 | 0.08 | 261 | 0 | 0.27 | 1 | 1 | cs | TRUE
139 | LV_3543-40_0_7_line_139 | NAYY 4x150 SE | 135 | 137 | 0.28807 | 0.208 | 0.08 | 261 | 0 | 0.27 | 1 | 1 | cs | TRUE
140 | LV_3543-40_0_7_line_140 | NAYY 4x150 SE | 136 | 138 | 0.026712 | 0.208 | 0.08 | 261 | 0 | 0.27 | 1 | 1 | cs | TRUE
141 | LV_3543-40_0_7_line_141 | NAYY 4x150 SE | 138 | 139 | 0.015415 | 0.208 | 0.08 | 261 | 0 | 0.27 | 1 | 1 | cs | TRUE
142 | LV_3543-40_0_7_line_142 | NAYY 4x150 SE | 139 | 151 | 0.18239 | 0.208 | 0.08 | 261 | 0 | 0.27 | 1 | 1 | cs | TRUE
143 | LV_3543-40_0_7_line_143 | NAYY 4x150 SE | 141 | 142 | 0.079428 | 0.208 | 0.08 | 261 | 0 | 0.27 | 1 | 1 | cs | TRUE
144 | LV_3543-40_0_7_line_144 | NAYY 4x150 SE | 142 | 146 | 0.089983 | 0.208 | 0.08 | 261 | 0 | 0.27 | 1 | 1 | cs | TRUE
145 | LV_3543-40_0_7_line_145 | NAYY 4x150 SE | 143 | 144 | 0.04794 | 0.208 | 0.08 | 261 | 0 | 0.27 | 1 | 1 | cs | TRUE
146 | LV_3543-40_0_7_line_146 | NAYY 4x150 SE | 143 | 145 | 0.35825 | 0.208 | 0.08 | 261 | 0 | 0.27 | 1 | 1 | cs | TRUE
147 | LV_3543-40_0_7_line_147 | NAYY 4x150 SE | 146 | 147 | 0.097586 | 0.208 | 0.08 | 261 | 0 | 0.27 | 1 | 1 | cs | TRUE
148 | LV_3543-40_0_7_line_148 | NAYY 4x150 SE | 147 | 148 | 0.091398 | 0.208 | 0.08 | 261 | 0 | 0.27 | 1 | 1 | cs | TRUE
149 | LV_3543-40_0_7_line_149 | NAYY 4x150 SE | 148 | 149 | 0.081426 | 0.208 | 0.08 | 261 | 0 | 0.27 | 1 | 1 | cs | TRUE
150 | LV_3543-40_0_7_line_150 | NAYY 4x150 SE | 149 | 150 | 0.090716 | 0.208 | 0.08 | 261 | 0 | 0.27 | 1 | 1 | cs | TRUE

## trafo
| name | std_type | hv_bus | lv_bus | sn_mva | vn_hv_kv | vn_lv_kv | vk_percent | vkr_percent | pfe_kw | i0_percent | shift_degree | tap_side | tap_neutral | tap_min | tap_max | tap_step_percent | tap_step_degree | tap_pos | tap_phase_shifter | parallel | df | in_service
0 | LV_3543-40_0_7_trafo_13 | 0.25 MVA 20/0.4 kV | 152 | 20 | 0.25 | 20 | 0.4 | 6 | 1.44 | 0.8 | 0.32 | 150 | hv | 0 | -2 | 2 | 2.5 | 0 | 0 | FALSE | 1 | 1 | TRUE

## line_geodata
| x0 | y0 | x1 | y1 | x2 | y2 | x3 | y3 | x4 | y4 | x5 | y5 | x6 | y6 | x7 | y7 | x8 | y8 | x9 | y9 | x10 | y10 | x11 | y11 | x12 | y12 | x13 | y13 | x14 | y14 | x15 | y15 | x16 | y16 | x17 | y17 | x18 | y18 | x19 | y19 | x20 | y20 | x21 | y21 | x22 | y22
0 | 2768032.9057 | 1154307.9774 | 2768033.7459 | 1154309.5267 | 2768039.4077 | 1154324.7758 | 2768042.2993 | 1154336.6892 | 2768043.2932 | 1154340.6784
1 | 2768024.6708 | 1154292.7922 | 2768032.9057 | 1154307.9774
2 | 2768043.5135 | 1154341.5628 | 2768043.2932 | 1154340.6784
3 | 2768024.6708 | 1154292.7922 | 2768022.1664 | 1154288.4724
4 | 2768047.1077 | 1154355.9899 | 2768043.5135 | 1154341.5628
5 | 2768012.586 | 1154271.9479 | 2768022.1664 | 1154288.4724
6 | 2768047.1176 | 1154356.0294 | 2768047.1077 | 1154355.9899
7 | 2768012.586 | 1154271.9479 | 2768012.8907 | 1154267.0855 | 2768016.4065 | 1154259.1211 | 2768016.9439 | 1154254.7211 | 2768015.5168 | 1154247.5417 | 2768011.9009 | 1154238.8472
8 | 2768012.586 | 1154271.9479 | 2767990.2117 | 1154275.2645
9 | 2768047.1176 | 1154356.0294 | 2768056.723 | 1154353.2172 | 2768059.7109 | 1154352.1139
10 | 2768047.1176 | 1154356.0294 | 2768053.0133 | 1154379.6702 | 2768053.8327 | 1154381.7812
11 | 2768004.3754 | 1154219.8511 | 2768004.3754 | 1154219.8511 | 2768005.9848 | 1154224.6224 | 2768011.9009 | 1154238.8472
12 | 2767981.9745 | 1154276.4854 | 2767990.2117 | 1154275.2645
13 | 2768059.7109 | 1154352.1139 | 2768066.1863 | 1154349.7227 | 2768070.3462 | 1154351.9519 | 2768072.7343 | 1154355.7774 | 2768071.0994 | 1154365.6627 | 2768070.9632 | 1154366.2823
14 | 2768055.1474 | 1154385.1679 | 2768053.8327 | 1154381.7812
15 | 2768004.3754 | 1154219.8511 | 2768003.5975 | 1154214.9918 | 2768004.6934 | 1154211.4859 | 2768004.6934 | 1154211.4859
16 | 2767973.848 | 1154277.69 | 2767981.9745 | 1154276.4854
17 | 2767884.7575 | 1154288.5166 | 2767877.444 | 1154289.3765
18 | 2767864.2921 | 1154290.9229 | 2767877.444 | 1154289.3765
19 | 2767884.7575 | 1154288.5166 | 2767897.2894 | 1154287.043
20 | 2767810.6169 | 1154302.1656 | 2767819.4879 | 1154297.6088 | 2767846.1306 | 1154293.0584 | 2767864.2921 | 1154290.9229
21 | 2767913.3344 | 1154285.1564 | 2767897.2894 | 1154287.043
22 | 2767810.6169 | 1154302.1656 | 2767803.3431 | 1154310.0143 | 2767797.5348 | 1154323.9424 | 2767798.8156 | 1154338.3018 | 2767804.2801 | 1154351.2876 | 2767826.722 | 1154379.8157 | 2767831.0666 | 1154390.2903 | 2767833.4029 | 1154401.2094 | 2767832.242 | 1154412.5537 | 2767828.2527 | 1154424.0192 | 2767817.2231 | 1154441.5716 | 2767784.6438 | 1154488.3604 | 2767774.5658 | 1154498.2216 | 2767761.3832 | 1154507.6515 | 2767741.6353 | 1154515.4971 | 2767718.8902 | 1154519.6117 | 2767662.1211 | 1154530.1179 | 2767626.63 | 1154531.6354
23 | 2767810.6169 | 1154302.1656 | 2767805.987 | 1154196.2106 | 2767785.2807 | 1154111.8226
24 | 2767913.3344 | 1154285.1564 | 2767915.0935 | 1154284.9496
25 | 2767626.63 | 1154531.6354 | 2767583.5351 | 1154533.478 | 2767568.0853 | 1154535.5721 | 2767556.028 | 1154539.896 | 2767546.4212 | 1154545.5336 | 2767537.6403 | 1154553.2183 | 2767530.6113 | 1154561.1185 | 2767523.0215 | 1154573.7184 | 2767498.7581 | 1154623.5648 | 2767489.7081 | 1154637.3363 | 2767481.3162 | 1154645.6657 | 2767453.9499 | 1154664.9771 | 2767445.8028 | 1154672.7907 | 2767439.4055 | 1154681.7207 | 2767433.343 | 1154692.417 | 2767409.4792 | 1154754.1519 | 2767408.2224 | 1154760.4224 | 2767407.5985 | 1154774.3882
26 | 2767626.63 | 1154531.6354 | 2767864.2708 | 1154603.7358
27 | 2767797.0358 | 1153690.1521 | 2767794.3388 | 1153734.5602 | 2767788.6121 | 1153755.4634 | 2767805.0119 | 1153786.0026 | 2767826.3014 | 1153855.6566 | 2767821.9479 | 1153877.421 | 2767812.7578 | 1153895.3251 | 2767805.0148 | 1153934.0209 | 2767809.8488 | 1153957.2426 | 2767790.5025 | 1153987.2409 | 2767795.3408 | 1154009.4841 | 2767782.7657 | 1154041.4172 | 2767780.8253 | 1154093.6644 | 2767785.2807 | 1154111.8226
28 | 2767915.0935 | 1154284.9496 | 2767930.5604 | 1154283.1309
29 | 2767404.9166 | 1154807.0439 | 2767406.8792 | 1154790.4891 | 2767407.5985 | 1154774.3882
30 | 2767797.0358 | 1153690.1521 | 2767819.5268 | 1153677.6456
31 | 2767930.5604 | 1154283.1309 | 2767932.7098 | 1154282.8782
32 | 2767401.1864 | 1154829.0352 | 2767404.4719 | 1154810.7955 | 2767404.9166 | 1154807.0439
33 | 2767819.5268 | 1153677.6456 | 2767840.337 | 1153661.2667 | 2767842.6372 | 1153658.9966
34 | 2767962.3942 | 1154279.3878 | 2767932.7098 | 1154282.8782
35 | 2767962.3942 | 1154279.3878 | 2767973.848 | 1154277.69
36 | 2767880.9935 | 1154259.9567 | 2767886.135 | 1154259.4774 | 2767897.7441 | 1154252.5394 | 2767904.4147 | 1154252.0138 | 2767929.8833 | 1154254.059 | 2767949.1056 | 1154261.2347 | 2767960.4647 | 1154263.2532 | 2767962.3942 | 1154279.3878
37 | 2768030.118 | 1154214.3587 | 2768014.9512 | 1154207.3129 | 2768010.9244 | 1154206.6333 | 2768007.0405 | 1154208.2597 | 2768004.6934 | 1154211.4859
38 | 2768036.3457 | 1154217.2518 | 2768030.118 | 1154214.3587
39 | 2768101.16 | 1154450.6316 | 2768109.1371 | 1154454.9914 | 2768115.0451 | 1154458.198
40 | 2768123.157 | 1154462.6006 | 2768115.0451 | 1154458.198
41 | 2768101.16 | 1154450.6316 | 2768108.0838 | 1154439.6597 | 2768111.5678 | 1154429.537 | 2768112.4642 | 1154424.7473
42 | 2768055.1474 | 1154385.1679 | 2768060.5905 | 1154399.1765 | 2768063.147 | 1154405.7647 | 2768075.3875 | 1154428.7153 | 2768092.5252 | 1154445.9087 | 2768101.16 | 1154450.6316
43 | 2768123.157 | 1154462.6006 | 2768124.1197 | 1154473.2034 | 2768120.078 | 1154484.0557
44 | 2768197.4081 | 1153783.5566 | 2768175.5513 | 1153796.7939
45 | 2768197.4081 | 1153783.5566 | 2768200.6709 | 1153774.7734 | 2768198.3686 | 1153768.9707
46 | 2768191.3323 | 1153732.5645 | 2768197.9932 | 1153752.7348 | 2768208.0468 | 1153754.2503 | 2768198.3686 | 1153768.9707
47 | 2768188.9277 | 1153698.5565 | 2768194.3735 | 1153691.6024 | 2768204.6334 | 1153692.6121 | 2768215.5251 | 1153691.6154 | 2768223.9146 | 1153689.4922 | 2768245.7823 | 1153684.4875 | 2768253.3922 | 1153683.8885 | 2768261.223 | 1153687.199 | 2768266.0677 | 1153692.1387 | 2768267.4014 | 1153699.905 | 2768264.8261 | 1153707.1616 | 2768255.2481 | 1153712.799 | 2768198.9011 | 1153730.9633 | 2768191.3323 | 1153732.5645
48 | 2768188.9277 | 1153698.5565 | 2768170.9994 | 1153698.8672 | 2768143.3123 | 1153695.7047
49 | 2768200.4094 | 1153679.4715 | 2768194.3735 | 1153691.6024 | 2768188.9277 | 1153698.5565
50 | 2768200.4094 | 1153679.4715 | 2768193.4174 | 1153684.058 | 2768183.3657 | 1153682.7429 | 2768144.8952 | 1153673.8721 | 2768119.6839 | 1153669.6758 | 2768111.4178 | 1153670.6793 | 2768104.4793 | 1153675.8235 | 2768078.9871 | 1153696.2522 | 2768043.0203 | 1153723.3723 | 2768036.754 | 1153728.2307
51 | 2768036.754 | 1153728.2307 | 2768019.9493 | 1153741.2599
52 | 2767993.9963 | 1153760.5929 | 2768012.1927 | 1153747.2352
53 | 2767993.9963 | 1153760.5929 | 2767982.0067 | 1153750.8722 | 2767981.8537 | 1153750.6772
54 | 2768019.9493 | 1153741.2599 | 2768013.1293 | 1153746.5476 | 2768012.1927 | 1153747.2352
55 | 2767981.8537 | 1153750.6772 | 2767963.6946 | 1153727.5251
56 | 2767963.6946 | 1153727.5251 | 2767962.7532 | 1153726.3249 | 2767960.0317 | 1153720.0733
57 | 2767998.7182 | 1153667.2165 | 2767996.922 | 1153667.9835
58 | 2768016.1056 | 1153664.9704 | 2768001.4961 | 1153666.0305 | 2767998.7182 | 1153667.2165
59 | 2767970.5807 | 1153672.8186 | 2767986.2897 | 1153672.5231 | 2767996.922 | 1153667.9835
60 | 2768016.1056 | 1153664.9704 | 2768030.4785 | 1153678.7056 | 2768037.3471 | 1153682.3712
61 | 2767970.5807 | 1153672.8186 | 2767969.9919 | 1153665.3067 | 2767965.5999 | 1153655.142 | 2767955.0212 | 1153644.649 | 2767945.1777 | 1153639.4477 | 2767932.9247 | 1153636.9483 | 2767916.3906 | 1153635.844
62 | 2767970.5807 | 1153672.8186 | 2767961.1166 | 1153687.3118 | 2767956.6707 | 1153701.6337 | 2767955.8773 | 1153710.5305 | 2767960.0317 | 1153720.0733
63 | 2767864.8193 | 1153637.1056 | 2767908.3329 | 1153635.3057 | 2767916.3906 | 1153635.844
64 | 2767812.6015 | 1153607.9917 | 2767816.6289 | 1153630.4124 | 2767835.9859 | 1153636.4126 | 2767864.8193 | 1153637.1056
65 | 2767864.8193 | 1153637.1056 | 2767859.2113 | 1153642.64
66 | 2767812.6015 | 1153607.9917 | 2767830.3396 | 1153585.5997 | 2767851.6795 | 1153555.746 | 2767867.6661 | 1153541.1064
67 | 2767842.6372 | 1153658.9966 | 2767859.2113 | 1153642.64
68 | 2768119.6144 | 1153441.8522 | 2768111.3179 | 1153444.7565 | 2768105.3256 | 1153443.2323 | 2768096.6806 | 1153437.7196 | 2768084.6413 | 1153436.0822 | 2768059.3114 | 1153449.565 | 2768032.1087 | 1153462.484 | 2768015.8568 | 1153474.2298 | 2767995.7555 | 1153500.1029 | 2767975.6481 | 1153514.0988 | 2767955.954 | 1153517.9641 | 2767933.0956 | 1153519.3947 | 2767907.1999 | 1153522.3643 | 2767888.9446 | 1153527.2263 | 2767871.1013 | 1153537.9606 | 2767867.6661 | 1153541.1064
69 | 2767320.7846 | 1154838.5335 | 2767314.9059 | 1154833.798
70 | 2767320.7846 | 1154838.5335 | 2767323.4932 | 1154840.7155 | 2767335.3096 | 1154851.3753 | 2767342.7997 | 1154854.9663
71 | 2767182.8025 | 1154848.8373 | 2767212.8788 | 1154844.6465 | 2767244.3018 | 1154836.4675 | 2767277.5586 | 1154828.3174 | 2767300.5712 | 1154828.0565 | 2767310.4669 | 1154830.2222 | 2767314.9059 | 1154833.798
72 | 2767342.7997 | 1154854.9663 | 2767344.2482 | 1154855.6608 | 2767361.8852 | 1154856.5812
73 | 2767182.8025 | 1154848.8373 | 2767162.3975 | 1154851.6733 | 2767138.9978 | 1154857.3065 | 2767126.0436 | 1154852.7764 | 2767111.3114 | 1154844.5492 | 2767104.0631 | 1154836.6572
74 | 2767396.0763 | 1154860.3832 | 2767372.5396 | 1154857.1372 | 2767361.8852 | 1154856.5812
75 | 2767089.7541 | 1154791.5827 | 2767090.0183 | 1154804.4568 | 2767091.3718 | 1154816.8051 | 2767098.8388 | 1154830.9691 | 2767104.0631 | 1154836.6572
76 | 2767396.0763 | 1154860.3832 | 2767396.3059 | 1154858.1988 | 2767397.6298 | 1154848.1379 | 2767400.0689 | 1154835.2389
77 | 2767396.0763 | 1154860.3832 | 2767396.5647 | 1154864.9007 | 2767398.3146 | 1154868.2189 | 2767401.1541 | 1154871.2783
78 | 2767089.7541 | 1154791.5827 | 2767083.4154 | 1154789.5828 | 2767075.2634 | 1154795.3839 | 2767072.7184 | 1154811.2939 | 2767074.7759 | 1154826.7644 | 2767081.999 | 1154844.7361 | 2767093.2348 | 1154860.2836 | 2767104.9465 | 1154877.7682 | 2767104.4316 | 1154883.5924 | 2767098.9288 | 1154887.1539 | 2767092.8448 | 1154885.6615
79 | 2767400.0689 | 1154835.2389 | 2767411.6799 | 1154824.4351
80 | 2767400.0689 | 1154835.2389 | 2767400.5516 | 1154832.5595
81 | 2767408.2099 | 1154875.1216 | 2767404.9181 | 1154873.6628 | 2767401.1541 | 1154871.2783
82 | 2767016.8357 | 1154744.9415 | 2767030.5953 | 1154757.523 | 2767034.9739 | 1154777.5952 | 2767043.5363 | 1154812.5854 | 2767050.007 | 1154837.4755 | 2767061.1151 | 1154849.0604 | 2767080.1869 | 1154860.5106 | 2767087.6732 | 1154870.3825 | 2767092.8448 | 1154885.6615
83 | 2767418.7283 | 1154817.8767 | 2767411.6799 | 1154824.4351
84 | 2767401.1864 | 1154829.0352 | 2767400.5516 | 1154832.5595
85 | 2767408.2099 | 1154875.1216 | 2767411.7456 | 1154876.6886
86 | 2766736.3463 | 1154642.4909 | 2766738.2944 | 1154641.722 | 2766757.4504 | 1154631.8994 | 2766762.4256 | 1154627.7113 | 2766773.6931 | 1154616.4024 | 2766777.6523 | 1154614.2546 | 2766782.5519 | 1154613.9011 | 2766787.5675 | 1154616.5645 | 2766792.3752 | 1154620.6345 | 2766800.3363 | 1154636.669 | 2766803.4691 | 1154645.7748 | 2766804.6344 | 1154649.1545 | 2766806.9896 | 1154656.4038 | 2766808.5824 | 1154660.6961 | 2766812.7673 | 1154667.0175 | 2766819.197 | 1154674.8802 | 2766843.3676 | 1154691.0083 | 2766870.5203 | 1154702.8487 | 2766883.9927 | 1154706.4252 | 2766909.2171 | 1154704.7561 | 2766943.573 | 1154720.3553 | 2766973.0727 | 1154732.8062 | 2767016.8357 | 1154744.9415
87 | 2767424.8914 | 1154812.1421 | 2767418.7283 | 1154817.8767
88 | 2767411.7456 | 1154876.6886 | 2767413.4795 | 1154877.4571
89 | 2767424.8914 | 1154812.1421 | 2767427.9105 | 1154809.0233 | 2767431.1802 | 1154804.6465
90 | 2767424.8914 | 1154812.1421 | 2767431.729 | 1154814.69 | 2767434.4012 | 1154815.2092 | 2767436.3442 | 1154815.4523 | 2767438.4081 | 1154815.4875 | 2767441.699 | 1154815.0119 | 2767442.4912 | 1154814.7469
91 | 2767421.759 | 1154881.1264 | 2767413.4795 | 1154877.4571
92 | 2767431.1802 | 1154804.6465 | 2767434.9587 | 1154799.5888 | 2767439.0757 | 1154794.744
93 | 2767442.4912 | 1154814.7469 | 2767449.3389 | 1154812.4555 | 2767456.316 | 1154806.9558 | 2767462.4102 | 1154804.2228 | 2767477.258 | 1154800.0099 | 2767481.7473 | 1154798.5593
94 | 2767457.0522 | 1154770.0391 | 2767456.0249 | 1154772.1728
95 | 2767453.1085 | 1154778.2304 | 2767453.1085 | 1154778.2304 | 2767456.0249 | 1154772.1728
96 | 2767457.0522 | 1154770.0391 | 2767461.3822 | 1154761.0454
97 | 2767449.5388 | 1154782.4312 | 2767453.1085 | 1154778.2304
98 | 2767461.3822 | 1154761.0454 | 2767470.2219 | 1154742.6845
99 | 2767449.5388 | 1154782.4312 | 2767439.0757 | 1154794.744
100 | 2767479.9211 | 1154722.5385 | 2767470.2219 | 1154742.6845
101 | 2767483.292 | 1154798.0601 | 2767481.7473 | 1154798.5593
102 | 2767462.7946 | 1154863.4964 | 2767462.7946 | 1154863.4964 | 2767461.8242 | 1154861.957 | 2767451.9006 | 1154856.834
103 | 2767461.6986 | 1154873.6415 | 2767462.9296 | 1154868.0263 | 2767463.0042 | 1154865.0703 | 2767462.7946 | 1154863.4964
104 | 2767450.3697 | 1154856.0437 | 2767451.9006 | 1154856.834
105 | 2767461.6986 | 1154873.6415 | 2767459.5251 | 1154883.5222
106 | 2767459.3424 | 1154884.3527 | 2767459.5251 | 1154883.5222
107 | 2767454.8845 | 1154899.4857 | 2767458.6228 | 1154887.6237 | 2767459.3424 | 1154884.3527
108 | 2767421.759 | 1154881.1264 | 2767425.683 | 1154869.9184
109 | 2767421.759 | 1154881.1264 | 2767424.4158 | 1154882.215
110 | 2767448.357 | 1154903.174 | 2767454.8845 | 1154899.4857
111 | 2767436.551 | 1154887.1874 | 2767424.4158 | 1154882.215
112 | 2767448.357 | 1154903.174 | 2767446.4951 | 1154909.2091
113 | 2767448.357 | 1154903.174 | 2767448.5242 | 1154897.9964 | 2767444.9807 | 1154892.9268 | 2767436.551 | 1154887.1874
114 | 2767445.5812 | 1154912.1714 | 2767446.4951 | 1154909.2091
115 | 2767445.5812 | 1154912.1714 | 2767445.5812 | 1154912.1714 | 2767438.5652 | 1154924.9039
116 | 2767434.7241 | 1154931.8748 | 2767438.5652 | 1154924.9039
117 | 2767428.0408 | 1154944.0035 | 2767434.7241 | 1154931.8748
118 | 2767412.9096 | 1154967.4335 | 2767425.0067 | 1154949.5097 | 2767428.0408 | 1154944.0035
119 | 2767412.9096 | 1154967.4335 | 2767425.17 | 1154973.4351 | 2767426.9689 | 1154975.5425
120 | 2767412.9096 | 1154967.4335 | 2767403.7771 | 1154981.4363 | 2767401.3469 | 1154988.393
121 | 2767396.0926 | 1155007.3315 | 2767399.8488 | 1154992.6813 | 2767401.3469 | 1154988.393
122 | 2767383.2032 | 1155027.5396 | 2767391.811 | 1155018.6583 | 2767395.0529 | 1155011.3866 | 2767396.0926 | 1155007.3315
123 | 2767383.2032 | 1155027.5396 | 2767368.3217 | 1155042.8939
124 | 2767368.3217 | 1155042.8939 | 2767366.2391 | 1155045.0426
125 | 2767352.4355 | 1155059.2847 | 2767366.2391 | 1155045.0426
126 | 2767330.3151 | 1155178.8891 | 2767329.6807 | 1155177.1366 | 2767325.9088 | 1155147.7172 | 2767326.1187 | 1155114.2272 | 2767327.4027 | 1155097.3147 | 2767331.1295 | 1155086.1308 | 2767335.6891 | 1155077.2942 | 2767340.4673 | 1155071.6331 | 2767352.4355 | 1155059.2847
127 | 2767330.3151 | 1155178.8891 | 2767347.6026 | 1155166.403 | 2767357.1527 | 1155163.5882 | 2767370.9637 | 1155162.9493 | 2767377.9277 | 1155161.2191
128 | 2767330.3151 | 1155178.8891 | 2767349.5512 | 1155232.3926 | 2767438.1386 | 1155506.143
129 | 2767377.9277 | 1155161.2191 | 2767386.8017 | 1155152.4231
130 | 2767438.1386 | 1155506.143 | 2767490.2987 | 1155667.3268
131 | 2767401.0794 | 1155131.3588 | 2767395.5852 | 1155143.7169 | 2767386.8017 | 1155152.4231
132 | 2767497.8352 | 1155690.6159 | 2767490.2987 | 1155667.3268
133 | 2767497.8352 | 1155690.6159 | 2767542.191 | 1155674.5692 | 2767559.1283 | 1155666.6336 | 2767569.5544 | 1155662.9316 | 2767580.5582 | 1155664.9396 | 2767602.2091 | 1155689.7528
134 | 2767497.8352 | 1155690.6159 | 2767557.1406 | 1155882.1111 | 2767624.2096 | 1156076.3256
135 | 2767602.2091 | 1155689.7528 | 2767628.3874 | 1155703.8406
136 | 2767624.2096 | 1156076.3256 | 2767644.1188 | 1156076.8248 | 2767653.1378 | 1156081.4578 | 2767659.2631 | 1156091.059 | 2767665.4269 | 1156113.5948 | 2767671.0272 | 1156126.8846 | 2767673.7692 | 1156139.472 | 2767673.2019 | 1156152.3897 | 2767660.6774 | 1156204.3352
137 | 2768154.2701 | 1153187.7526 | 2767588.2396 | 1152717.4899
138 | 2768154.2701 | 1153187.7526 | 2768162.446 | 1153178.4616 | 2768169.3105 | 1153184.503 | 2768286.7504 | 1153236.1058 | 2768360.1472 | 1153281.0962 | 2768417.1495 | 1153326.9299 | 2768469.8177 | 1153373.6882 | 2768482.7252 | 1153388.4733
139 | 2768119.6144 | 1153441.8522 | 2768121.3848 | 1153438.1205 | 2768117.5083 | 1153427.3696 | 2768151.9387 | 1153403.3763 | 2768160.3854 | 1153393.7259 | 2768167.0903 | 1153378.2662 | 2768173.7464 | 1153336.8046 | 2768180.1169 | 1153311.8829 | 2768187.9921 | 1153291.0957 | 2768177.8217 | 1153273.3962 | 2768162.2933 | 1153239.711 | 2768152.5307 | 1153205.7643 | 2768154.2701 | 1153187.7526
140 | 2768482.7252 | 1153388.4733 | 2768501.5104 | 1153369.483
141 | 2768501.5104 | 1153369.483 | 2768507.2916 | 1153363.6387 | 2768511.0688 | 1153357.5156
142 | 2768612.6092 | 1153209.9844 | 2768584.1568 | 1153248.2438 | 2768552.3168 | 1153275.877 | 2768540.9228 | 1153287.9243 | 2768535.2385 | 1153298.43 | 2768523.5469 | 1153327.4172 | 2768516.3482 | 1153348.957 | 2768511.0688 | 1153357.5156
143 | 2767628.3874 | 1155703.8406 | 2767681.712 | 1155732.5371 | 2767692.0201 | 1155748.3459
144 | 2767692.0201 | 1155748.3459 | 2767711.8524 | 1155778.7615 | 2767723.4829 | 1155813.6159 | 2767730.0161 | 1155829.2334
145 | 2766722.9133 | 1154688.459 | 2766728.0072 | 1154668.0712 | 2766732.8778 | 1154654.3608 | 2766733.9268 | 1154651.4095 | 2766736.3463 | 1154642.4909
146 | 2766736.3463 | 1154642.4909 | 2766443.7764 | 1154435.7328
147 | 2767730.0161 | 1155829.2334 | 2767767.6762 | 1155919.2592
148 | 2767767.6762 | 1155919.2592 | 2767781.2242 | 1155951.6455 | 2767779.2179 | 1155986.7092 | 2767787.1335 | 1156006.345
149 | 2767787.1335 | 1156006.345 | 2767800.8451 | 1156040.3588 | 2767800.0372 | 1156052.8139 | 2767791.8443 | 1156084.0279
150 | 2767791.8443 | 1156084.0279 | 2767784.0996 | 1156113.534 | 2767771.2257 | 1156135.4055 | 2767762.6907 | 1156169.175

## bus_geodata
| x | y | coords
0 | 2768032.9057 | 1154307.9774
1 | 2768043.2932 | 1154340.6784
2 | 2768024.6708 | 1154292.7922
3 | 2768043.5135 | 1154341.5628
4 | 2768022.1664 | 1154288.4724
5 | 2768047.1077 | 1154355.9899
6 | 2768012.586 | 1154271.9479
7 | 2768047.1176 | 1154356.0294
8 | 2768011.9009 | 1154238.8472
9 | 2767990.2117 | 1154275.2645
10 | 2768059.7109 | 1154352.1139
11 | 2768053.8327 | 1154381.7812
12 | 2768004.3754 | 1154219.8511
13 | 2767981.9745 | 1154276.4854
14 | 2767877.444 | 1154289.3765
15 | 2767884.7575 | 1154288.5166
16 | 2767864.2921 | 1154290.9229
17 | 2767897.2894 | 1154287.043
18 | 2767810.6169 | 1154302.1656
19 | 2767913.3344 | 1154285.1564
20 | 2767626.63 | 1154531.6354
21 | 2767785.2807 | 1154111.8226
22 | 2767915.0935 | 1154284.9496
23 | 2767407.5985 | 1154774.3882
24 | 2767864.2708 | 1154603.7358
25 | 2767797.0358 | 1153690.1521
26 | 2767930.5604 | 1154283.1309
27 | 2767404.9166 | 1154807.0439
28 | 2767819.5268 | 1153677.6456
29 | 2767932.7098 | 1154282.8782
30 | 2767962.3942 | 1154279.3878
31 | 2767973.848 | 1154277.69
32 | 2767880.9935 | 1154259.9567
33 | 2768004.6934 | 1154211.4859
34 | 2768030.118 | 1154214.3587
35 | 2768036.3457 | 1154217.2518
36 | 2768115.0451 | 1154458.198
37 | 2768101.16 | 1154450.6316
38 | 2768123.157 | 1154462.6006
39 | 2768112.4642 | 1154424.7473
40 | 2768055.1474 | 1154385.1679
41 | 2768120.078 | 1154484.0557
42 | 2768070.9632 | 1154366.2823
43 | 2768175.5513 | 1153796.7939
44 | 2768197.4081 | 1153783.5566
45 | 2768198.3686 | 1153768.9707
46 | 2768191.3323 | 1153732.5645
47 | 2768188.9277 | 1153698.5565
48 | 2768200.4094 | 1153679.4715
49 | 2768036.754 | 1153728.2307
50 | 2768143.3123 | 1153695.7047
51 | 2767993.9963 | 1153760.5929
52 | 2768012.1927 | 1153747.2352
53 | 2767981.8537 | 1153750.6773
54 | 2768019.9493 | 1153741.2599
55 | 2767963.6946 | 1153727.5251
56 | 2767998.7182 | 1153667.2165
57 | 2767996.922 | 1153667.9835
58 | 2768016.1056 | 1153664.9704
59 | 2767970.5807 | 1153672.8186
60 | 2768037.3471 | 1153682.3712
61 | 2767916.3906 | 1153635.844
62 | 2767960.0317 | 1153720.0733
63 | 2767864.8193 | 1153637.1056
64 | 2767812.6015 | 1153607.9917
65 | 2767859.2113 | 1153642.64
66 | 2767867.6661 | 1153541.1064
67 | 2767842.6372 | 1153658.9966
68 | 2767320.7846 | 1154838.5335
69 | 2767314.9059 | 1154833.798
70 | 2767342.7997 | 1154854.9663
71 | 2767182.8025 | 1154848.8373
72 | 2767361.8852 | 1154856.5812
73 | 2767104.0631 | 1154836.6572
74 | 2767396.0763 | 1154860.3832
75 | 2767089.7541 | 1154791.5827
76 | 2767400.0689 | 1154835.2389
77 | 2767401.1541 | 1154871.2783
78 | 2767092.8448 | 1154885.6615
79 | 2767411.6799 | 1154824.4351
80 | 2767400.5516 | 1154832.5594
81 | 2767408.2099 | 1154875.1216
82 | 2767016.8357 | 1154744.9415
83 | 2767418.7283 | 1154817.8767
84 | 2767401.1864 | 1154829.0352
85 | 2767411.7456 | 1154876.6886
86 | 2767424.8914 | 1154812.1421
87 | 2767413.4795 | 1154877.457
88 | 2767431.1802 | 1154804.6465
89 | 2767442.4912 | 1154814.7469
90 | 2767456.0249 | 1154772.1728
91 | 2767457.0522 | 1154770.0391
92 | 2767453.1085 | 1154778.2304
93 | 2767461.3822 | 1154761.0454
94 | 2767449.5388 | 1154782.4312
95 | 2767470.2219 | 1154742.6845
96 | 2767439.0757 | 1154794.744
97 | 2767479.9211 | 1154722.5385
98 | 2767483.292 | 1154798.0601
99 | 2767481.7473 | 1154798.5593
100 | 2767462.7946 | 1154863.4964
101 | 2767451.9006 | 1154856.834
102 | 2767461.6986 | 1154873.6415
103 | 2767450.3697 | 1154856.0437
104 | 2767459.5251 | 1154883.5222
105 | 2767459.3424 | 1154884.3527
106 | 2767425.683 | 1154869.9184
107 | 2767421.759 | 1154881.1264
108 | 2767454.8845 | 1154899.4857
109 | 2767424.4158 | 1154882.215
110 | 2767448.357 | 1154903.174
111 | 2767436.551 | 1154887.1874
112 | 2767446.4951 | 1154909.2091
113 | 2767445.5812 | 1154912.1714
114 | 2767438.5652 | 1154924.9039
115 | 2767434.7241 | 1154931.8748
116 | 2767428.0408 | 1154944.0035
117 | 2767412.9096 | 1154967.4335
118 | 2767426.9689 | 1154975.5425
119 | 2767401.3469 | 1154988.393
120 | 2767396.0926 | 1155007.3315
121 | 2767383.2032 | 1155027.5396
122 | 2767368.3217 | 1155042.8939
123 | 2767366.2391 | 1155045.0426
124 | 2767352.4355 | 1155059.2847
125 | 2767330.3151 | 1155178.8891
126 | 2767377.9277 | 1155161.2191
127 | 2767438.1386 | 1155506.143
128 | 2767386.8017 | 1155152.4231
129 | 2767490.2987 | 1155667.3268
130 | 2767401.0794 | 1155131.3588
131 | 2767497.8352 | 1155690.6159
132 | 2767602.2091 | 1155689.7528
133 | 2767624.2096 | 1156076.3256
134 | 2767588.2396 | 1152717.4899
135 | 2768154.2701 | 1153187.7526
136 | 2768482.7252 | 1153388.4733
137 | 2768119.6144 | 1153441.8522
138 | 2768501.5104 | 1153369.483
139 | 2768511.0688 | 1153357.5156
140 | 2767660.6774 | 1156204.3352
141 | 2767628.3874 | 1155703.8406
142 | 2767692.0201 | 1155748.3459
143 | 2766736.3463 | 1154642.4909
144 | 2766722.9133 | 1154688.459
145 | 2766443.7764 | 1154435.7328
146 | 2767730.0161 | 1155829.2334
147 | 2767767.6762 | 1155919.2592
148 | 2767787.1335 | 1156006.345
149 | 2767791.8443 | 1156084.0279
150 | 2767762.6907 | 1156169.175
151 | 2768612.6092 | 1153209.9844
152 | 2767810.6169 | 1154302.1656

## line_std_types
| c_nf_per_km | r_ohm_per_km | x_ohm_per_km | max_i_ka | type | q_mm2 | alpha | voltage_rating
NAYY 4x50 SE | 210 | 0.642 | 0.083 | 0.142 | cs | 50 | 0.00403 | LV
NAYY 4x120 SE | 264 | 0.225 | 0.08 | 0.242 | cs | 120 | 0.00403 | LV
NAYY 4x150 SE | 261 | 0.208 | 0.08 | 0.27 | cs | 150 | 0.00403 | LV
NA2XS2Y 1x95 RM/25 12/20 kV | 216 | 0.313 | 0.132 | 0.252 | cs | 95 | 0.00403 | MV
NA2XS2Y 1x185 RM/25 12/20 kV | 273 | 0.161 | 0.117 | 0.362 | cs | 185 | 0.00403 | MV
NA2XS2Y 1x240 RM/25 12/20 kV | 304 | 0.122 | 0.112 | 0.421 | cs | 240 | 0.00403 | MV
NA2XS2Y 1x95 RM/25 6/10 kV | 315 | 0.313 | 0.123 | 0.249 | cs | 95 | 0.00403 | MV
NA2XS2Y 1x185 RM/25 6/10 kV | 406 | 0.161 | 0.11 | 0.358 | cs | 185 | 0.00403 | MV
NA2XS2Y 1x240 RM/25 6/10 kV | 456 | 0.122 | 0.105 | 0.416 | cs | 240 | 0.00403 | MV
NA2XS2Y 1x150 RM/25 12/20 kV | 250 | 0.206 | 0.116 | 0.319 | cs | 150 | 0.00403 | MV
NA2XS2Y 1x120 RM/25 12/20 kV | 230 | 0.253 | 0.119 | 0.283 | cs | 120 | 0.00403 | MV
NA2XS2Y 1x70 RM/25 12/20 kV | 190 | 0.443 | 0.132 | 0.22 | cs | 70 | 0.00403 | MV
NA2XS2Y 1x150 RM/25 6/10 kV | 360 | 0.206 | 0.11 | 0.315 | cs | 150 | 0.00403 | MV
NA2XS2Y 1x120 RM/25 6/10 kV | 340 | 0.253 | 0.113 | 0.28 | cs | 120 | 0.00403 | MV
NA2XS2Y 1x70 RM/25 6/10 kV | 280 | 0.443 | 0.123 | 0.217 | cs | 70 | 0.00403 | MV
N2XS(FL)2Y 1x120 RM/35 64/110 kV | 112 | 0.153 | 0.166 | 0.366 | cs | 120 | 0.00393 | HV
N2XS(FL)2Y 1x185 RM/35 64/110 kV | 125 | 0.099 | 0.156 | 0.457 | cs | 185 | 0.00393 | HV
N2XS(FL)2Y 1x240 RM/35 64/110 kV | 135 | 0.075 | 0.149 | 0.526 | cs | 240 | 0.00393 | HV
N2XS(FL)2Y 1x300 RM/35 64/110 kV | 144 | 0.06 | 0.144 | 0.588 | cs | 300 | 0.00393 | HV
15-AL1/3-ST1A 0.4 | 11 | 1.8769 | 0.35 | 0.105 | ol | 16 | 0.00403 | LV
24-AL1/4-ST1A 0.4 | 11.25 | 1.2012 | 0.335 | 0.14 | ol | 24 | 0.00403 | LV
48-AL1/8-ST1A 0.4 | 12.2 | 0.5939 | 0.3 | 0.21 | ol | 48 | 0.00403 | LV
94-AL1/15-ST1A 0.4 | 13.2 | 0.306 | 0.29 | 0.35 | ol | 94 | 0.00403 | LV
34-AL1/6-ST1A 10.0 | 9.7 | 0.8342 | 0.36 | 0.17 | ol | 34 | 0.00403 | MV
48-AL1/8-ST1A 10.0 | 10.1 | 0.5939 | 0.35 | 0.21 | ol | 48 | 0.00403 | MV
70-AL1/11-ST1A 10.0 | 10.4 | 0.4132 | 0.339 | 0.29 | ol | 70 | 0.00403 | MV
94-AL1/15-ST1A 10.0 | 10.75 | 0.306 | 0.33 | 0.35 | ol | 94 | 0.00403 | MV
122-AL1/20-ST1A 10.0 | 11.1 | 0.2376 | 0.323 | 0.41 | ol | 122 | 0.00403 | MV
149-AL1/24-ST1A 10.0 | 11.25 | 0.194 | 0.315 | 0.47 | ol | 149 | 0.00403 | MV
34-AL1/6-ST1A 20.0 | 9.15 | 0.8342 | 0.382 | 0.17 | ol | 34 | 0.00403 | MV
48-AL1/8-ST1A 20.0 | 9.5 | 0.5939 | 0.372 | 0.21 | ol | 48 | 0.00403 | MV
70-AL1/11-ST1A 20.0 | 9.7 | 0.4132 | 0.36 | 0.29 | ol | 70 | 0.00403 | MV
94-AL1/15-ST1A 20.0 | 10 | 0.306 | 0.35 | 0.35 | ol | 94 | 0.00403 | MV
122-AL1/20-ST1A 20.0 | 10.3 | 0.2376 | 0.344 | 0.41 | ol | 122 | 0.00403 | MV
149-AL1/24-ST1A 20.0 | 10.5 | 0.194 | 0.337 | 0.47 | ol | 149 | 0.00403 | MV
184-AL1/30-ST1A 20.0 | 10.75 | 0.1571 | 0.33 | 0.535 | ol | 184 | 0.00403 | MV
243-AL1/39-ST1A 20.0 | 11 | 0.1188 | 0.32 | 0.645 | ol | 243 | 0.00403 | MV
48-AL1/8-ST1A 110.0 | 8 | 0.5939 | 0.46 | 0.21 | ol | 48 | 0.00403 | HV
70-AL1/11-ST1A 110.0 | 8.4 | 0.4132 | 0.45 | 0.29 | ol | 70 | 0.00403 | HV
94-AL1/15-ST1A 110.0 | 8.65 | 0.306 | 0.44 | 0.35 | ol | 94 | 0.00403 | HV
122-AL1/20-ST1A 110.0 | 8.5 | 0.2376 | 0.43 | 0.41 | ol | 122 | 0.00403 | HV
149-AL1/24-ST1A 110.0 | 8.75 | 0.194 | 0.41 | 0.47 | ol | 149 | 0.00403 | HV
184-AL1/30-ST1A 110.0 | 8.8 | 0.1571 | 0.4 | 0.535 | ol | 184 | 0.00403 | HV
243-AL1/39-ST1A 110.0 | 9 | 0.1188 | 0.39 | 0.645 | ol | 243 | 0.00403 | HV
305-AL1/39-ST1A 110.0 | 9.2 | 0.0949 | 0.38 | 0.74 | ol | 305 | 0.00403 | HV
490-AL1/64-ST1A 110.0 | 9.75 | 0.059 | 0.37 | 0.96 | ol | 490 | 0.00403 | HV
679-AL1/86-ST1A 110.0 | 9.95 | 0.042 | 0.36 | 1.15 | ol | 679 | 0.00403 | HV
490-AL1/64-ST1A 220.0 | 10 | 0.059 | 0.285 | 0.96 | ol | 490 | 0.00403 | HV
679-AL1/86-ST1A 220.0 | 11.7 | 0.042 | 0.275 | 1.15 | ol | 679 | 0.00403 | HV
490-AL1/64-ST1A 380.0 | 11 | 0.059 | 0.253 | 0.96 | ol | 490 | 0.00403 | HV
679-AL1/86-ST1A 380.0 | 14.6 | 0.042 | 0.25 | 1.15 | ol | 679 | 0.00403 | HV

## trafo_std_types
| i0_percent | pfe_kw | vkr_percent | sn_mva | vn_lv_kv | vn_hv_kv | vk_percent | shift_degree | vector_group | tap_side | tap_neutral | tap_min | tap_max | tap_step_degree | tap_step_percent | tap_phase_shifter
160 MVA 380/110 kV | 0.06 | 60 | 0.25 | 160 | 110 | 380 | 12.2 | 0 | Yy0 | hv | 0 | -9 | 9 | 0 | 1.5 | FALSE
100 MVA 220/110 kV | 0.06 | 55 | 0.26 | 100 | 110 | 220 | 12 | 0 | Yy0 | hv | 0 | -9 | 9 | 0 | 1.5 | FALSE
63 MVA 110/20 kV | 0.04 | 22 | 0.32 | 63 | 20 | 110 | 18 | 150 | YNd5 | hv | 0 | -9 | 9 | 0 | 1.5 | FALSE
40 MVA 110/20 kV | 0.05 | 18 | 0.34 | 40 | 20 | 110 | 16.2 | 150 | YNd5 | hv | 0 | -9 | 9 | 0 | 1.5 | FALSE
25 MVA 110/20 kV | 0.07 | 14 | 0.41 | 25 | 20 | 110 | 12 | 150 | YNd5 | hv | 0 | -9 | 9 | 0 | 1.5 | FALSE
63 MVA 110/10 kV | 0.04 | 22 | 0.32 | 63 | 10 | 110 | 18 | 150 | YNd5 | hv | 0 | -9 | 9 | 0 | 1.5 | FALSE
40 MVA 110/10 kV | 0.05 | 18 | 0.34 | 40 | 10 | 110 | 16.2 | 150 | YNd5 | hv | 0 | -9 | 9 | 0 | 1.5 | FALSE
25 MVA 110/10 kV | 0.07 | 14 | 0.41 | 25 | 10 | 110 | 12 | 150 | YNd5 | hv | 0 | -9 | 9 | 0 | 1.5 | FALSE
0.25 MVA 20/0.4 kV | 0.32 | 0.8 | 1.44 | 0.25 | 0.4 | 20 | 6 | 150 | Yzn5 | hv | 0 | -2 | 2 | 0 | 2.5 | FALSE
0.4 MVA 20/0.4 kV | 0.3375 | 1.35 | 1.425 | 0.4 | 0.4 | 20 | 6 | 150 | Dyn5 | hv | 0 | -2 | 2 | 0 | 2.5 | FALSE
0.63 MVA 20/0.4 kV | 0.2619 | 1.65 | 1.206 | 0.63 | 0.4 | 20 | 6 | 150 | Dyn5 | hv | 0 | -2 | 2 | 0 | 2.5 | FALSE
0.25 MVA 10/0.4 kV | 0.24 | 0.6 | 1.2 | 0.25 | 0.4 | 10 | 4 | 150 | Dyn5 | hv | 0 | -2 | 2 | 0 | 2.5 | FALSE
0.4 MVA 10/0.4 kV | 0.2375 | 0.95 | 1.325 | 0.4 | 0.4 | 10 | 4 | 150 | Dyn5 | hv | 0 | -2 | 2 | 0 | 2.5 | FALSE
0.63 MVA 10/0.4 kV | 0.1873 | 1.18 | 1.0794 | 0.63 | 0.4 | 10 | 4 | 150 | Dyn5 | hv | 0 | -2 | 2 | 0 | 2.5 | FALSE

## trafo3w_std_types
| sn_hv_mva | sn_mv_mva | sn_lv_mva | vn_hv_kv | vn_mv_kv | vn_lv_kv | vk_hv_percent | vk_mv_percent | vk_lv_percent | vkr_hv_percent | vkr_mv_percent | vkr_lv_percent | pfe_kw | i0_percent | shift_mv_degree | shift_lv_degree | vector_group | tap_side | tap_neutral | tap_min | tap_max | tap_step_percent
63/25/38 MVA 110/20/10 kV | 63 | 25 | 38 | 110 | 20 | 10 | 10.4 | 10.4 | 10.4 | 0.28 | 0.32 | 0.35 | 35 | 0.89 | 0 | 0 | YN0yn0yn0 | hv | 0 | -10 | 10 | 1.2
63/25/38 MVA 110/10/10 kV | 63 | 25 | 38 | 110 | 10 | 10 | 10.4 | 10.4 | 10.4 | 0.28 | 0.32 | 0.35 | 35 | 0.89 | 0 | 0 | YN0yn0yn0 | hv | 0 | -10 | 10 | 1.2

## fuse_std_types
| fuse_type | i_rated_a | t_avg | t_min | t_total | x_avg | x_min | x_total
HV 100A | HV 100A | 100 | 0 | [10.0, 3.64, 0.854, 0.281, 0.1, 0.0531, 0.022, 0.01] | [10.0, 4.267, 1.21, 0.403, 0.1, 0.058, 0.022, 0.01] | 0 | [300.0, 350.0, 450.0, 550.0, 700.0, 850.0, 1200.0, 1752.0] | [600.0, 700.0, 900.0, 1150.0, 1665.0, 2000.0, 3000.0, 4313.0]
HV 10A | HV 10A | 10 | 0 | [10.0, 1675.0, 0.344, 0.156, 0.1, 0.0417, 0.0171, 0.01] | [10.0, 1.3, 0.3, 0.155, 0.1, 0.0555, 0.023, 0.01] | 0 | [30.0, 32.0, 35.0, 37.0, 39.0, 50.0, 70.0, 88.0] | [60.0, 70.0, 80.0, 87.0, 94.0, 110.0, 150.0, 216.0]
HV 125A | HV 125A | 125 | 0 | [10.0, 1.82, 0.344, 0.1, 0.0467, 0.0269, 0.01] | [10.0, 2.478, 0.426, 0.1, 0.0427, 0.0211, 0.01] | 0 | [375.0, 500.0, 700.0, 925.0, 1200.0, 1500.0, 2341.0] | [750.0, 1000.0, 1500.0, 2200.0, 3000.0, 4000.0, 5765.0]
HV 160A | HV 160A | 160 | 0 | [10.0, 4.15, 1.03, 0.198, 0.1, 0.051, 0.0172, 0.01] | [10.0, 2.3, 0.734, 0.274, 0.1, 0.046, 0.0177, 0.01] | 0 | [480.0, 550.0, 700.0, 1000.0, 1260.0, 1600.0, 2500.0, 3227.0] | [960.0, 1300.0, 1700.0, 2200.0, 2996.0, 4000.0, 6000.0, 7946.0]
HV 16A | HV 16A | 16 | 0 | [10.0, 0.352, 0.164, 0.1, 0.0649, 0.0342, 0.01] | [10.0, 2.34, 0.722, 0.181, 0.1, 0.055, 0.0296, 0.01] | 0 | [48.0, 60.0, 65.0, 71.0, 80.0, 100.0, 162.0] | [96.0, 110.0, 125.0, 150.0, 168.0, 200.0, 250.0, 398.0]
HV 200A | HV 200A | 200 | 0 | [10.0, 4.267, 1.21, 0.403, 0.1, 0.058, 0.022, 0.01] | [10.0, 3.73, 1.654, 0.328, 0.1, 0.0531, 0.019, 0.01] | 0 | [600.0, 700.0, 900.0, 1150.0, 1665.0, 2000.0, 3000.0, 4313.0] | [1200.0, 1500.0, 1800.0, 2700.0, 3960.0, 5000.0, 7500.0, 10620.0]
HV 20A | HV 20A | 20 | 0 | [10.0, 1.3, 0.3, 0.155, 0.1, 0.0555, 0.023, 0.01] | [10.0, 1.3, 0.161, 0.1, 0.0611, 0.0399, 0.0141, 0.01] | 0 | [60.0, 70.0, 80.0, 87.0, 94.0, 110.0, 150.0, 216.0] | [120.0, 150.0, 200.0, 223.0, 260.0, 300.0, 450.0, 532.0]
HV 25A | HV 25A | 25 | 0 | [10.0, 2.512, 0.833, 0.299, 0.1, 0.0372, 0.0223, 0.01] | [10.0, 3.125, 0.597, 0.198, 0.1, 0.0378, 0.022, 0.01] | 0 | [75.0, 82.0, 90.0, 100.0, 124.0, 170.0, 200.0, 289.0] | [150.0, 170.0, 210.0, 250.0, 294.0, 400.0, 500.0, 711.0]
HV 31.5A | HV 31.5A | 31.5 | 0 | [10.0, 2.34, 0.722, 0.181, 0.1, 0.055, 0.0296, 0.01] | [10.0, 2.84, 0.368, 0.164, 0.1, 0.0621, 0.0378, 0.0195, 0.01] | 0 | [95.0, 110.0, 125.0, 150.0, 165.0, 200.0, 250.0, 390.0] | [189.0, 220.0, 300.0, 350.0, 393.0, 450.0, 530.0, 700.0, 960.0]
HV 40A | HV 40A | 40 | 0 | [10.0, 1.3, 0.161, 0.1, 0.0611, 0.0399, 0.0141, 0.01] | [10.0, 2.05, 0.369, 0.198, 0.1, 0.051, 0.0298, 0.01] | 0 | [120.0, 150.0, 200.0, 223.0, 260.0, 300.0, 450.0, 532.0] | [240.0, 300.0, 400.0, 450.0, 530.0, 650.0, 800.0, 1311.0]
HV 50A | HV 50A | 50 | 0 | [10.0, 3.215, 0.597, 0.198, 0.1, 0.0378, 0.022, 0.01] | [10.0, 3.64, 0.854, 0.281, 0.1, 0.0531, 0.022, 0.01] | 0 | [150.0, 170.0, 210.0, 250.0, 294.0, 400.0, 500.0, 711.0] | [300.0, 350.0, 450.0, 550.0, 700.0, 850.0, 1200.0, 1752.0]
HV 6.3A | HV 6.3A | 6.3 | 0 | [10.0, 1.39, 0.344, 0.168, 0.1, 0.056, 0.0263, 0.01] | [10.0, 1.711, 0.516, 0.198, 0.1, 0.0634, 0.0303, 0.01] | 0 | [19.0, 19.5, 20.4, 20.8, 22.0, 25.0, 32.0, 48.0] | [38.0, 40.0, 43.0, 48.0, 53.0, 60.0, 75.0, 118.0]
HV 63A | HV 63A | 63 | 0 | [10.0, 2.84, 0.368, 0.164, 0.1, 0.0621, 0.0378, 0.0195, 0.01] | [10.0, 1.82, 0.344, 0.1, 0.0467, 0.0269, 0.01] | 0 | [189.0, 220.0, 300.0, 350.0, 393.0, 450.0, 530.0, 700.0, 961.0] | [378.0, 500.0, 700.0, 934.0, 1200.0, 1500.0, 2366.0]
HV 80A | HV 80A | 80 | 0 | [10.0, 2.05, 0.369, 0.198, 0.1, 0.051, 0.0298, 0.01] | [10.0, 4.15, 1.03, 0.198, 0.1, 0.051, 0.0172, 0.01] | 0 | [240.0, 300.0, 400.0, 450.0, 530.0, 650.0, 800.0, 1311.0] | [480.0, 550.0, 700.0, 1000.0, 1260.0, 1600.0, 2500.0, 3227.0]
Siemens NH-1-100 | Siemens NH-1-100 | 100 | [5400.0, 2000.0, 400.0, 20.0, 1.0, 0.2, 0.012, 0.004] | 0 | 0 | [150.0, 190.0, 250.0, 430.0, 900.0, 1250.0, 2700.0, 3600.0] | 0 | 0
Siemens NH-1-125 | Siemens NH-1-125 | 125 | [4800.0, 120.0, 7.0, 0.1, 0.004] | 0 | 0 | [180.0, 400.0, 740.0, 2000.0, 4250.0] | 0 | 0
Siemens NH-1-16 | Siemens NH-1-16 | 16 | [4000.0, 400.0, 2.0, 0.1, 0.04, 0.01] | 0 | 0 | [26.0, 35.0, 75.0, 150.0, 200.0, 300.0] | 0 | 0
Siemens NH-1-160 | Siemens NH-1-160 | 160 | [4800.0, 120.0, 7.0, 0.1, 0.004] | 0 | 0 | [210.0, 500.0, 900.0, 2300.0, 5000.0] | 0 | 0
Siemens NH-1-25 | Siemens NH-1-25 | 25 | [4000.0, 1000.0, 10.0, 0.2, 0.02, 0.01] | 0 | 0 | [40.0, 50.0, 100.0, 210.0, 400.0, 500.0] | 0 | 0
Siemens NH-1-50 | Siemens NH-1-50 | 50 | [4000.0, 40.0, 4.0, 1.0, 0.02, 0.01] | 0 | 0 | [86.0, 200.0, 300.0, 400.0, 1000.0, 1280.0] | 0 | 0
Siemens NH-1-63 | Siemens NH-1-63 | 63 | [4000.0, 100.0, 10.0, 2.0, 0.04, 0.01] | 0 | 0 | [100.0, 200.0, 300.0, 400.0, 1000.0, 1500.0] | 0 | 0
Siemens NH-1-80 | Siemens NH-1-80 | 80 | [4800.0, 120.0, 7.0, 0.1, 0.01] | 0 | 0 | [150.58, 250.0, 450.0, 1150.0, 2470.0] | 0 | 0
Siemens NH-2-1000 | Siemens NH-2-1000 | 1000 | [4800.0, 120.0, 7.0, 0.1, 0.004] | 0 | 0 | [1900.0, 3500.0, 8400.0, 24000.0, 52000.0] | 0 | 0
Siemens NH-2-200 | Siemens NH-2-200 | 200 | [4800.0, 120.0, 7.0, 0.1, 0.004] | 0 | 0 | [280.0, 650.0, 1200.0, 3000.0, 7000.0] | 0 | 0
Siemens NH-2-224 | Siemens NH-2-224 | 224 | [4800.0, 120.0, 7.0, 0.2, 0.04, 0.004] | 0 | 0 | [400.0, 750.0, 1453.0, 3025.0, 4315.0, 7600.0] | 0 | 0
Siemens NH-2-250 | Siemens NH-2-250 | 250 | [4800.0, 120.0, 7.0, 0.1, 0.004] | 0 | 0 | [450.0, 800.0, 1650.0, 4000.0, 8500.0] | 0 | 0
Siemens NH-2-315 | Siemens NH-2-315 | 315 | [4800.0, 120.0, 7.0, 0.1, 0.004] | 0 | 0 | [550.0, 920.0, 1900.0, 5000.0, 11000.0] | 0 | 0
Siemens NH-2-355 | Siemens NH-2-355 | 355 | [4800.0, 120.0, 6.0, 0.1, 0.004] | 0 | 0 | [650.0, 1116.27, 2350.0, 5840.0, 12790.0] | 0 | 0
Siemens NH-2-400 | Siemens NH-2-400 | 400 | [4800.0, 120.0, 7.0, 0.1, 0.004] | 0 | 0 | [720.0, 1350.0, 2800.0, 6500.0, 15000.0] | 0 | 0
Siemens NH-2-425 | Siemens NH-2-425 | 425 | [4800.0, 120.0, 7.0, 0.1, 0.004] | 0 | 0 | [850.0, 1500.0, 3050.0, 7500.0, 16500.0] | 0 | 0
Siemens NH-2-630 | Siemens NH-2-630 | 630 | [4800.0, 120.0, 7.0, 0.1, 0.004] | 0 | 0 | [1200.0, 2000.0, 4800.0, 12000.0, 26000.0] | 0 | 0

## dtypes
| element | column | dtype
0 | bus | name | object
1 | bus | vn_kv | float64
2 | bus | type | object
3 | bus | zone | object
4 | bus | in_service | bool
5 | load | name | object
6 | load | bus | uint32
7 | load | p_mw | float64
8 | load | q_mvar | float64
9 | load | const_z_percent | float64
10 | load | const_i_percent | float64
11 | load | sn_mva | float64
12 | load | scaling | float64
13 | load | in_service | bool
14 | load | type | object
15 | ext_grid | name | object
16 | ext_grid | bus | uint32
17 | ext_grid | vm_pu | float64
18 | ext_grid | va_degree | float64
19 | ext_grid | slack_weight | float64
20 | ext_grid | in_service | bool
21 | line | name | object
22 | line | std_type | object
23 | line | from_bus | uint32
24 | line | to_bus | uint32
25 | line | length_km | float64
26 | line | r_ohm_per_km | float64
27 | line | x_ohm_per_km | float64
28 | line | c_nf_per_km | float64
29 | line | g_us_per_km | float64
30 | line | max_i_ka | float64
31 | line | df | float64
32 | line | parallel | uint32
33 | line | type | object
34 | line | in_service | bool
35 | trafo | name | object
36 | trafo | std_type | object
37 | trafo | hv_bus | uint32
38 | trafo | lv_bus | uint32
39 | trafo | sn_mva | float64
40 | trafo | vn_hv_kv | float64
41 | trafo | vn_lv_kv | float64
42 | trafo | vk_percent | float64
43 | trafo | vkr_percent | float64
44 | trafo | pfe_kw | float64
45 | trafo | i0_percent | float64
46 | trafo | shift_degree | float64
47 | trafo | tap_side | object
48 | trafo | tap_neutral | int32
49 | trafo | tap_min | int32
50 | trafo | tap_max | int32
51 | trafo | tap_step_percent | float64
52 | trafo | tap_step_degree | float64
53 | trafo | tap_pos | int32
54 | trafo | tap_phase_shifter | bool
55 | trafo | parallel | uint32
56 | trafo | df | float64
57 | trafo | in_service | bool
58 | line_geodata | coords | object
59 | bus_geodata | x | float64
60 | bus_geodata | y | float64
61 | bus_geodata | coords | object

## parameters
| version | format_version | converged | OPF_converged | name | f_hz | sn_mva
0 | 2.14.6 | 2.14.0 | FALSE | FALSE |  | 50 | 1