## bus
| name | vn_kv | type | zone | in_service
0 | bus_LV_3543-7_0_5_node_0 | 0.4 | n |  | TRUE
1 | bus_LV_3543-7_0_5_node_1 | 0.4 | n |  | TRUE
2 | bus_LV_3543-7_0_5_node_99 | 0.4 | n |  | TRUE
3 | bus_LV_3543-7_0_5_node_100 | 0.4 | n |  | TRUE
4 | bus_LV_3543-7_0_5_node_98 | 0.4 | n |  | TRUE
5 | bus_LV_3543-7_0_5_node_175 | 0.4 | n |  | TRUE
6 | bus_LV_3543-7_0_5_node_174 | 0.4 | n |  | TRUE
7 | bus_LV_3543-7_0_5_node_2 | 0.4 | n |  | TRUE
8 | bus_LV_3543-7_0_5_node_3 | 0.4 | n |  | TRUE
9 | bus_LV_3543-7_0_5_node_4 | 0.4 | n |  | TRUE
10 | bus_LV_3543-7_0_5_node_5 | 0.4 | n |  | TRUE
11 | bus_LV_3543-7_0_5_node_7 | 0.4 | n |  | TRUE
12 | bus_LV_3543-7_0_5_node_6 | 0.4 | n |  | TRUE
13 | bus_LV_3543-7_0_5_node_8 | 0.4 | n |  | TRUE
14 | bus_LV_3543-7_0_5_node_9 | 0.4 | n |  | TRUE
15 | bus_LV_3543-7_0_5_node_62 | 0.4 | n |  | TRUE
16 | bus_LV_3543-7_0_5_node_87 | 0.4 | n |  | TRUE
17 | bus_LV_3543-7_0_5_node_88 | 0.4 | n |  | TRUE
18 | bus_LV_3543-7_0_5_node_63 | 0.4 | n |  | TRUE
19 | bus_LV_3543-7_0_5_node_65 | 0.4 | n |  | TRUE
20 | bus_LV_3543-7_0_5_node_142 | 0.4 | n |  | TRUE
21 | bus_LV_3543-7_0_5_node_10 | 0.4 | n |  | TRUE
22 | bus_LV_3543-7_0_5_node_11 | 0.4 | n |  | TRUE
23 | bus_LV_3543-7_0_5_node_12 | 0.4 | n |  | TRUE
24 | bus_LV_3543-7_0_5_node_13 | 0.4 | n |  | TRUE
25 | bus_LV_3543-7_0_5_node_14 | 0.4 | n |  | TRUE
26 | bus_LV_3543-7_0_5_node_15 | 0.4 | n |  | TRUE
27 | bus_LV_3543-7_0_5_node_16 | 0.4 | n |  | TRUE
28 | bus_LV_3543-7_0_5_node_79 | 0.4 | n |  | TRUE
29 | bus_LV_3543-7_0_5_node_53 | 0.4 | n |  | TRUE
30 | bus_LV_3543-7_0_5_node_78 | 0.4 | n |  | TRUE
31 | bus_LV_3543-7_0_5_node_52 | 0.4 | n |  | TRUE
32 | bus_LV_3543-7_0_5_node_17 | 0.4 | n |  | TRUE
33 | bus_LV_3543-7_0_5_node_18 | 0.4 | n |  | TRUE
34 | bus_LV_3543-7_0_5_node_19 | 0.4 | n |  | TRUE
35 | bus_LV_3543-7_0_5_node_20 | 0.4 | n |  | TRUE
36 | bus_LV_3543-7_0_5_node_21 | 0.4 | n |  | TRUE
37 | bus_LV_3543-7_0_5_node_22 | 0.4 | n |  | TRUE
38 | bus_LV_3543-7_0_5_node_23 | 0.4 | n |  | TRUE
39 | bus_LV_3543-7_0_5_node_33 | 0.4 | n |  | TRUE
40 | bus_LV_3543-7_0_5_node_24 | 0.4 | n |  | TRUE
41 | bus_LV_3543-7_0_5_node_31 | 0.4 | n |  | TRUE
42 | bus_LV_3543-7_0_5_node_25 | 0.4 | n |  | TRUE
43 | bus_LV_3543-7_0_5_node_58 | 0.4 | n |  | TRUE
44 | bus_LV_3543-7_0_5_node_57 | 0.4 | n |  | TRUE
45 | bus_LV_3543-7_0_5_node_26 | 0.4 | n |  | TRUE
46 | bus_LV_3543-7_0_5_node_27 | 0.4 | n |  | TRUE
47 | bus_LV_3543-7_0_5_node_28 | 0.4 | n |  | TRUE
48 | bus_LV_3543-7_0_5_node_29 | 0.4 | n |  | TRUE
49 | bus_LV_3543-7_0_5_node_30 | 0.4 | n |  | TRUE
50 | bus_LV_3543-7_0_5_node_32 | 0.4 | n |  | TRUE
51 | bus_LV_3543-7_0_5_node_82 | 0.4 | n |  | TRUE
52 | bus_LV_3543-7_0_5_node_81 | 0.4 | n |  | TRUE
53 | bus_LV_3543-7_0_5_node_34 | 0.4 | n |  | TRUE
54 | bus_LV_3543-7_0_5_node_35 | 0.4 | n |  | TRUE
55 | bus_LV_3543-7_0_5_node_36 | 0.4 | n |  | TRUE
56 | bus_LV_3543-7_0_5_node_37 | 0.4 | n |  | TRUE
57 | bus_LV_3543-7_0_5_node_38 | 0.4 | n |  | TRUE
58 | bus_LV_3543-7_0_5_node_39 | 0.4 | n |  | TRUE
59 | bus_LV_3543-7_0_5_node_40 | 0.4 | n |  | TRUE
60 | bus_LV_3543-7_0_5_node_86 | 0.4 | n |  | TRUE
61 | bus_LV_3543-7_0_5_node_55 | 0.4 | n |  | TRUE
62 | bus_LV_3543-7_0_5_node_71 | 0.4 | n |  | TRUE
63 | bus_LV_3543-7_0_5_node_48 | 0.4 | n |  | TRUE
64 | bus_LV_3543-7_0_5_node_56 | 0.4 | n |  | TRUE
65 | bus_LV_3543-7_0_5_node_41 | 0.4 | n |  | TRUE
66 | bus_LV_3543-7_0_5_node_42 | 0.4 | n |  | TRUE
67 | bus_LV_3543-7_0_5_node_43 | 0.4 | n |  | TRUE
68 | bus_LV_3543-7_0_5_node_44 | 0.4 | n |  | TRUE
69 | bus_LV_3543-7_0_5_node_45 | 0.4 | n |  | TRUE
70 | bus_LV_3543-7_0_5_node_46 | 0.4 | n |  | TRUE
71 | bus_LV_3543-7_0_5_node_47 | 0.4 | n |  | TRUE
72 | bus_LV_3543-7_0_5_node_49 | 0.4 | n |  | TRUE
73 | bus_LV_3543-7_0_5_node_50 | 0.4 | n |  | TRUE
74 | bus_LV_3543-7_0_5_node_54 | 0.4 | n |  | TRUE
75 | bus_LV_3543-7_0_5_node_51 | 0.4 | n |  | TRUE
76 | bus_LV_3543-7_0_5_node_104 | 0.4 | n |  | TRUE
77 | bus_LV_3543-7_0_5_node_101 | 0.4 | n |  | TRUE
78 | bus_LV_3543-7_0_5_node_102 | 0.4 | n |  | TRUE
79 | bus_LV_3543-7_0_5_node_103 | 0.4 | n |  | TRUE
80 | bus_LV_3543-7_0_5_node_105 | 0.4 | n |  | TRUE
81 | bus_LV_3543-7_0_5_node_106 | 0.4 | n |  | TRUE
82 | bus_LV_3543-7_0_5_node_69 | 0.4 | n |  | TRUE
83 | bus_LV_3543-7_0_5_node_59 | 0.4 | n |  | TRUE
84 | bus_LV_3543-7_0_5_node_60 | 0.4 | n |  | TRUE
85 | bus_LV_3543-7_0_5_node_61 | 0.4 | n |  | TRUE
86 | bus_LV_3543-7_0_5_node_77 | 0.4 | n |  | TRUE
87 | bus_LV_3543-7_0_5_node_70 | 0.4 | n |  | TRUE
88 | bus_LV_3543-7_0_5_node_76 | 0.4 | n |  | TRUE
89 | bus_LV_3543-7_0_5_node_97 | 0.4 | n |  | TRUE
90 | bus_LV_3543-7_0_5_node_95 | 0.4 | n |  | TRUE
91 | bus_LV_3543-7_0_5_node_116 | 0.4 | n |  | TRUE
92 | bus_LV_3543-7_0_5_node_93 | 0.4 | n |  | TRUE
93 | bus_LV_3543-7_0_5_node_72 | 0.4 | n |  | TRUE
94 | bus_LV_3543-7_0_5_node_68 | 0.4 | n |  | TRUE
95 | bus_LV_3543-7_0_5_node_64 | 0.4 | n |  | TRUE
96 | bus_LV_3543-7_0_5_node_66 | 0.4 | n |  | TRUE
97 | bus_LV_3543-7_0_5_node_67 | 0.4 | n |  | TRUE
98 | bus_LV_3543-7_0_5_node_73 | 0.4 | n |  | TRUE
99 | bus_LV_3543-7_0_5_node_74 | 0.4 | n |  | TRUE
100 | bus_LV_3543-7_0_5_node_75 | 0.4 | n |  | TRUE
101 | bus_LV_3543-7_0_5_node_80 | 0.4 | n |  | TRUE
102 | bus_LV_3543-7_0_5_node_171 | 0.4 | n |  | TRUE
103 | bus_LV_3543-7_0_5_node_92 | 0.4 | n |  | TRUE
104 | bus_LV_3543-7_0_5_node_115 | 0.4 | n |  | TRUE
105 | bus_LV_3543-7_0_5_node_114 | 0.4 | n |  | TRUE
106 | bus_LV_3543-7_0_5_node_91 | 0.4 | n |  | TRUE
107 | bus_LV_3543-7_0_5_node_83 | 0.4 | n |  | TRUE
108 | bus_LV_3543-7_0_5_node_84 | 0.4 | n |  | TRUE
109 | bus_LV_3543-7_0_5_node_85 | 0.4 | n |  | TRUE
110 | bus_LV_3543-7_0_5_node_108 | 0.4 | n |  | TRUE
111 | bus_LV_3543-7_0_5_node_112 | 0.4 | n |  | TRUE
112 | bus_LV_3543-7_0_5_node_143 | 0.4 | n |  | TRUE
113 | bus_LV_3543-7_0_5_node_89 | 0.4 | n |  | TRUE
114 | bus_LV_3543-7_0_5_node_90 | 0.4 | n |  | TRUE
115 | bus_LV_3543-7_0_5_node_94 | 0.4 | n |  | TRUE
116 | bus_LV_3543-7_0_5_node_96 | 0.4 | n |  | TRUE
117 | bus_LV_3543-7_0_5_node_173 | 0.4 | n |  | TRUE
118 | bus_LV_3543-7_0_5_node_134 | 0.4 | n |  | TRUE
119 | bus_LV_3543-7_0_5_node_133 | 0.4 | n |  | TRUE
120 | bus_LV_3543-7_0_5_node_122 | 0.4 | n |  | TRUE
121 | bus_LV_3543-7_0_5_node_109 | 0.4 | n |  | TRUE
122 | bus_LV_3543-7_0_5_node_110 | 0.4 | n |  | TRUE
123 | bus_LV_3543-7_0_5_node_111 | 0.4 | n |  | TRUE
124 | bus_LV_3543-7_0_5_node_113 | 0.4 | n |  | TRUE
125 | bus_LV_3543-7_0_5_node_123 | 0.4 | n |  | TRUE
126 | bus_LV_3543-7_0_5_node_117 | 0.4 | n |  | TRUE
127 | bus_LV_3543-7_0_5_node_118 | 0.4 | n |  | TRUE
128 | bus_LV_3543-7_0_5_node_121 | 0.4 | n |  | TRUE
129 | bus_LV_3543-7_0_5_node_119 | 0.4 | n |  | TRUE
130 | bus_LV_3543-7_0_5_node_129 | 0.4 | n |  | TRUE
131 | bus_LV_3543-7_0_5_node_130 | 0.4 | n |  | TRUE
132 | bus_LV_3543-7_0_5_node_128 | 0.4 | n |  | TRUE
133 | bus_LV_3543-7_0_5_node_120 | 0.4 | n |  | TRUE
134 | bus_LV_3543-7_0_5_node_125 | 0.4 | n |  | TRUE
135 | bus_LV_3543-7_0_5_node_127 | 0.4 | n |  | TRUE
136 | bus_LV_3543-7_0_5_node_124 | 0.4 | n |  | TRUE
137 | bus_LV_3543-7_0_5_node_126 | 0.4 | n |  | TRUE
138 | bus_LV_3543-7_0_5_node_132 | 0.4 | n |  | TRUE
139 | bus_LV_3543-7_0_5_node_131 | 0.4 | n |  | TRUE
140 | bus_LV_3543-7_0_5_node_135 | 0.4 | n |  | TRUE
141 | bus_LV_3543-7_0_5_node_136 | 0.4 | n |  | TRUE
142 | bus_LV_3543-7_0_5_node_137 | 0.4 | n |  | TRUE
143 | bus_LV_3543-7_0_5_node_138 | 0.4 | n |  | TRUE
144 | bus_LV_3543-7_0_5_node_139 | 0.4 | n |  | TRUE
145 | bus_LV_3543-7_0_5_node_140 | 0.4 | n |  | TRUE
146 | bus_LV_3543-7_0_5_node_141 | 0.4 | n |  | TRUE
147 | bus_LV_3543-7_0_5_node_144 | 0.4 | n |  | TRUE
148 | bus_LV_3543-7_0_5_node_145 | 0.4 | n |  | TRUE
149 | bus_LV_3543-7_0_5_node_146 | 0.4 | n |  | TRUE
150 | bus_LV_3543-7_0_5_node_147 | 0.4 | n |  | TRUE
151 | bus_LV_3543-7_0_5_node_148 | 0.4 | n |  | TRUE
152 | bus_LV_3543-7_0_5_node_149 | 0.4 | n |  | TRUE
153 | bus_LV_3543-7_0_5_node_150 | 0.4 | n |  | TRUE
154 | bus_LV_3543-7_0_5_node_151 | 0.4 | n |  | TRUE
155 | bus_LV_3543-7_0_5_node_152 | 0.4 | n |  | TRUE
156 | bus_LV_3543-7_0_5_node_153 | 0.4 | n |  | TRUE
157 | bus_LV_3543-7_0_5_node_154 | 0.4 | n |  | TRUE
158 | bus_LV_3543-7_0_5_node_155 | 0.4 | n |  | TRUE
159 | bus_LV_3543-7_0_5_node_157 | 0.4 | n |  | TRUE
160 | bus_LV_3543-7_0_5_node_158 | 0.4 | n |  | TRUE
161 | bus_LV_3543-7_0_5_node_156 | 0.4 | n |  | TRUE
162 | bus_LV_3543-7_0_5_node_162 | 0.4 | n |  | TRUE
163 | bus_LV_3543-7_0_5_node_159 | 0.4 | n |  | TRUE
164 | bus_LV_3543-7_0_5_node_160 | 0.4 | n |  | TRUE
165 | bus_LV_3543-7_0_5_node_161 | 0.4 | n |  | TRUE
166 | bus_LV_3543-7_0_5_node_163 | 0.4 | n |  | TRUE
167 | bus_LV_3543-7_0_5_node_164 | 0.4 | n |  | TRUE
168 | bus_LV_3543-7_0_5_node_165 | 0.4 | n |  | TRUE
169 | bus_LV_3543-7_0_5_node_166 | 0.4 | n |  | TRUE
170 | bus_LV_3543-7_0_5_node_167 | 0.4 | n |  | TRUE
171 | bus_LV_3543-7_0_5_node_168 | 0.4 | n |  | TRUE
172 | bus_LV_3543-7_0_5_node_169 | 0.4 | n |  | TRUE
173 | bus_LV_3543-7_0_5_node_170 | 0.4 | n |  | TRUE
174 | bus_LV_3543-7_0_5_node_172 | 0.4 | n |  | TRUE
175 | bus_MV_157_0_node_153 | 20 | n |  | TRUE

## load
| name | bus | p_mw | q_mvar | const_z_percent | const_i_percent | sn_mva | scaling | in_service | type
0 | LV_3543-7_0_5_load_0 | 0 | 0.00049746 | 0.00012467 | 0 | 0 |  | 1 | TRUE | wye
1 | LV_3543-7_0_5_load_100 | 3 | 0.00047578 | 0.00011924 | 0 | 0 |  | 1 | TRUE | wye
2 | LV_3543-7_0_5_load_98 | 4 | 0.0012126 | 0.00030391 | 0 | 0 |  | 1 | TRUE | wye
3 | LV_3543-7_0_5_load_175 | 5 | 0.0005476 | 0.00013724 | 0 | 0 |  | 1 | TRUE | wye
4 | LV_3543-7_0_5_load_174 | 6 | 0.0018836 | 0.00047208 | 0 | 0 |  | 1 | TRUE | wye
5 | LV_3543-7_0_5_load_2 | 7 | 0.00093569 | 0.00023451 | 0 | 0 |  | 1 | TRUE | wye
6 | LV_3543-7_0_5_load_3 | 8 | 0.00079221 | 0.00019855 | 0 | 0 |  | 1 | TRUE | wye
7 | LV_3543-7_0_5_load_4 | 9 | 0.00081646 | 0.00020463 | 0 | 0 |  | 1 | TRUE | wye
8 | LV_3543-7_0_5_load_5 | 10 | 0.0011011 | 0.00027596 | 0 | 0 |  | 1 | TRUE | wye
9 | LV_3543-7_0_5_load_7 | 11 | 0.00076538 | 0.00019182 | 0 | 0 |  | 1 | TRUE | wye
10 | LV_3543-7_0_5_load_8 | 13 | 0.00077608 | 0.00019451 | 0 | 0 |  | 1 | TRUE | wye
11 | LV_3543-7_0_5_load_9 | 14 | 0.0013358 | 0.00033477 | 0 | 0 |  | 1 | TRUE | wye
12 | LV_3543-7_0_5_load_62 | 15 | 0.00095565 | 0.00023951 | 0 | 0 |  | 1 | TRUE | wye
13 | LV_3543-7_0_5_load_87 | 16 | 0.0017785 | 0.00044574 | 0 | 0 |  | 1 | TRUE | wye
14 | LV_3543-7_0_5_load_88 | 17 | 0.00061647 | 0.0001545 | 0 | 0 |  | 1 | TRUE | wye
15 | LV_3543-7_0_5_load_63 | 18 | 0.0012784 | 0.0003204 | 0 | 0 |  | 1 | TRUE | wye
16 | LV_3543-7_0_5_load_65 | 19 | 0.0013578 | 0.0003403 | 0 | 0 |  | 1 | TRUE | wye
17 | LV_3543-7_0_5_load_142 | 20 | 0.00079009 | 0.00019801 | 0 | 0 |  | 1 | TRUE | wye
18 | LV_3543-7_0_5_load_10 | 21 | 0.00172 | 0.00043107 | 0 | 0 |  | 1 | TRUE | wye
19 | LV_3543-7_0_5_load_11 | 22 | 0.00063601 | 0.0001594 | 0 | 0 |  | 1 | TRUE | wye
20 | LV_3543-7_0_5_load_12 | 23 | 0.00049989 | 0.00012528 | 0 | 0 |  | 1 | TRUE | wye
21 | LV_3543-7_0_5_load_13 | 24 | 0.0014881 | 0.00037295 | 0 | 0 |  | 1 | TRUE | wye
22 | LV_3543-7_0_5_load_14 | 25 | 0.0010081 | 0.00025265 | 0 | 0 |  | 1 | TRUE | wye
23 | LV_3543-7_0_5_load_15 | 26 | 0.0022296 | 0.00055879 | 0 | 0 |  | 1 | TRUE | wye
24 | LV_3543-7_0_5_load_16 | 27 | 0.0022216 | 0.0005568 | 0 | 0 |  | 1 | TRUE | wye
25 | LV_3543-7_0_5_load_79 | 28 | 0.00080854 | 0.00020264 | 0 | 0 |  | 1 | TRUE | wye
26 | LV_3543-7_0_5_load_52 | 31 | 0.0005183 | 0.0001299 | 0 | 0 |  | 1 | TRUE | wye
27 | LV_3543-7_0_5_load_17 | 32 | 0.0010626 | 0.00026632 | 0 | 0 |  | 1 | TRUE | wye
28 | LV_3543-7_0_5_load_18 | 33 | 0.0031718 | 0.00079494 | 0 | 0 |  | 1 | TRUE | wye
29 | LV_3543-7_0_5_load_19 | 34 | 0.0011762 | 0.00029478 | 0 | 0 |  | 1 | TRUE | wye
30 | LV_3543-7_0_5_load_20 | 35 | 0.00135 | 0.00033835 | 0 | 0 |  | 1 | TRUE | wye
31 | LV_3543-7_0_5_load_21 | 36 | 0.0021463 | 0.00053792 | 0 | 0 |  | 1 | TRUE | wye
32 | LV_3543-7_0_5_load_22 | 37 | 0.00091681 | 0.00022978 | 0 | 0 |  | 1 | TRUE | wye
33 | LV_3543-7_0_5_load_23 | 38 | 0.0034941 | 0.00087569 | 0 | 0 |  | 1 | TRUE | wye
34 | LV_3543-7_0_5_load_33 | 39 | 0.00066272 | 0.00016609 | 0 | 0 |  | 1 | TRUE | wye
35 | LV_3543-7_0_5_load_24 | 40 | 0.0020957 | 0.00052523 | 0 | 0 |  | 1 | TRUE | wye
36 | LV_3543-7_0_5_load_31 | 41 | 0.00086254 | 0.00021617 | 0 | 0 |  | 1 | TRUE | wye
37 | LV_3543-7_0_5_load_25 | 42 | 0.0025235 | 0.00063246 | 0 | 0 |  | 1 | TRUE | wye
38 | LV_3543-7_0_5_load_58 | 43 | 0.0028047 | 0.00070292 | 0 | 0 |  | 1 | TRUE | wye
39 | LV_3543-7_0_5_load_57 | 44 | 0.0033325 | 0.0008352 | 0 | 0 |  | 1 | TRUE | wye
40 | LV_3543-7_0_5_load_26 | 45 | 0.00051287 | 0.00012854 | 0 | 0 |  | 1 | TRUE | wye
41 | LV_3543-7_0_5_load_27 | 46 | 0.00037151 | 9.3109e-05 | 0 | 0 |  | 1 | TRUE | wye
42 | LV_3543-7_0_5_load_28 | 47 | 0.0008174 | 0.00020486 | 0 | 0 |  | 1 | TRUE | wye
43 | LV_3543-7_0_5_load_29 | 48 | 0.00072262 | 0.00018111 | 0 | 0 |  | 1 | TRUE | wye
44 | LV_3543-7_0_5_load_30 | 49 | 0.0013326 | 0.00033398 | 0 | 0 |  | 1 | TRUE | wye
45 | LV_3543-7_0_5_load_32 | 50 | 0.00046518 | 0.00011659 | 0 | 0 |  | 1 | TRUE | wye
46 | LV_3543-7_0_5_load_82 | 51 | 0.0005405 | 0.00013546 | 0 | 0 |  | 1 | TRUE | wye
47 | LV_3543-7_0_5_load_81 | 52 | 0.00053028 | 0.0001329 | 0 | 0 |  | 1 | TRUE | wye
48 | LV_3543-7_0_5_load_34 | 53 | 0.00052122 | 0.00013063 | 0 | 0 |  | 1 | TRUE | wye
49 | LV_3543-7_0_5_load_35 | 54 | 0.00068828 | 0.0001725 | 0 | 0 |  | 1 | TRUE | wye
50 | LV_3543-7_0_5_load_36 | 55 | 0.00050135 | 0.00012565 | 0 | 0 |  | 1 | TRUE | wye
51 | LV_3543-7_0_5_load_37 | 56 | 0.00067648 | 0.00016954 | 0 | 0 |  | 1 | TRUE | wye
52 | LV_3543-7_0_5_load_38 | 57 | 0.00074965 | 0.00018788 | 0 | 0 |  | 1 | TRUE | wye
53 | LV_3543-7_0_5_load_40 | 59 | 0.00034432 | 8.6294e-05 | 0 | 0 |  | 1 | TRUE | wye
54 | LV_3543-7_0_5_load_86 | 60 | 0.00061903 | 0.00015514 | 0 | 0 |  | 1 | TRUE | wye
55 | LV_3543-7_0_5_load_71 | 62 | 0.00084834 | 0.00021261 | 0 | 0 |  | 1 | TRUE | wye
56 | LV_3543-7_0_5_load_56 | 64 | 0.00037481 | 9.3937e-05 | 0 | 0 |  | 1 | TRUE | wye
57 | LV_3543-7_0_5_load_41 | 65 | 0.0020447 | 0.00051246 | 0 | 0 |  | 1 | TRUE | wye
58 | LV_3543-7_0_5_load_42 | 66 | 0.0011262 | 0.00028224 | 0 | 0 |  | 1 | TRUE | wye
59 | LV_3543-7_0_5_load_43 | 67 | 0.001231 | 0.00030852 | 0 | 0 |  | 1 | TRUE | wye
60 | LV_3543-7_0_5_load_44 | 68 | 0.001294 | 0.0003243 | 0 | 0 |  | 1 | TRUE | wye
61 | LV_3543-7_0_5_load_45 | 69 | 0.00052346 | 0.00013119 | 0 | 0 |  | 1 | TRUE | wye
62 | LV_3543-7_0_5_load_47 | 71 | 0.0011532 | 0.00028902 | 0 | 0 |  | 1 | TRUE | wye
63 | LV_3543-7_0_5_load_49 | 72 | 0.0018532 | 0.00046445 | 0 | 0 |  | 1 | TRUE | wye
64 | LV_3543-7_0_5_load_50 | 73 | 0.0017187 | 0.00043075 | 0 | 0 |  | 1 | TRUE | wye
65 | LV_3543-7_0_5_load_54 | 74 | 0.0016086 | 0.00040316 | 0 | 0 |  | 1 | TRUE | wye
66 | LV_3543-7_0_5_load_104 | 76 | 0.00042468 | 0.00010644 | 0 | 0 |  | 1 | TRUE | wye
67 | LV_3543-7_0_5_load_101 | 77 | 0.00029775 | 7.4624e-05 | 0 | 0 |  | 1 | TRUE | wye
68 | LV_3543-7_0_5_load_102 | 78 | 0.0004262 | 0.00010682 | 0 | 0 |  | 1 | TRUE | wye
69 | LV_3543-7_0_5_load_103 | 79 | 0.00030109 | 7.5461e-05 | 0 | 0 |  | 1 | TRUE | wye
70 | LV_3543-7_0_5_load_105 | 80 | 0.00049387 | 0.00012377 | 0 | 0 |  | 1 | TRUE | wye
71 | LV_3543-7_0_5_load_106 | 81 | 0.00057519 | 0.00014416 | 0 | 0 |  | 1 | TRUE | wye
72 | LV_3543-7_0_5_load_69 | 82 | 0.0012734 | 0.00031914 | 0 | 0 |  | 1 | TRUE | wye
73 | LV_3543-7_0_5_load_59 | 83 | 0.0011257 | 0.00028214 | 0 | 0 |  | 1 | TRUE | wye
74 | LV_3543-7_0_5_load_60 | 84 | 0.0018157 | 0.00045505 | 0 | 0 |  | 1 | TRUE | wye
75 | LV_3543-7_0_5_load_97 | 89 | 0.00071829 | 0.00018002 | 0 | 0 |  | 1 | TRUE | wye
76 | LV_3543-7_0_5_load_95 | 90 | 0.0014428 | 0.00036161 | 0 | 0 |  | 1 | TRUE | wye
77 | LV_3543-7_0_5_load_93 | 92 | 0.00096605 | 0.00024212 | 0 | 0 |  | 1 | TRUE | wye
78 | LV_3543-7_0_5_load_72 | 93 | 0.0011549 | 0.00028943 | 0 | 0 |  | 1 | TRUE | wye
79 | LV_3543-7_0_5_load_64 | 95 | 0.001275 | 0.00031954 | 0 | 0 |  | 1 | TRUE | wye
80 | LV_3543-7_0_5_load_66 | 96 | 0.001511 | 0.0003787 | 0 | 0 |  | 1 | TRUE | wye
81 | LV_3543-7_0_5_load_67 | 97 | 0.0023699 | 0.00059395 | 0 | 0 |  | 1 | TRUE | wye
82 | LV_3543-7_0_5_load_73 | 98 | 0.0021778 | 0.00054581 | 0 | 0 |  | 1 | TRUE | wye
83 | LV_3543-7_0_5_load_74 | 99 | 0.0014652 | 0.00036721 | 0 | 0 |  | 1 | TRUE | wye
84 | LV_3543-7_0_5_load_75 | 100 | 0.0010614 | 0.000266 | 0 | 0 |  | 1 | TRUE | wye
85 | LV_3543-7_0_5_load_80 | 101 | 0.0015317 | 0.00038389 | 0 | 0 |  | 1 | TRUE | wye
86 | LV_3543-7_0_5_load_171 | 102 | 0.00067868 | 0.00017009 | 0 | 0 |  | 1 | TRUE | wye
87 | LV_3543-7_0_5_load_92 | 103 | 0.0013768 | 0.00034505 | 0 | 0 |  | 1 | TRUE | wye
88 | LV_3543-7_0_5_load_115 | 104 | 0.0019295 | 0.00048358 | 0 | 0 |  | 1 | TRUE | wye
89 | LV_3543-7_0_5_load_114 | 105 | 0.00096742 | 0.00024246 | 0 | 0 |  | 1 | TRUE | wye
90 | LV_3543-7_0_5_load_85 | 109 | 0.00045925 | 0.0001151 | 0 | 0 |  | 1 | TRUE | wye
91 | LV_3543-7_0_5_load_108 | 110 | 0.0014604 | 0.00036602 | 0 | 0 |  | 1 | TRUE | wye
92 | LV_3543-7_0_5_load_112 | 111 | 0.00031761 | 7.96e-05 | 0 | 0 |  | 1 | TRUE | wye
93 | LV_3543-7_0_5_load_143 | 112 | 0.00088438 | 0.00022165 | 0 | 0 |  | 1 | TRUE | wye
94 | LV_3543-7_0_5_load_89 | 113 | 0.0012651 | 0.00031705 | 0 | 0 |  | 1 | TRUE | wye
95 | LV_3543-7_0_5_load_90 | 114 | 0.001519 | 0.0003807 | 0 | 0 |  | 1 | TRUE | wye
96 | LV_3543-7_0_5_load_94 | 115 | 0.00093521 | 0.00023439 | 0 | 0 |  | 1 | TRUE | wye
97 | LV_3543-7_0_5_load_96 | 116 | 0.0011201 | 0.00028073 | 0 | 0 |  | 1 | TRUE | wye
98 | LV_3543-7_0_5_load_173 | 117 | 0.00075159 | 0.00018837 | 0 | 0 |  | 1 | TRUE | wye
99 | LV_3543-7_0_5_load_133 | 119 | 0.00060823 | 0.00015244 | 0 | 0 |  | 1 | TRUE | wye
100 | LV_3543-7_0_5_load_122 | 120 | 0.00027313 | 6.8453e-05 | 0 | 0 |  | 1 | TRUE | wye
101 | LV_3543-7_0_5_load_109 | 121 | 0.0010042 | 0.00025169 | 0 | 0 |  | 1 | TRUE | wye
102 | LV_3543-7_0_5_load_110 | 122 | 0.0017814 | 0.00044645 | 0 | 0 |  | 1 | TRUE | wye
103 | LV_3543-7_0_5_load_123 | 125 | 0.00036763 | 9.2137e-05 | 0 | 0 |  | 1 | TRUE | wye
104 | LV_3543-7_0_5_load_117 | 126 | 0.00080161 | 0.0002009 | 0 | 0 |  | 1 | TRUE | wye
105 | LV_3543-7_0_5_load_118 | 127 | 0.00027512 | 6.8952e-05 | 0 | 0 |  | 1 | TRUE | wye
106 | LV_3543-7_0_5_load_119 | 129 | 0.00039393 | 9.8728e-05 | 0 | 0 |  | 1 | TRUE | wye
107 | LV_3543-7_0_5_load_130 | 131 | 0.00030979 | 7.764e-05 | 0 | 0 |  | 1 | TRUE | wye
108 | LV_3543-7_0_5_load_128 | 132 | 0.00032688 | 8.1923e-05 | 0 | 0 |  | 1 | TRUE | wye
109 | LV_3543-7_0_5_load_120 | 133 | 0.00067659 | 0.00016957 | 0 | 0 |  | 1 | TRUE | wye
110 | LV_3543-7_0_5_load_127 | 135 | 0.00036814 | 9.2265e-05 | 0 | 0 |  | 1 | TRUE | wye
111 | LV_3543-7_0_5_load_124 | 136 | 0.00033954 | 8.5098e-05 | 0 | 0 |  | 1 | TRUE | wye
112 | LV_3543-7_0_5_load_126 | 137 | 0.00030337 | 7.6031e-05 | 0 | 0 |  | 1 | TRUE | wye
113 | LV_3543-7_0_5_load_132 | 138 | 0.00044186 | 0.00011074 | 0 | 0 |  | 1 | TRUE | wye
114 | LV_3543-7_0_5_load_135 | 140 | 0.00044396 | 0.00011127 | 0 | 0 |  | 1 | TRUE | wye
115 | LV_3543-7_0_5_load_136 | 141 | 0.00064371 | 0.00016133 | 0 | 0 |  | 1 | TRUE | wye
116 | LV_3543-7_0_5_load_137 | 142 | 0.00087006 | 0.00021806 | 0 | 0 |  | 1 | TRUE | wye
117 | LV_3543-7_0_5_load_138 | 143 | 0.0007745 | 0.00019411 | 0 | 0 |  | 1 | TRUE | wye
118 | LV_3543-7_0_5_load_139 | 144 | 0.0014918 | 0.00037388 | 0 | 0 |  | 1 | TRUE | wye
119 | LV_3543-7_0_5_load_140 | 145 | 0.0012891 | 0.00032307 | 0 | 0 |  | 1 | TRUE | wye
120 | LV_3543-7_0_5_load_141 | 146 | 0.0013113 | 0.00032864 | 0 | 0 |  | 1 | TRUE | wye
121 | LV_3543-7_0_5_load_144 | 147 | 0.00086884 | 0.00021775 | 0 | 0 |  | 1 | TRUE | wye
122 | LV_3543-7_0_5_load_145 | 148 | 0.0011853 | 0.00029706 | 0 | 0 |  | 1 | TRUE | wye
123 | LV_3543-7_0_5_load_146 | 149 | 0.0011614 | 0.00029108 | 0 | 0 |  | 1 | TRUE | wye
124 | LV_3543-7_0_5_load_147 | 150 | 0.0011592 | 0.00029051 | 0 | 0 |  | 1 | TRUE | wye
125 | LV_3543-7_0_5_load_148 | 151 | 0.00088068 | 0.00022072 | 0 | 0 |  | 1 | TRUE | wye
126 | LV_3543-7_0_5_load_149 | 152 | 0.0013141 | 0.00032935 | 0 | 0 |  | 1 | TRUE | wye
127 | LV_3543-7_0_5_load_150 | 153 | 0.0014213 | 0.00035621 | 0 | 0 |  | 1 | TRUE | wye
128 | LV_3543-7_0_5_load_151 | 154 | 0.0010935 | 0.00027406 | 0 | 0 |  | 1 | TRUE | wye
129 | LV_3543-7_0_5_load_152 | 155 | 0.0016926 | 0.00042422 | 0 | 0 |  | 1 | TRUE | wye
130 | LV_3543-7_0_5_load_155 | 158 | 0.0010985 | 0.00027531 | 0 | 0 |  | 1 | TRUE | wye
131 | LV_3543-7_0_5_load_157 | 159 | 0.0013375 | 0.00033521 | 0 | 0 |  | 1 | TRUE | wye
132 | LV_3543-7_0_5_load_158 | 160 | 0.001857 | 0.00046541 | 0 | 0 |  | 1 | TRUE | wye
133 | LV_3543-7_0_5_load_156 | 161 | 0.0010301 | 0.00025818 | 0 | 0 |  | 1 | TRUE | wye
134 | LV_3543-7_0_5_load_162 | 162 | 0.0017301 | 0.00043361 | 0 | 0 |  | 1 | TRUE | wye
135 | LV_3543-7_0_5_load_159 | 163 | 0.0011654 | 0.00029207 | 0 | 0 |  | 1 | TRUE | wye
136 | LV_3543-7_0_5_load_160 | 164 | 0.0027386 | 0.00068637 | 0 | 0 |  | 1 | TRUE | wye
137 | LV_3543-7_0_5_load_161 | 165 | 0.0028741 | 0.00072031 | 0 | 0 |  | 1 | TRUE | wye
138 | LV_3543-7_0_5_load_163 | 166 | 0.0017872 | 0.00044793 | 0 | 0 |  | 1 | TRUE | wye
139 | LV_3543-7_0_5_load_164 | 167 | 0.00067799 | 0.00016992 | 0 | 0 |  | 1 | TRUE | wye
140 | LV_3543-7_0_5_load_165 | 168 | 0.0021489 | 0.00053857 | 0 | 0 |  | 1 | TRUE | wye
141 | LV_3543-7_0_5_load_166 | 169 | 0.0017994 | 0.00045097 | 0 | 0 |  | 1 | TRUE | wye
142 | LV_3543-7_0_5_load_167 | 170 | 0.0021997 | 0.0005513 | 0 | 0 |  | 1 | TRUE | wye
143 | LV_3543-7_0_5_load_168 | 171 | 0.0020414 | 0.00051163 | 0 | 0 |  | 1 | TRUE | wye
144 | LV_3543-7_0_5_load_170 | 173 | 0.0015845 | 0.0003971 | 0 | 0 |  | 1 | TRUE | wye
145 | LV_3543-7_0_5_load_172 | 174 | 0.0019835 | 0.0004971 | 0 | 0 |  | 1 | TRUE | wye

## ext_grid
| name | bus | vm_pu | va_degree | slack_weight | in_service
0 |  | 85 | 1 | 0 | 1 | TRUE

## line
| name | std_type | from_bus | to_bus | length_km | r_ohm_per_km | x_ohm_per_km | c_nf_per_km | g_us_per_km | max_i_ka | df | parallel | type | in_service
0 | LV_3543-7_0_5_line_0 | NAYY 4x150 SE | 0 | 1 | 0.22805 | 0.208 | 0.08 | 261 | 0 | 0.27 | 1 | 1 | cs | TRUE
1 | LV_3543-7_0_5_line_1 | NAYY 4x150 SE | 1 | 2 | 0.83661 | 0.208 | 0.08 | 261 | 0 | 0.27 | 1 | 1 | cs | TRUE
2 | LV_3543-7_0_5_line_2 | NAYY 4x150 SE | 2 | 3 | 0.012838 | 0.208 | 0.08 | 261 | 0 | 0.27 | 1 | 1 | cs | TRUE
3 | LV_3543-7_0_5_line_3 | NAYY 4x150 SE | 2 | 4 | 0.013376 | 0.208 | 0.08 | 261 | 0 | 0.27 | 1 | 1 | cs | TRUE
4 | LV_3543-7_0_5_line_4 | NAYY 4x150 SE | 4 | 118 | 1.0123 | 0.208 | 0.08 | 261 | 0 | 0.27 | 1 | 1 | cs | TRUE
5 | LV_3543-7_0_5_line_5 | NAYY 4x150 SE | 5 | 6 | 0.040412 | 0.208 | 0.08 | 261 | 0 | 0.27 | 1 | 1 | cs | TRUE
6 | LV_3543-7_0_5_line_6 | NAYY 4x150 SE | 6 | 174 | 0.0066118 | 0.208 | 0.08 | 261 | 0 | 0.27 | 1 | 1 | cs | TRUE
7 | LV_3543-7_0_5_line_7 | NAYY 4x150 SE | 7 | 8 | 0.0034759 | 0.208 | 0.08 | 261 | 0 | 0.27 | 1 | 1 | cs | TRUE
8 | LV_3543-7_0_5_line_8 | NAYY 4x150 SE | 7 | 9 | 0.01111 | 0.208 | 0.08 | 261 | 0 | 0.27 | 1 | 1 | cs | TRUE
9 | LV_3543-7_0_5_line_9 | NAYY 4x150 SE | 8 | 10 | 0.013417 | 0.208 | 0.08 | 261 | 0 | 0.27 | 1 | 1 | cs | TRUE
10 | LV_3543-7_0_5_line_10 | NAYY 4x150 SE | 10 | 11 | 0.0096719 | 0.208 | 0.08 | 261 | 0 | 0.27 | 1 | 1 | cs | TRUE
11 | LV_3543-7_0_5_line_11 | NAYY 4x150 SE | 11 | 15 | 0.0038216 | 0.208 | 0.08 | 261 | 0 | 0.27 | 1 | 1 | cs | TRUE
12 | LV_3543-7_0_5_line_12 | NAYY 4x150 SE | 12 | 13 | 0.060639 | 0.208 | 0.08 | 261 | 0 | 0.27 | 1 | 2 | cs | TRUE
13 | LV_3543-7_0_5_line_13 | NAYY 4x150 SE | 12 | 14 | 0.028963 | 0.208 | 0.08 | 261 | 0 | 0.27 | 1 | 2 | cs | TRUE
14 | LV_3543-7_0_5_line_14 | NAYY 4x150 SE | 13 | 16 | 0.0016337 | 0.208 | 0.08 | 261 | 0 | 0.27 | 1 | 2 | cs | TRUE
15 | LV_3543-7_0_5_line_15 | NAYY 4x150 SE | 14 | 17 | 0.024411 | 0.208 | 0.08 | 261 | 0 | 0.27 | 1 | 2 | cs | TRUE
16 | LV_3543-7_0_5_line_16 | NAYY 4x150 SE | 15 | 18 | 0.010923 | 0.208 | 0.08 | 261 | 0 | 0.27 | 1 | 1 | cs | TRUE
17 | LV_3543-7_0_5_line_17 | NAYY 4x150 SE | 16 | 19 | 0.017539 | 0.208 | 0.08 | 261 | 0 | 0.27 | 1 | 2 | cs | TRUE
18 | LV_3543-7_0_5_line_18 | NAYY 4x150 SE | 17 | 20 | 0.012754 | 0.208 | 0.08 | 261 | 0 | 0.27 | 1 | 2 | cs | TRUE
19 | LV_3543-7_0_5_line_19 | NAYY 4x150 SE | 18 | 95 | 0.0056922 | 0.208 | 0.08 | 261 | 0 | 0.27 | 1 | 1 | cs | TRUE
20 | LV_3543-7_0_5_line_20 | NAYY 4x150 SE | 19 | 71 | 0.010614 | 0.208 | 0.08 | 261 | 0 | 0.27 | 1 | 2 | cs | TRUE
21 | LV_3543-7_0_5_line_21 | NAYY 4x150 SE | 20 | 112 | 0.012554 | 0.208 | 0.08 | 261 | 0 | 0.27 | 1 | 2 | cs | TRUE
22 | LV_3543-7_0_5_line_22 | NAYY 4x150 SE | 21 | 22 | 0.0058712 | 0.208 | 0.08 | 261 | 0 | 0.27 | 1 | 1 | cs | TRUE
23 | LV_3543-7_0_5_line_23 | NAYY 4x150 SE | 21 | 23 | 0.014385 | 0.208 | 0.08 | 261 | 0 | 0.27 | 1 | 1 | cs | TRUE
24 | LV_3543-7_0_5_line_24 | NAYY 4x150 SE | 22 | 24 | 0.010072 | 0.208 | 0.08 | 261 | 0 | 0.27 | 1 | 1 | cs | TRUE
25 | LV_3543-7_0_5_line_25 | NAYY 4x150 SE | 23 | 25 | 0.010926 | 0.208 | 0.08 | 261 | 0 | 0.27 | 1 | 1 | cs | TRUE
26 | LV_3543-7_0_5_line_26 | NAYY 4x150 SE | 24 | 26 | 0.014053 | 0.208 | 0.08 | 261 | 0 | 0.27 | 1 | 1 | cs | TRUE
27 | LV_3543-7_0_5_line_27 | NAYY 4x150 SE | 25 | 27 | 0.11009 | 0.208 | 0.08 | 261 | 0 | 0.27 | 1 | 1 | cs | TRUE
28 | LV_3543-7_0_5_line_28 | NAYY 4x150 SE | 26 | 28 | 0.019034 | 0.208 | 0.08 | 261 | 0 | 0.27 | 1 | 1 | cs | TRUE
29 | LV_3543-7_0_5_line_29 | NAYY 4x150 SE | 27 | 29 | 0.0073377 | 0.208 | 0.08 | 261 | 0 | 0.27 | 1 | 1 | cs | TRUE
30 | LV_3543-7_0_5_line_30 | NAYY 4x150 SE | 28 | 30 | 0.079422 | 0.208 | 0.08 | 261 | 0 | 0.27 | 1 | 1 | cs | TRUE
31 | LV_3543-7_0_5_line_31 | NAYY 4x150 SE | 29 | 31 | 0.0089082 | 0.208 | 0.08 | 261 | 0 | 0.27 | 1 | 1 | cs | TRUE
32 | LV_3543-7_0_5_line_32 | NAYY 4x150 SE | 30 | 59 | 0.015623 | 0.208 | 0.08 | 261 | 0 | 0.27 | 1 | 1 | cs | TRUE
33 | LV_3543-7_0_5_line_33 | NAYY 4x150 SE | 31 | 75 | 0.065275 | 0.208 | 0.08 | 261 | 0 | 0.27 | 1 | 1 | cs | TRUE
34 | LV_3543-7_0_5_line_34 | NAYY 4x150 SE | 32 | 33 | 0.018416 | 0.208 | 0.08 | 261 | 0 | 0.27 | 1 | 1 | cs | TRUE
35 | LV_3543-7_0_5_line_35 | NAYY 4x150 SE | 32 | 34 | 0.014416 | 0.208 | 0.08 | 261 | 0 | 0.27 | 1 | 1 | cs | TRUE
36 | LV_3543-7_0_5_line_36 | NAYY 4x150 SE | 33 | 35 | 0.0091173 | 0.208 | 0.08 | 261 | 0 | 0.27 | 1 | 1 | cs | TRUE
37 | LV_3543-7_0_5_line_37 | NAYY 4x150 SE | 34 | 36 | 0.009613 | 0.208 | 0.08 | 261 | 0 | 0.27 | 1 | 1 | cs | TRUE
38 | LV_3543-7_0_5_line_38 | NAYY 4x150 SE | 35 | 37 | 0.0028578 | 0.208 | 0.08 | 261 | 0 | 0.27 | 1 | 1 | cs | TRUE
39 | LV_3543-7_0_5_line_39 | NAYY 4x150 SE | 36 | 38 | 0.026207 | 0.208 | 0.08 | 261 | 0 | 0.27 | 1 | 2 | cs | TRUE
40 | LV_3543-7_0_5_line_40 | NAYY 4x150 SE | 37 | 39 | 0.0078475 | 0.208 | 0.08 | 261 | 0 | 0.27 | 1 | 1 | cs | TRUE
41 | LV_3543-7_0_5_line_41 | NAYY 4x150 SE | 38 | 40 | 0.015146 | 0.208 | 0.08 | 261 | 0 | 0.27 | 1 | 2 | cs | TRUE
42 | LV_3543-7_0_5_line_42 | NAYY 4x150 SE | 39 | 41 | 0.053061 | 0.208 | 0.08 | 261 | 0 | 0.27 | 1 | 1 | cs | TRUE
43 | LV_3543-7_0_5_line_43 | NAYY 4x150 SE | 40 | 42 | 0.02646 | 0.208 | 0.08 | 261 | 0 | 0.27 | 1 | 2 | cs | TRUE
44 | LV_3543-7_0_5_line_44 | NAYY 4x150 SE | 41 | 48 | 0.025359 | 0.208 | 0.08 | 261 | 0 | 0.27 | 1 | 1 | cs | TRUE
45 | LV_3543-7_0_5_line_45 | NAYY 4x150 SE | 42 | 43 | 0.014853 | 0.208 | 0.08 | 261 | 0 | 0.27 | 1 | 2 | cs | TRUE
46 | LV_3543-7_0_5_line_46 | NAYY 4x150 SE | 43 | 44 | 0.0087485 | 0.208 | 0.08 | 261 | 0 | 0.27 | 1 | 2 | cs | TRUE
47 | LV_3543-7_0_5_line_47 | NAYY 4x150 SE | 44 | 83 | 0.016827 | 0.208 | 0.08 | 261 | 0 | 0.27 | 1 | 2 | cs | TRUE
48 | LV_3543-7_0_5_line_48 | NAYY 4x150 SE | 45 | 46 | 0.0268 | 0.208 | 0.08 | 261 | 0 | 0.27 | 1 | 1 | cs | TRUE
49 | LV_3543-7_0_5_line_49 | NAYY 4x150 SE | 45 | 47 | 3.9319e-06 | 0.208 | 0.08 | 261 | 0 | 0.27 | 1 | 1 | cs | TRUE
50 | LV_3543-7_0_5_line_50 | NAYY 4x150 SE | 46 | 48 | 0.0023467 | 0.208 | 0.08 | 261 | 0 | 0.27 | 1 | 1 | cs | TRUE
51 | LV_3543-7_0_5_line_51 | NAYY 4x150 SE | 47 | 49 | 0.033206 | 0.208 | 0.08 | 261 | 0 | 0.27 | 1 | 1 | cs | TRUE
52 | LV_3543-7_0_5_line_52 | NAYY 4x150 SE | 49 | 50 | 0.013934 | 0.208 | 0.08 | 261 | 0 | 0.27 | 1 | 1 | cs | TRUE
53 | LV_3543-7_0_5_line_53 | NAYY 4x150 SE | 50 | 51 | 0.017113 | 0.208 | 0.08 | 261 | 0 | 0.27 | 1 | 1 | cs | TRUE
54 | LV_3543-7_0_5_line_54 | NAYY 4x150 SE | 51 | 52 | 0.0032603 | 0.208 | 0.08 | 261 | 0 | 0.27 | 1 | 1 | cs | TRUE
55 | LV_3543-7_0_5_line_55 | NAYY 4x150 SE | 52 | 107 | 0.0099824 | 0.208 | 0.08 | 261 | 0 | 0.27 | 1 | 1 | cs | TRUE
56 | LV_3543-7_0_5_line_56 | NAYY 4x150 SE | 53 | 54 | 0.009903 | 0.208 | 0.08 | 261 | 0 | 0.27 | 1 | 1 | cs | TRUE
57 | LV_3543-7_0_5_line_57 | NAYY 4x150 SE | 53 | 55 | 0.0078605 | 0.208 | 0.08 | 261 | 0 | 0.27 | 1 | 1 | cs | TRUE
58 | LV_3543-7_0_5_line_58 | NAYY 4x150 SE | 54 | 56 | 0.0051168 | 0.208 | 0.08 | 261 | 0 | 0.27 | 1 | 1 | cs | TRUE
59 | LV_3543-7_0_5_line_59 | NAYY 4x150 SE | 55 | 57 | 0.010369 | 0.208 | 0.08 | 261 | 0 | 0.27 | 1 | 1 | cs | TRUE
60 | LV_3543-7_0_5_line_60 | NAYY 4x150 SE | 56 | 58 | 0.0028472 | 0.208 | 0.08 | 261 | 0 | 0.27 | 1 | 1 | cs | TRUE
61 | LV_3543-7_0_5_line_61 | NAYY 4x150 SE | 57 | 59 | 0.019627 | 0.208 | 0.08 | 261 | 0 | 0.27 | 1 | 1 | cs | TRUE
62 | LV_3543-7_0_5_line_62 | NAYY 4x150 SE | 58 | 60 | 0.024534 | 0.208 | 0.08 | 261 | 0 | 0.27 | 1 | 1 | cs | TRUE
63 | LV_3543-7_0_5_line_63 | NAYY 4x150 SE | 60 | 64 | 0.010251 | 0.208 | 0.08 | 261 | 0 | 0.27 | 1 | 1 | cs | TRUE
64 | LV_3543-7_0_5_line_64 | NAYY 4x150 SE | 61 | 62 | 0.017134 | 0.208 | 0.08 | 261 | 0 | 0.27 | 1 | 2 | cs | TRUE
65 | LV_3543-7_0_5_line_65 | NAYY 4x150 SE | 61 | 63 | 0.006428 | 0.208 | 0.08 | 261 | 0 | 0.27 | 1 | 2 | cs | TRUE
66 | LV_3543-7_0_5_line_66 | NAYY 4x150 SE | 62 | 82 | 0.026749 | 0.208 | 0.08 | 261 | 0 | 0.27 | 1 | 2 | cs | TRUE
67 | LV_3543-7_0_5_line_67 | NAYY 4x150 SE | 63 | 74 | 0.01738 | 0.208 | 0.08 | 261 | 0 | 0.27 | 1 | 1 | cs | TRUE
68 | LV_3543-7_0_5_line_68 | NAYY 4x150 SE | 63 | 70 | 0.025968 | 0.208 | 0.08 | 261 | 0 | 0.27 | 1 | 2 | cs | TRUE
69 | LV_3543-7_0_5_line_69 | NAYY 4x150 SE | 64 | 72 | 0.012596 | 0.208 | 0.08 | 261 | 0 | 0.27 | 1 | 1 | cs | TRUE
70 | LV_3543-7_0_5_line_70 | NAYY 4x150 SE | 65 | 66 | 0.019228 | 0.208 | 0.08 | 261 | 0 | 0.27 | 1 | 2 | cs | TRUE
71 | LV_3543-7_0_5_line_71 | NAYY 4x150 SE | 65 | 67 | 0.025946 | 0.208 | 0.08 | 261 | 0 | 0.27 | 1 | 2 | cs | TRUE
72 | LV_3543-7_0_5_line_72 | NAYY 4x150 SE | 66 | 68 | 0.0085129 | 0.208 | 0.08 | 261 | 0 | 0.27 | 1 | 2 | cs | TRUE
73 | LV_3543-7_0_5_line_73 | NAYY 4x150 SE | 67 | 69 | 0.054999 | 0.208 | 0.08 | 261 | 0 | 0.27 | 1 | 2 | cs | TRUE
74 | LV_3543-7_0_5_line_74 | NAYY 4x150 SE | 68 | 70 | 0.019194 | 0.208 | 0.08 | 261 | 0 | 0.27 | 1 | 2 | cs | TRUE
75 | LV_3543-7_0_5_line_75 | NAYY 4x150 SE | 69 | 71 | 0.055867 | 0.208 | 0.08 | 261 | 0 | 0.27 | 1 | 2 | cs | TRUE
76 | LV_3543-7_0_5_line_76 | NAYY 4x150 SE | 70 | 72 | 0.010579 | 0.208 | 0.08 | 261 | 0 | 0.27 | 1 | 1 | cs | TRUE
77 | LV_3543-7_0_5_line_77 | NAYY 4x150 SE | 70 | 73 | 0.01239 | 0.208 | 0.08 | 261 | 0 | 0.27 | 1 | 1 | cs | TRUE
78 | LV_3543-7_0_5_line_78 | NAYY 4x150 SE | 75 | 76 | 0.82843 | 0.208 | 0.08 | 261 | 0 | 0.27 | 1 | 1 | cs | TRUE
79 | LV_3543-7_0_5_line_79 | NAYY 4x150 SE | 76 | 78 | 0.059557 | 0.208 | 0.08 | 261 | 0 | 0.27 | 1 | 1 | cs | TRUE
80 | LV_3543-7_0_5_line_80 | NAYY 4x150 SE | 77 | 78 | 0.020028 | 0.208 | 0.08 | 261 | 0 | 0.27 | 1 | 1 | cs | TRUE
81 | LV_3543-7_0_5_line_81 | NAYY 4x150 SE | 77 | 79 | 0.0036139 | 0.208 | 0.08 | 261 | 0 | 0.27 | 1 | 1 | cs | TRUE
82 | LV_3543-7_0_5_line_82 | NAYY 4x150 SE | 79 | 80 | 0.0088347 | 0.208 | 0.08 | 261 | 0 | 0.27 | 1 | 1 | cs | TRUE
83 | LV_3543-7_0_5_line_83 | NAYY 4x150 SE | 80 | 81 | 0.0045626 | 0.208 | 0.08 | 261 | 0 | 0.27 | 1 | 1 | cs | TRUE
84 | LV_3543-7_0_5_line_84 | NAYY 4x150 SE | 82 | 97 | 0.00084182 | 0.208 | 0.08 | 261 | 0 | 0.27 | 1 | 2 | cs | TRUE
85 | LV_3543-7_0_5_line_85 | NAYY 4x150 SE | 83 | 84 | 0.018205 | 0.208 | 0.08 | 261 | 0 | 0.27 | 1 | 2 | cs | TRUE
86 | LV_3543-7_0_5_line_86 | NAYY 4x150 SE | 84 | 85 | 0.028345 | 0.208 | 0.08 | 261 | 0 | 0.27 | 1 | 2 | cs | TRUE
87 | LV_3543-7_0_5_line_87 | NAYY 4x150 SE | 85 | 86 | 0.051751 | 0.208 | 0.08 | 261 | 0 | 0.27 | 1 | 1 | cs | TRUE
88 | LV_3543-7_0_5_line_88 | NAYY 4x150 SE | 85 | 87 | 0.024668 | 0.208 | 0.08 | 261 | 0 | 0.27 | 1 | 2 | cs | TRUE
89 | LV_3543-7_0_5_line_89 | NAYY 4x150 SE | 86 | 91 | 0.011271 | 0.208 | 0.08 | 261 | 0 | 0.27 | 1 | 1 | cs | TRUE
90 | LV_3543-7_0_5_line_90 | NAYY 4x150 SE | 86 | 92 | 0.0093254 | 0.208 | 0.08 | 261 | 0 | 0.27 | 1 | 1 | cs | TRUE
91 | LV_3543-7_0_5_line_91 | NAYY 4x150 SE | 87 | 93 | 0.026004 | 0.208 | 0.08 | 261 | 0 | 0.27 | 1 | 1 | cs | TRUE
92 | LV_3543-7_0_5_line_92 | NAYY 4x150 SE | 87 | 94 | 0.017538 | 0.208 | 0.08 | 261 | 0 | 0.27 | 1 | 2 | cs | TRUE
93 | LV_3543-7_0_5_line_93 | NAYY 4x150 SE | 88 | 89 | 0.093975 | 0.208 | 0.08 | 261 | 0 | 0.27 | 1 | 1 | cs | TRUE
94 | LV_3543-7_0_5_line_94 | NAYY 4x150 SE | 88 | 90 | 0.026972 | 0.208 | 0.08 | 261 | 0 | 0.27 | 1 | 1 | cs | TRUE
95 | LV_3543-7_0_5_line_95 | NAYY 4x150 SE | 89 | 102 | 0.011651 | 0.208 | 0.08 | 261 | 0 | 0.27 | 1 | 1 | cs | TRUE
96 | LV_3543-7_0_5_line_96 | NAYY 4x150 SE | 90 | 103 | 0.0015976 | 0.208 | 0.08 | 261 | 0 | 0.27 | 1 | 1 | cs | TRUE
97 | LV_3543-7_0_5_line_97 | NAYY 4x150 SE | 91 | 104 | 0.073828 | 0.208 | 0.08 | 261 | 0 | 0.27 | 1 | 1 | cs | TRUE
98 | LV_3543-7_0_5_line_98 | NAYY 4x150 SE | 91 | 105 | 0.01671 | 0.208 | 0.08 | 261 | 0 | 0.27 | 1 | 1 | cs | TRUE
99 | LV_3543-7_0_5_line_99 | NAYY 4x150 SE | 92 | 106 | 0.027683 | 0.208 | 0.08 | 261 | 0 | 0.27 | 1 | 1 | cs | TRUE
100 | LV_3543-7_0_5_line_100 | NAYY 4x150 SE | 93 | 98 | 0.0070364 | 0.208 | 0.08 | 261 | 0 | 0.27 | 1 | 1 | cs | TRUE
101 | LV_3543-7_0_5_line_101 | NAYY 4x150 SE | 94 | 96 | 0.0085068 | 0.208 | 0.08 | 261 | 0 | 0.27 | 1 | 2 | cs | TRUE
102 | LV_3543-7_0_5_line_102 | NAYY 4x150 SE | 94 | 95 | 0.014204 | 0.208 | 0.08 | 261 | 0 | 0.27 | 1 | 1 | cs | TRUE
103 | LV_3543-7_0_5_line_103 | NAYY 4x150 SE | 96 | 97 | 0.013533 | 0.208 | 0.08 | 261 | 0 | 0.27 | 1 | 2 | cs | TRUE
104 | LV_3543-7_0_5_line_104 | NAYY 4x150 SE | 98 | 99 | 0.016803 | 0.208 | 0.08 | 261 | 0 | 0.27 | 1 | 1 | cs | TRUE
105 | LV_3543-7_0_5_line_105 | NAYY 4x150 SE | 99 | 100 | 0.033377 | 0.208 | 0.08 | 261 | 0 | 0.27 | 1 | 1 | cs | TRUE
106 | LV_3543-7_0_5_line_106 | NAYY 4x150 SE | 100 | 101 | 0.0097805 | 0.208 | 0.08 | 261 | 0 | 0.27 | 1 | 1 | cs | TRUE
107 | LV_3543-7_0_5_line_107 | NAYY 4x150 SE | 102 | 117 | 0.0026882 | 0.208 | 0.08 | 261 | 0 | 0.27 | 1 | 1 | cs | TRUE
108 | LV_3543-7_0_5_line_108 | NAYY 4x150 SE | 103 | 114 | 0.0027627 | 0.208 | 0.08 | 261 | 0 | 0.27 | 1 | 1 | cs | TRUE
109 | LV_3543-7_0_5_line_109 | NAYY 4x150 SE | 105 | 124 | 0.094188 | 0.208 | 0.08 | 261 | 0 | 0.27 | 1 | 1 | cs | TRUE
110 | LV_3543-7_0_5_line_110 | NAYY 4x150 SE | 106 | 115 | 0.0099876 | 0.208 | 0.08 | 261 | 0 | 0.27 | 1 | 1 | cs | TRUE
111 | LV_3543-7_0_5_line_111 | NAYY 4x150 SE | 106 | 113 | 0.043373 | 0.208 | 0.08 | 261 | 0 | 0.27 | 1 | 1 | cs | TRUE
112 | LV_3543-7_0_5_line_112 | NAYY 4x150 SE | 107 | 108 | 0.080618 | 0.208 | 0.08 | 261 | 0 | 0.27 | 1 | 1 | cs | TRUE
113 | LV_3543-7_0_5_line_113 | NAYY 4x150 SE | 108 | 109 | 0.11466 | 0.208 | 0.08 | 261 | 0 | 0.27 | 1 | 1 | cs | TRUE
114 | LV_3543-7_0_5_line_114 | NAYY 4x150 SE | 109 | 110 | 0.011362 | 0.208 | 0.08 | 261 | 0 | 0.27 | 1 | 1 | cs | TRUE
115 | LV_3543-7_0_5_line_115 | NAYY 4x150 SE | 110 | 111 | 0.48478 | 0.208 | 0.08 | 261 | 0 | 0.27 | 1 | 1 | cs | TRUE
116 | LV_3543-7_0_5_line_116 | NAYY 4x150 SE | 111 | 120 | 0.27505 | 0.208 | 0.08 | 261 | 0 | 0.27 | 1 | 1 | cs | TRUE
117 | LV_3543-7_0_5_line_117 | NAYY 4x150 SE | 112 | 145 | 0.0017796 | 0.208 | 0.08 | 261 | 0 | 0.27 | 1 | 2 | cs | TRUE
118 | LV_3543-7_0_5_line_118 | NAYY 4x150 SE | 113 | 114 | 0.092312 | 0.208 | 0.08 | 261 | 0 | 0.27 | 1 | 1 | cs | TRUE
119 | LV_3543-7_0_5_line_119 | NAYY 4x150 SE | 115 | 116 | 0.030642 | 0.208 | 0.08 | 261 | 0 | 0.27 | 1 | 1 | cs | TRUE
120 | LV_3543-7_0_5_line_120 | NAYY 4x150 SE | 117 | 174 | 0.016916 | 0.208 | 0.08 | 261 | 0 | 0.27 | 1 | 1 | cs | TRUE
121 | LV_3543-7_0_5_line_121 | NAYY 4x150 SE | 118 | 119 | 0.099748 | 0.208 | 0.08 | 261 | 0 | 0.27 | 1 | 1 | cs | TRUE
122 | LV_3543-7_0_5_line_122 | NAYY 4x150 SE | 119 | 139 | 0.016141 | 0.208 | 0.08 | 261 | 0 | 0.27 | 1 | 1 | cs | TRUE
123 | LV_3543-7_0_5_line_123 | NAYY 4x150 SE | 120 | 125 | 0.023128 | 0.208 | 0.08 | 261 | 0 | 0.27 | 1 | 1 | cs | TRUE
124 | LV_3543-7_0_5_line_124 | NAYY 4x150 SE | 121 | 122 | 0.090951 | 0.208 | 0.08 | 261 | 0 | 0.27 | 1 | 1 | cs | TRUE
125 | LV_3543-7_0_5_line_125 | NAYY 4x150 SE | 122 | 123 | 0.034031 | 0.208 | 0.08 | 261 | 0 | 0.27 | 1 | 1 | cs | TRUE
126 | LV_3543-7_0_5_line_126 | NAYY 4x150 SE | 123 | 124 | 0.22858 | 0.208 | 0.08 | 261 | 0 | 0.27 | 1 | 1 | cs | TRUE
127 | LV_3543-7_0_5_line_127 | NAYY 4x150 SE | 125 | 136 | 0.2688 | 0.208 | 0.08 | 261 | 0 | 0.27 | 1 | 1 | cs | TRUE
128 | LV_3543-7_0_5_line_128 | NAYY 4x150 SE | 125 | 137 | 0.27173 | 0.208 | 0.08 | 261 | 0 | 0.27 | 1 | 1 | cs | TRUE
129 | LV_3543-7_0_5_line_129 | NAYY 4x150 SE | 126 | 127 | 0.05712 | 0.208 | 0.08 | 261 | 0 | 0.27 | 1 | 1 | cs | TRUE
130 | LV_3543-7_0_5_line_130 | NAYY 4x150 SE | 126 | 128 | 0.48907 | 0.208 | 0.08 | 261 | 0 | 0.27 | 1 | 1 | cs | TRUE
131 | LV_3543-7_0_5_line_131 | NAYY 4x150 SE | 128 | 129 | 0.0090722 | 0.208 | 0.08 | 261 | 0 | 0.27 | 1 | 1 | cs | TRUE
132 | LV_3543-7_0_5_line_132 | NAYY 4x150 SE | 129 | 133 | 0.17247 | 0.208 | 0.08 | 261 | 0 | 0.27 | 1 | 1 | cs | TRUE
133 | LV_3543-7_0_5_line_133 | NAYY 4x150 SE | 130 | 131 | 0.064836 | 0.208 | 0.08 | 261 | 0 | 0.27 | 1 | 1 | cs | TRUE
134 | LV_3543-7_0_5_line_134 | NAYY 4x150 SE | 130 | 132 | 0.058945 | 0.208 | 0.08 | 261 | 0 | 0.27 | 1 | 1 | cs | TRUE
135 | LV_3543-7_0_5_line_135 | NAYY 4x150 SE | 131 | 139 | 0.23869 | 0.208 | 0.08 | 261 | 0 | 0.27 | 1 | 1 | cs | TRUE
136 | LV_3543-7_0_5_line_136 | NAYY 4x150 SE | 132 | 135 | 0.039407 | 0.208 | 0.08 | 261 | 0 | 0.27 | 1 | 1 | cs | TRUE
137 | LV_3543-7_0_5_line_137 | NAYY 4x150 SE | 133 | 134 | 0.26485 | 0.208 | 0.08 | 261 | 0 | 0.27 | 1 | 1 | cs | TRUE
138 | LV_3543-7_0_5_line_138 | NAYY 4x150 SE | 134 | 136 | 0.045139 | 0.208 | 0.08 | 261 | 0 | 0.27 | 1 | 1 | cs | TRUE
139 | LV_3543-7_0_5_line_139 | NAYY 4x150 SE | 135 | 137 | 0.01418 | 0.208 | 0.08 | 261 | 0 | 0.27 | 1 | 1 | cs | TRUE
140 | LV_3543-7_0_5_line_140 | NAYY 4x150 SE | 138 | 139 | 0.079635 | 0.208 | 0.08 | 261 | 0 | 0.27 | 1 | 1 | cs | TRUE
141 | LV_3543-7_0_5_line_141 | NAYY 4x150 SE | 140 | 141 | 0.0012265 | 0.208 | 0.08 | 261 | 0 | 0.27 | 1 | 2 | cs | TRUE
142 | LV_3543-7_0_5_line_142 | NAYY 4x150 SE | 140 | 142 | 0.0011113 | 0.208 | 0.08 | 261 | 0 | 0.27 | 1 | 2 | cs | TRUE
143 | LV_3543-7_0_5_line_143 | NAYY 4x150 SE | 141 | 143 | 0.0017767 | 0.208 | 0.08 | 261 | 0 | 0.27 | 1 | 2 | cs | TRUE
144 | LV_3543-7_0_5_line_144 | NAYY 4x150 SE | 142 | 144 | 0.015339 | 0.208 | 0.08 | 261 | 0 | 0.27 | 1 | 2 | cs | TRUE
145 | LV_3543-7_0_5_line_145 | NAYY 4x150 SE | 143 | 145 | 0.0046439 | 0.208 | 0.08 | 261 | 0 | 0.27 | 1 | 2 | cs | TRUE
146 | LV_3543-7_0_5_line_146 | NAYY 4x150 SE | 144 | 146 | 0.0074763 | 0.208 | 0.08 | 261 | 0 | 0.27 | 1 | 2 | cs | TRUE
147 | LV_3543-7_0_5_line_147 | NAYY 4x150 SE | 146 | 147 | 0.0057916 | 0.208 | 0.08 | 261 | 0 | 0.27 | 1 | 2 | cs | TRUE
148 | LV_3543-7_0_5_line_148 | NAYY 4x150 SE | 147 | 148 | 0.011543 | 0.208 | 0.08 | 261 | 0 | 0.27 | 1 | 1 | cs | TRUE
149 | LV_3543-7_0_5_line_149 | NAYY 4x150 SE | 148 | 149 | 0.003609 | 0.208 | 0.08 | 261 | 0 | 0.27 | 1 | 1 | cs | TRUE
150 | LV_3543-7_0_5_line_150 | NAYY 4x150 SE | 149 | 150 | 0.0096219 | 0.208 | 0.08 | 261 | 0 | 0.27 | 1 | 1 | cs | TRUE
151 | LV_3543-7_0_5_line_151 | NAYY 4x150 SE | 150 | 151 | 0.007588 | 0.208 | 0.08 | 261 | 0 | 0.27 | 1 | 1 | cs | TRUE
152 | LV_3543-7_0_5_line_152 | NAYY 4x150 SE | 151 | 152 | 0.0039646 | 0.208 | 0.08 | 261 | 0 | 0.27 | 1 | 1 | cs | TRUE
153 | LV_3543-7_0_5_line_153 | NAYY 4x150 SE | 152 | 153 | 0.0082843 | 0.208 | 0.08 | 261 | 0 | 0.27 | 1 | 1 | cs | TRUE
154 | LV_3543-7_0_5_line_154 | NAYY 4x150 SE | 153 | 154 | 0.008551 | 0.208 | 0.08 | 261 | 0 | 0.27 | 1 | 1 | cs | TRUE
155 | LV_3543-7_0_5_line_155 | NAYY 4x150 SE | 154 | 155 | 0.013161 | 0.208 | 0.08 | 261 | 0 | 0.27 | 1 | 1 | cs | TRUE
156 | LV_3543-7_0_5_line_156 | NAYY 4x150 SE | 155 | 156 | 0.01532 | 0.208 | 0.08 | 261 | 0 | 0.27 | 1 | 1 | cs | TRUE
157 | LV_3543-7_0_5_line_157 | NAYY 4x150 SE | 156 | 157 | 0.003147 | 0.208 | 0.08 | 261 | 0 | 0.27 | 1 | 1 | cs | TRUE
158 | LV_3543-7_0_5_line_158 | NAYY 4x150 SE | 156 | 158 | 0.0083893 | 0.208 | 0.08 | 261 | 0 | 0.27 | 1 | 1 | cs | TRUE
159 | LV_3543-7_0_5_line_159 | NAYY 4x150 SE | 157 | 159 | 0.024398 | 0.208 | 0.08 | 261 | 0 | 0.27 | 1 | 1 | cs | TRUE
160 | LV_3543-7_0_5_line_160 | NAYY 4x150 SE | 157 | 160 | 0.00354 | 0.208 | 0.08 | 261 | 0 | 0.27 | 1 | 1 | cs | TRUE
161 | LV_3543-7_0_5_line_161 | NAYY 4x150 SE | 158 | 161 | 0.0061307 | 0.208 | 0.08 | 261 | 0 | 0.27 | 1 | 1 | cs | TRUE
162 | LV_3543-7_0_5_line_162 | NAYY 4x150 SE | 159 | 162 | 0.050357 | 0.208 | 0.08 | 261 | 0 | 0.27 | 1 | 1 | cs | TRUE
163 | LV_3543-7_0_5_line_163 | NAYY 4x150 SE | 160 | 163 | 0.016237 | 0.208 | 0.08 | 261 | 0 | 0.27 | 1 | 1 | cs | TRUE
164 | LV_3543-7_0_5_line_164 | NAYY 4x150 SE | 163 | 164 | 0.0043383 | 0.208 | 0.08 | 261 | 0 | 0.27 | 1 | 1 | cs | TRUE
165 | LV_3543-7_0_5_line_165 | NAYY 4x150 SE | 164 | 165 | 0.013047 | 0.208 | 0.08 | 261 | 0 | 0.27 | 1 | 1 | cs | TRUE
166 | LV_3543-7_0_5_line_166 | NAYY 4x150 SE | 165 | 166 | 0.052551 | 0.208 | 0.08 | 261 | 0 | 0.27 | 1 | 1 | cs | TRUE
167 | LV_3543-7_0_5_line_167 | NAYY 4x150 SE | 166 | 167 | 0.014392 | 0.208 | 0.08 | 261 | 0 | 0.27 | 1 | 1 | cs | TRUE
168 | LV_3543-7_0_5_line_168 | NAYY 4x150 SE | 167 | 168 | 0.0047346 | 0.208 | 0.08 | 261 | 0 | 0.27 | 1 | 1 | cs | TRUE
169 | LV_3543-7_0_5_line_169 | NAYY 4x150 SE | 168 | 169 | 0.013521 | 0.208 | 0.08 | 261 | 0 | 0.27 | 1 | 1 | cs | TRUE
170 | LV_3543-7_0_5_line_170 | NAYY 4x150 SE | 169 | 170 | 0.024553 | 0.208 | 0.08 | 261 | 0 | 0.27 | 1 | 1 | cs | TRUE
171 | LV_3543-7_0_5_line_171 | NAYY 4x150 SE | 170 | 171 | 0.0090572 | 0.208 | 0.08 | 261 | 0 | 0.27 | 1 | 1 | cs | TRUE
172 | LV_3543-7_0_5_line_172 | NAYY 4x150 SE | 171 | 172 | 0.047489 | 0.208 | 0.08 | 261 | 0 | 0.27 | 1 | 1 | cs | TRUE
173 | LV_3543-7_0_5_line_173 | NAYY 4x150 SE | 172 | 173 | 0.02925 | 0.208 | 0.08 | 261 | 0 | 0.27 | 1 | 1 | cs | TRUE

## trafo
| name | std_type | hv_bus | lv_bus | sn_mva | vn_hv_kv | vn_lv_kv | vk_percent | vkr_percent | pfe_kw | i0_percent | shift_degree | tap_side | tap_neutral | tap_min | tap_max | tap_step_percent | tap_step_degree | tap_pos | tap_phase_shifter | parallel | df | in_service
0 | LV_3543-7_0_5_trafo_61 | 0.25 MVA 20/0.4 kV | 175 | 85 | 0.25 | 20 | 0.4 | 6 | 1.44 | 0.8 | 0.32 | 150 | hv | 0 | -2 | 2 | 2.5 | 0 | 0 | FALSE | 1 | 1 | TRUE

## line_geodata
| x0 | y0 | x1 | y1 | x2 | y2 | x3 | y3 | x4 | y4 | x5 | y5 | x6 | y6 | x7 | y7
0 | 2766351.7535 | 1159675.5434 | 2766344.9366 | 1159685.4636 | 2766310.966 | 1159705.4531 | 2766281.0278 | 1159751.5881 | 2766243.9131 | 1159790.7189 | 2766226.7421 | 1159819.5141 | 2766218.8651 | 1159852.7357
1 | 2765930.5619 | 1158952.6967 | 2766351.7535 | 1159675.5434
2 | 2765930.5619 | 1158952.6967 | 2765917.7682 | 1158953.7671
3 | 2765930.5619 | 1158952.6967 | 2765929.7891 | 1158939.3429
4 | 2766490.4561 | 1158096.4479 | 2765929.7891 | 1158939.3429
5 | 2767445.1858 | 1159164.6724 | 2767437.3563 | 1159163.7166 | 2767429.9443 | 1159165.4452 | 2767420.5946 | 1159170.3783 | 2767409.2392 | 1159179.1387
6 | 2767451.4982 | 1159166.5204 | 2767447.0343 | 1159164.898 | 2767445.1858 | 1159164.6724
7 | 2767605.2334 | 1159026.8936 | 2767607.7303 | 1159024.4755
8 | 2767605.2334 | 1159026.8936 | 2767602.6119 | 1159029.4325 | 2767599.8338 | 1159032.7803 | 2767598.5434 | 1159035.6105
9 | 2767607.7303 | 1159024.4755 | 2767610.1013 | 1159022.1792 | 2767612.83 | 1159017.8514 | 2767614.4422 | 1159013.1181
10 | 2767617.6648 | 1159004.0005 | 2767616.6648 | 1159006.5928 | 2767614.4422 | 1159013.1181
11 | 2767617.6648 | 1159004.0005 | 2767619.0402 | 1159000.4349
12 | 2767579.0014 | 1159161.8021 | 2767584.9444 | 1159146.4542 | 2767587.3531 | 1159128.5611 | 2767591.0409 | 1159111.8381 | 2767595.4392 | 1159103.9843
13 | 2767579.0014 | 1159161.8021 | 2767575.5792 | 1159172.0269 | 2767571.3956 | 1159185.9004 | 2767570.6797 | 1159189.5201
14 | 2767596.2375 | 1159102.5589 | 2767595.4392 | 1159103.9843
15 | 2767570.6797 | 1159189.5201 | 2767566.8329 | 1159208.9713 | 2767566.0647 | 1159213.4898
16 | 2767622.8376 | 1158990.1967 | 2767622.0889 | 1158992.5315 | 2767619.0402 | 1159000.4349
17 | 2767596.2375 | 1159102.5589 | 2767601.8581 | 1159092.5224 | 2767605.1131 | 1159087.439
18 | 2767566.0647 | 1159213.4898 | 2767564.3283 | 1159223.7034 | 2767564.3807 | 1159226.0966
19 | 2767622.8376 | 1158990.1967 | 2767624.5758 | 1158984.7764
20 | 2767612.2338 | 1159079.6842 | 2767607.1191 | 1159084.3062 | 2767605.1131 | 1159087.439
21 | 2767564.3807 | 1159226.0966 | 2767564.6558 | 1159238.6478
22 | 2767836.1191 | 1158711.2985 | 2767834.0243 | 1158716.7833
23 | 2767841.2515 | 1158697.8605 | 2767836.1191 | 1158711.2985
24 | 2767830.4307 | 1158726.1924 | 2767834.0243 | 1158716.7833
25 | 2767841.2515 | 1158697.8605 | 2767845.1498 | 1158687.6535
26 | 2767830.4307 | 1158726.1924 | 2767825.4168 | 1158739.3205
27 | 2767845.1498 | 1158687.6535 | 2767854.3892 | 1158663.4621 | 2767864.1906 | 1158648.9895 | 2767874.6293 | 1158600.9718 | 2767875.8179 | 1158595.7671 | 2767880.1317 | 1158584.3209
28 | 2767825.4168 | 1158739.3205 | 2767818.6254 | 1158757.1021
29 | 2767882.7194 | 1158577.4546 | 2767880.1317 | 1158584.3209
30 | 2767776.1236 | 1158823.5869 | 2767798.574 | 1158796.1999 | 2767815.3263 | 1158765.7403 | 2767818.6254 | 1158757.1021
31 | 2767882.7194 | 1158577.4546 | 2767890.6816 | 1158573.4596
32 | 2767776.1236 | 1158823.5869 | 2767767.4053 | 1158836.0992 | 2767767.1199 | 1158836.3383
33 | 2767948.7333 | 1158545.8131 | 2767918.5136 | 1158565.3871 | 2767900.4821 | 1158568.5423 | 2767890.6816 | 1158573.4596
34 | 2767605.9539 | 1158767.7207 | 2767606.9695 | 1158750.9209 | 2767607.0649 | 1158749.3384
35 | 2767605.9539 | 1158767.7207 | 2767605.084 | 1158782.11
36 | 2767607.0649 | 1158749.3384 | 2767607.6138 | 1158740.2376
37 | 2767604.5039 | 1158791.7054 | 2767605.084 | 1158782.11
38 | 2767607.6138 | 1158740.2376 | 2767607.7859 | 1158737.385
39 | 2767602.9224 | 1158817.8649 | 2767604.5039 | 1158791.7054
40 | 2767607.7859 | 1158737.385 | 2767608.2583 | 1158729.5517
41 | 2767602.0085 | 1158832.9834 | 2767602.9224 | 1158817.8649
42 | 2767611.4528 | 1158676.5871 | 2767608.2583 | 1158729.5517
43 | 2767602.0085 | 1158832.9834 | 2767601.0195 | 1158849.3414 | 2767600.4978 | 1158859.4002
44 | 2767611.4528 | 1158676.5871 | 2767612.9795 | 1158651.2743
45 | 2767599.7283 | 1158874.2337 | 2767600.4978 | 1158859.4002
46 | 2767599.2752 | 1158882.9704 | 2767599.7283 | 1158874.2337
47 | 2767599.2752 | 1158882.9704 | 2767598.466 | 1158898.569 | 2767598.4042 | 1158899.7752
48 | 2767614.7343 | 1158622.18 | 2767613.1208 | 1158648.9319
49 | 2767614.7345 | 1158622.1761 | 2767614.7343 | 1158622.18
50 | 2767612.9795 | 1158651.2743 | 2767613.1208 | 1158648.9319
51 | 2767614.7345 | 1158622.1761 | 2767616.7337 | 1158589.0298
52 | 2767617.5726 | 1158575.1213 | 2767616.7337 | 1158589.0298
53 | 2767617.5726 | 1158575.1213 | 2767618.6029 | 1158558.0389
54 | 2767618.8472 | 1158554.7883 | 2767618.7225 | 1158556.0552 | 2767618.6029 | 1158558.0389
55 | 2767619.8249 | 1158544.8538 | 2767618.8472 | 1158554.7883
56 | 2767729.4649 | 1158865.5836 | 2767731.6012 | 1158863.1694 | 2767737.0101 | 1158859.2505
57 | 2767743.3755 | 1158854.6387 | 2767737.0101 | 1158859.2505
58 | 2767729.4649 | 1158865.5836 | 2767726.0742 | 1158869.4156
59 | 2767751.7722 | 1158848.5551 | 2767743.3755 | 1158854.6387
60 | 2767724.1874 | 1158871.5479 | 2767726.0742 | 1158869.4156
61 | 2767751.7722 | 1158848.5551 | 2767757.4221 | 1158844.4616 | 2767767.1199 | 1158836.3383
62 | 2767724.1874 | 1158871.5479 | 2767714.6741 | 1158883.6934 | 2767708.4302 | 1158890.3224
63 | 2767708.4302 | 1158890.3224 | 2767703.7019 | 1158895.3423 | 2767701.5778 | 1158897.9395
64 | 2767667.2588 | 1158923.3403 | 2767656.6003 | 1158935.2983 | 2767655.8506 | 1158936.1235
65 | 2767667.2588 | 1158923.3403 | 2767666.6814 | 1158929.7409
66 | 2767640.0883 | 1158957.6187 | 2767640.4944 | 1158956.9241 | 2767648.8448 | 1158943.8342 | 2767655.8506 | 1158936.1235
67 | 2767666.6814 | 1158929.7409 | 2767664.3297 | 1158946.9572
68 | 2767688.213 | 1158916.8407 | 2767683.2624 | 1158918.5932 | 2767677.3739 | 1158925.3684 | 2767673.3501 | 1158928.2699 | 2767666.6814 | 1158929.7409
69 | 2767701.5778 | 1158897.9395 | 2767697.0149 | 1158903.5187 | 2767694.0279 | 1158908.0035
70 | 2767676.9969 | 1158962.2644 | 2767682.7561 | 1158945.8251 | 2767682.9782 | 1158944.0293
71 | 2767669.2748 | 1158986.999 | 2767671.0963 | 1158979.1072 | 2767676.9969 | 1158962.2644
72 | 2767684.2034 | 1158935.6111 | 2767683.7663 | 1158937.6572 | 2767682.9782 | 1158944.0293
73 | 2767669.2748 | 1158986.999 | 2767666.5157 | 1158998.9526 | 2767662.1413 | 1159015.2561 | 2767647.8147 | 1159036.7742
74 | 2767688.213 | 1158916.8407 | 2767684.2034 | 1158935.6111
75 | 2767647.8147 | 1159036.7742 | 2767645.7128 | 1159039.9312 | 2767636.2502 | 1159053.0235 | 2767627.8275 | 1159063.4869 | 2767613.3985 | 1159078.6316 | 2767612.2338 | 1159079.6842
76 | 2767688.213 | 1158916.8407 | 2767691.5466 | 1158911.7291 | 2767694.0279 | 1158908.0035
77 | 2767688.213 | 1158916.8407 | 2767691.127 | 1158919.6243 | 2767698.4625 | 1158923.6345
78 | 2767948.7333 | 1158545.8131 | 2768752.5933 | 1158345.57
79 | 2768755.439 | 1158300.8973 | 2768752.0917 | 1158301.0362 | 2768741.5836 | 1158305.0562 | 2768738.8532 | 1158311.3185 | 2768738.54 | 1158319.4725 | 2768746.5933 | 1158338.6819 | 2768752.5933 | 1158345.57
80 | 2768774.7324 | 1158303.1983 | 2768769.358 | 1158300.3197 | 2768755.439 | 1158300.8973
81 | 2768774.7324 | 1158303.1983 | 2768777.9181 | 1158304.9046
82 | 2768777.9181 | 1158304.9046 | 2768780.8615 | 1158306.4811 | 2768786.1126 | 1158308.1023
83 | 2768786.1126 | 1158308.1023 | 2768790.4722 | 1158309.4482
84 | 2767639.6634 | 1158958.3454 | 2767640.0883 | 1158957.6187
85 | 2767598.4042 | 1158899.7752 | 2767597.4718 | 1158917.9565
86 | 2767596.0243 | 1158946.265 | 2767596.5167 | 1158936.5814 | 2767597.4718 | 1158917.9565
87 | 2767544.6698 | 1158940.4077 | 2767548.1195 | 1158940.7596 | 2767555.7176 | 1158941.1715 | 2767567.5445 | 1158941.7791 | 2767571.8 | 1158942.3982 | 2767586.1501 | 1158944.6776 | 2767596.0243 | 1158946.265
88 | 2767596.0243 | 1158946.265 | 2767608.506 | 1158949.2486 | 2767613.7154 | 1158951.6958 | 2767619.2159 | 1158954.4292
89 | 2767533.751 | 1158937.4901 | 2767544.6698 | 1158940.4077
90 | 2767544.6698 | 1158940.4077 | 2767544.675 | 1158949.7331
91 | 2767619.2159 | 1158954.4292 | 2767626.8343 | 1158950.26 | 2767635.1402 | 1158939.3151 | 2767636.866 | 1158936.1788
92 | 2767619.2159 | 1158954.4292 | 2767622.6832 | 1158959.9306 | 2767624.7435 | 1158970.7753
93 | 2767543.6689 | 1159120.5711 | 2767541.1127 | 1159131.376 | 2767536.3439 | 1159144.7772 | 2767529.101 | 1159157.231 | 2767517.0989 | 1159167.6059 | 2767504.3335 | 1159173.1666 | 2767489.645 | 1159177.2725 | 2767480.4534 | 1159176.8703
94 | 2767543.6689 | 1159120.5711 | 2767535.8921 | 1159118.8753 | 2767524.3349 | 1159116.3069 | 2767517.944 | 1159113.0483
95 | 2767469.0457 | 1159174.938 | 2767474.9507 | 1159176.6296 | 2767480.4534 | 1159176.8703
96 | 2767517.944 | 1159113.0483 | 2767517.944 | 1159113.0483 | 2767517.1935 | 1159111.638
97 | 2767533.751 | 1158937.4901 | 2767502.6894 | 1158913.0596 | 2767476.5551 | 1158890.8298
98 | 2767533.751 | 1158937.4901 | 2767517.056 | 1158938.2068
99 | 2767542.7367 | 1158977.2973 | 2767544.6815 | 1158961.4598 | 2767544.675 | 1158949.7331
100 | 2767636.866 | 1158936.1788 | 2767640.2581 | 1158930.0141
101 | 2767624.7435 | 1158970.7753 | 2767632.4073 | 1158970.7554 | 2767632.8328 | 1158970.0277
102 | 2767624.7435 | 1158970.7753 | 2767625.6342 | 1158981.4762 | 2767624.5758 | 1158984.7764
103 | 2767632.8328 | 1158970.0277 | 2767639.6634 | 1158958.3454
104 | 2767649.099 | 1158915.7259 | 2767640.6186 | 1158929.359 | 2767640.2581 | 1158930.0141
105 | 2767649.099 | 1158915.7259 | 2767651.2194 | 1158912.3171 | 2767664.6381 | 1158897.9339 | 2767671.5986 | 1158891.1896
106 | 2767678.6227 | 1158884.3837 | 2767671.5986 | 1158891.1896
107 | 2767469.0457 | 1159174.938 | 2767466.4614 | 1159174.1977
108 | 2767517.1935 | 1159111.638 | 2767515.8958 | 1159109.199 | 2767515.8958 | 1159109.199
109 | 2767423.2977 | 1158935.014 | 2767443.5035 | 1158938.5682 | 2767458.9567 | 1158940.0773 | 2767480.493 | 1158939.932 | 2767506.8383 | 1158938.4306 | 2767516.7857 | 1158938.2184 | 2767517.056 | 1158938.2068
110 | 2767542.7367 | 1158977.2973 | 2767532.877 | 1158975.704
111 | 2767542.7367 | 1158977.2973 | 2767533.9294 | 1159010.9261 | 2767532.1653 | 1159019.3531
112 | 2767625.2102 | 1158465.601 | 2767622.4124 | 1158475.6986 | 2767618.3681 | 1158493.0901 | 2767615.681 | 1158508.8513 | 2767616.9381 | 1158527.3247 | 2767619.8249 | 1158544.8538
113 | 2767625.2102 | 1158465.601 | 2767631.3719 | 1158351.1051
114 | 2767631.3719 | 1158351.1051 | 2767631.9825 | 1158339.7592
115 | 2767631.9825 | 1158339.7592 | 2767245.6595 | 1158046.9086
116 | 2766991.4408 | 1157941.8988 | 2767245.6595 | 1158046.9086
117 | 2767565.1074 | 1159240.3691 | 2767564.6558 | 1159238.6478 | 2767564.6558 | 1159238.6478
118 | 2767515.8958 | 1159109.199 | 2767515.8746 | 1159102.5259 | 2767518.043 | 1159094.9018 | 2767524.9375 | 1159079.8139 | 2767526.5212 | 1159074.7313 | 2767526.7543 | 1159054.2532 | 2767531.6287 | 1159021.9161 | 2767532.1653 | 1159019.3531
119 | 2767502.6273 | 1158970.8155 | 2767532.877 | 1158975.704
120 | 2767451.4982 | 1159166.5204 | 2767453.9598 | 1159167.4152 | 2767463.9849 | 1159173.4883 | 2767466.4614 | 1159174.1977
121 | 2766490.4561 | 1158096.4479 | 2766538.6619 | 1158035.94 | 2766550.9748 | 1158017.2451
122 | 2766559.8531 | 1158003.765 | 2766550.9748 | 1158017.2451
123 | 2766991.4408 | 1157941.8988 | 2766988.223 | 1157922.4746 | 2766986.1669 | 1157919.7174
124 | 2767289.7507 | 1158638.7524 | 2767288.2813 | 1158644.4383 | 2767280.9954 | 1158665.0539 | 2767273.9394 | 1158686.5098 | 2767269.3028 | 1158714.7501 | 2767266.3479 | 1158726.3893
125 | 2767293.5723 | 1158746.8083 | 2767266.3479 | 1158726.3893 | 2767266.3479 | 1158726.3893
126 | 2767423.2977 | 1158935.014 | 2767293.5723 | 1158746.8083
127 | 2766986.1669 | 1157919.7174 | 2767063.1814 | 1157662.1834
128 | 2766728.8267 | 1157832.4681 | 2766986.1669 | 1157919.7174
129 | 2767446.3235 | 1156925.5849 | 2767442.1373 | 1156934.276 | 2767441.3018 | 1156944.9955 | 2767443.0218 | 1156961.4911 | 2767440.4265 | 1156968.1692 | 2767428.3904 | 1156973.0053
130 | 2767464.4024 | 1157460.7448 | 2767428.3904 | 1156973.0053
131 | 2767464.4024 | 1157460.7448 | 2767459.6349 | 1157464.1485 | 2767456.552 | 1157465.0584
132 | 2767293.9323 | 1157470.5465 | 2767317.9242 | 1157481.0559 | 2767356.9273 | 1157491.9942 | 2767363.3917 | 1157489.0936 | 2767368.9124 | 1157482.8861 | 2767393.586 | 1157483.7841 | 2767435.7064 | 1157471.2113 | 2767456.552 | 1157465.0584
133 | 2766688.612 | 1157731.4254 | 2766678.5486 | 1157746.5488 | 2766656.7738 | 1157768.9988 | 2766652.4901 | 1157783.7864
134 | 2766688.612 | 1157731.4254 | 2766694.0723 | 1157734.0011 | 2766698.4207 | 1157742.0953 | 2766711.2909 | 1157766.8733 | 2766717.1084 | 1157781.5612
135 | 2766652.4901 | 1157783.7864 | 2766559.8531 | 1158003.765
136 | 2766723.3208 | 1157819.7087 | 2766720.0652 | 1157809.598 | 2766721.6842 | 1157798.2441 | 2766718.0025 | 1157783.8184 | 2766717.1084 | 1157781.5612
137 | 2767293.9323 | 1157470.5465 | 2767075.4358 | 1157620.2309
138 | 2767075.4358 | 1157620.2309 | 2767067.0728 | 1157639.8381 | 2767068.2208 | 1157654.0268 | 2767063.1814 | 1157662.1834
139 | 2766728.8267 | 1157832.4681 | 2766726.8325 | 1157830.6149 | 2766723.3208 | 1157819.7087
140 | 2766559.8531 | 1158003.765 | 2766548.3831 | 1158048.3753 | 2766536.3912 | 1158079.7341
141 | 2767567.358 | 1159247.6169 | 2767566.8192 | 1159246.8931 | 2767566.7369 | 1159246.5795
142 | 2767567.358 | 1159247.6169 | 2767568.0216 | 1159248.5083
143 | 2767566.286 | 1159244.861 | 2767566.7369 | 1159246.5795
144 | 2767579.8156 | 1159257.809 | 2767579.8156 | 1159257.809 | 2767571.4772 | 1159253.1505 | 2767568.0216 | 1159248.5083
145 | 2767566.286 | 1159244.861 | 2767565.1074 | 1159240.3691
146 | 2767579.8156 | 1159257.809 | 2767583.2118 | 1159264.4694
147 | 2767585.8428 | 1159269.6289 | 2767583.2118 | 1159264.4694
148 | 2767585.8428 | 1159269.6289 | 2767591.0864 | 1159279.9123
149 | 2767592.7258 | 1159283.1275 | 2767591.0864 | 1159279.9123
150 | 2767592.7258 | 1159283.1275 | 2767596.9579 | 1159291.427 | 2767597.0913 | 1159291.702
151 | 2767600.4042 | 1159298.5286 | 2767597.0913 | 1159291.702
152 | 2767600.4042 | 1159298.5286 | 2767602.1352 | 1159302.0953
153 | 2767602.1352 | 1159302.0953 | 2767605.7059 | 1159309.4531 | 2767605.7458 | 1159309.5511
154 | 2767605.7458 | 1159309.5511 | 2767608.967 | 1159317.4722
155 | 2767608.967 | 1159317.4722 | 2767612.3889 | 1159325.887 | 2767613.6073 | 1159329.7776
156 | 2767618.1856 | 1159344.398 | 2767613.6073 | 1159329.7776
157 | 2767618.1856 | 1159344.398 | 2767618.1516 | 1159347.5443
158 | 2767618.1856 | 1159344.398 | 2767626.4624 | 1159343.0289
159 | 2767618.1516 | 1159347.5443 | 2767634.1412 | 1159364.4378 | 2767634.689 | 1159365.4347
160 | 2767618.1516 | 1159347.5443 | 2767618.1136 | 1159351.0841
161 | 2767626.4624 | 1159343.0289 | 2767632.5109 | 1159342.0283 | 2767632.5109 | 1159342.0283
162 | 2767634.689 | 1159365.4347 | 2767653.6904 | 1159400.0137 | 2767660.0202 | 1159408.8884
163 | 2767618.1136 | 1159351.0841 | 2767618.07 | 1159355.1487 | 2767615.2806 | 1159366.0583 | 2767615.1661 | 1159366.9624
164 | 2767615.1661 | 1159366.9624 | 2767614.621 | 1159371.2663
165 | 2767614.621 | 1159371.2663 | 2767613.9332 | 1159376.6968 | 2767614.955 | 1159384.2007
166 | 2767614.955 | 1159384.2007 | 2767620.179 | 1159422.5665 | 2767626.0254 | 1159435.1007
167 | 2767626.0254 | 1159435.1007 | 2767631.5204 | 1159446.8816 | 2767632.0729 | 1159448.1603
168 | 2767632.0729 | 1159448.1603 | 2767633.951 | 1159452.5066
169 | 2767638.6573 | 1159465.1498 | 2767637.3134 | 1159460.2881 | 2767633.951 | 1159452.5066
170 | 2767638.6573 | 1159465.1498 | 2767640.9504 | 1159473.4454 | 2767643.9478 | 1159489.1072
171 | 2767643.9478 | 1159489.1072 | 2767644.6928 | 1159493.0001 | 2767644.719 | 1159498.0937
172 | 2767638.7518 | 1159544.869 | 2767644.5863 | 1159521.2997 | 2767644.7847 | 1159510.885 | 2767644.719 | 1159498.0937
173 | 2767638.7518 | 1159544.869 | 2767631.8684 | 1159553.2401 | 2767623.9544 | 1159569.8646

## bus_geodata
| x | y | coords
0 | 2766218.8651 | 1159852.7357
1 | 2766351.7535 | 1159675.5434
2 | 2765930.5619 | 1158952.6967
3 | 2765917.7682 | 1158953.7671
4 | 2765929.7891 | 1158939.3429
5 | 2767409.2392 | 1159179.1387
6 | 2767445.1858 | 1159164.6724
7 | 2767605.2334 | 1159026.8936
8 | 2767607.7303 | 1159024.4755
9 | 2767598.5434 | 1159035.6105
10 | 2767614.4422 | 1159013.1181
11 | 2767617.6648 | 1159004.0005
12 | 2767579.0014 | 1159161.8021
13 | 2767595.4392 | 1159103.9843
14 | 2767570.6797 | 1159189.5201
15 | 2767619.0402 | 1159000.4349
16 | 2767596.2375 | 1159102.5589
17 | 2767566.0647 | 1159213.4898
18 | 2767622.8376 | 1158990.1967
19 | 2767605.1131 | 1159087.439
20 | 2767564.3807 | 1159226.0966
21 | 2767836.1191 | 1158711.2985
22 | 2767834.0243 | 1158716.7833
23 | 2767841.2515 | 1158697.8605
24 | 2767830.4307 | 1158726.1924
25 | 2767845.1498 | 1158687.6535
26 | 2767825.4168 | 1158739.3205
27 | 2767880.1317 | 1158584.3209
28 | 2767818.6254 | 1158757.1021
29 | 2767882.7194 | 1158577.4546
30 | 2767776.1236 | 1158823.5869
31 | 2767890.6816 | 1158573.4596
32 | 2767605.9539 | 1158767.7207
33 | 2767607.0649 | 1158749.3384
34 | 2767605.084 | 1158782.11
35 | 2767607.6138 | 1158740.2376
36 | 2767604.5039 | 1158791.7054
37 | 2767607.7859 | 1158737.385
38 | 2767602.9224 | 1158817.8649
39 | 2767608.2583 | 1158729.5517
40 | 2767602.0085 | 1158832.9834
41 | 2767611.4528 | 1158676.5871
42 | 2767600.4978 | 1158859.4002
43 | 2767599.7283 | 1158874.2337
44 | 2767599.2752 | 1158882.9704
45 | 2767614.7343 | 1158622.18
46 | 2767613.1208 | 1158648.9319
47 | 2767614.7345 | 1158622.1761
48 | 2767612.9795 | 1158651.2743
49 | 2767616.7337 | 1158589.0298
50 | 2767617.5726 | 1158575.1213
51 | 2767618.6029 | 1158558.0389
52 | 2767618.8472 | 1158554.7883
53 | 2767737.0101 | 1158859.2505
54 | 2767729.4649 | 1158865.5836
55 | 2767743.3755 | 1158854.6387
56 | 2767726.0742 | 1158869.4156
57 | 2767751.7722 | 1158848.5551
58 | 2767724.1874 | 1158871.5479
59 | 2767767.1199 | 1158836.3383
60 | 2767708.4302 | 1158890.3224
61 | 2767667.2588 | 1158923.3403
62 | 2767655.8506 | 1158936.1235
63 | 2767666.6814 | 1158929.7409
64 | 2767701.5778 | 1158897.9395
65 | 2767676.9969 | 1158962.2644
66 | 2767682.9782 | 1158944.0293
67 | 2767669.2748 | 1158986.999
68 | 2767684.2034 | 1158935.6111
69 | 2767647.8147 | 1159036.7742
70 | 2767688.213 | 1158916.8407
71 | 2767612.2338 | 1159079.6842
72 | 2767694.0279 | 1158908.0035
73 | 2767698.4625 | 1158923.6345
74 | 2767664.3297 | 1158946.9572
75 | 2767948.7333 | 1158545.8131
76 | 2768752.5933 | 1158345.57
77 | 2768774.7324 | 1158303.1983
78 | 2768755.439 | 1158300.8973
79 | 2768777.9181 | 1158304.9046
80 | 2768786.1126 | 1158308.1023
81 | 2768790.4722 | 1158309.4482
82 | 2767640.0883 | 1158957.6187
83 | 2767598.4042 | 1158899.7752
84 | 2767597.4718 | 1158917.9565
85 | 2767596.0243 | 1158946.265
86 | 2767544.6698 | 1158940.4077
87 | 2767619.2159 | 1158954.4292
88 | 2767543.6689 | 1159120.5711
89 | 2767480.4534 | 1159176.8703
90 | 2767517.944 | 1159113.0483
91 | 2767533.751 | 1158937.4901
92 | 2767544.675 | 1158949.7331
93 | 2767636.866 | 1158936.1788
94 | 2767624.7435 | 1158970.7753
95 | 2767624.5758 | 1158984.7764
96 | 2767632.8328 | 1158970.0277
97 | 2767639.6634 | 1158958.3454
98 | 2767640.2581 | 1158930.0141
99 | 2767649.099 | 1158915.7259
100 | 2767671.5986 | 1158891.1896
101 | 2767678.6227 | 1158884.3837
102 | 2767469.0457 | 1159174.938
103 | 2767517.1935 | 1159111.638
104 | 2767476.5551 | 1158890.8298
105 | 2767517.056 | 1158938.2068
106 | 2767542.7367 | 1158977.2973
107 | 2767619.8249 | 1158544.8538
108 | 2767625.2102 | 1158465.601
109 | 2767631.3719 | 1158351.1051
110 | 2767631.9825 | 1158339.7592
111 | 2767245.6595 | 1158046.9086
112 | 2767564.6558 | 1159238.6478
113 | 2767532.1653 | 1159019.3531
114 | 2767515.8958 | 1159109.199
115 | 2767532.877 | 1158975.704
116 | 2767502.6273 | 1158970.8155
117 | 2767466.4614 | 1159174.1977
118 | 2766490.4561 | 1158096.4479
119 | 2766550.9748 | 1158017.2451
120 | 2766991.4408 | 1157941.8988
121 | 2767289.7507 | 1158638.7524
122 | 2767266.3479 | 1158726.3893
123 | 2767293.5723 | 1158746.8083
124 | 2767423.2976 | 1158935.014
125 | 2766986.1669 | 1157919.7174
126 | 2767428.3904 | 1156973.0053
127 | 2767446.3235 | 1156925.5849
128 | 2767464.4024 | 1157460.7448
129 | 2767456.552 | 1157465.0584
130 | 2766688.612 | 1157731.4254
131 | 2766652.4901 | 1157783.7864
132 | 2766717.1084 | 1157781.5612
133 | 2767293.9323 | 1157470.5465
134 | 2767075.4358 | 1157620.2309
135 | 2766723.3208 | 1157819.7087
136 | 2767063.1814 | 1157662.1834
137 | 2766728.8267 | 1157832.4681
138 | 2766536.3912 | 1158079.7341
139 | 2766559.8531 | 1158003.765
140 | 2767567.358 | 1159247.6169
141 | 2767566.7369 | 1159246.5795
142 | 2767568.0216 | 1159248.5083
143 | 2767566.286 | 1159244.861
144 | 2767579.8156 | 1159257.809
145 | 2767565.1074 | 1159240.3691
146 | 2767583.2118 | 1159264.4694
147 | 2767585.8428 | 1159269.6289
148 | 2767591.0864 | 1159279.9123
149 | 2767592.7258 | 1159283.1275
150 | 2767597.0913 | 1159291.702
151 | 2767600.4042 | 1159298.5286
152 | 2767602.1352 | 1159302.0953
153 | 2767605.7458 | 1159309.5511
154 | 2767608.967 | 1159317.4722
155 | 2767613.6073 | 1159329.7776
156 | 2767618.1856 | 1159344.398
157 | 2767618.1516 | 1159347.5443
158 | 2767626.4624 | 1159343.0289
159 | 2767634.689 | 1159365.4347
160 | 2767618.1136 | 1159351.0841
161 | 2767632.5109 | 1159342.0283
162 | 2767660.0202 | 1159408.8884
163 | 2767615.1661 | 1159366.9624
164 | 2767614.621 | 1159371.2663
165 | 2767614.955 | 1159384.2007
166 | 2767626.0254 | 1159435.1007
167 | 2767632.0729 | 1159448.1603
168 | 2767633.951 | 1159452.5066
169 | 2767638.6573 | 1159465.1498
170 | 2767643.9478 | 1159489.1072
171 | 2767644.719 | 1159498.0937
172 | 2767638.7518 | 1159544.869
173 | 2767623.9544 | 1159569.8646
174 | 2767451.4982 | 1159166.5204
175 | 2767619.2159 | 1158954.4292

## line_std_types
| c_nf_per_km | r_ohm_per_km | x_ohm_per_km | max_i_ka | type | q_mm2 | alpha | voltage_rating
NAYY 4x50 SE | 210 | 0.642 | 0.083 | 0.142 | cs | 50 | 0.00403 | LV
NAYY 4x120 SE | 264 | 0.225 | 0.08 | 0.242 | cs | 120 | 0.00403 | LV
NAYY 4x150 SE | 261 | 0.208 | 0.08 | 0.27 | cs | 150 | 0.00403 | LV
NA2XS2Y 1x95 RM/25 12/20 kV | 216 | 0.313 | 0.132 | 0.252 | cs | 95 | 0.00403 | MV
NA2XS2Y 1x185 RM/25 12/20 kV | 273 | 0.161 | 0.117 | 0.362 | cs | 185 | 0.00403 | MV
NA2XS2Y 1x240 RM/25 12/20 kV | 304 | 0.122 | 0.112 | 0.421 | cs | 240 | 0.00403 | MV
NA2XS2Y 1x95 RM/25 6/10 kV | 315 | 0.313 | 0.123 | 0.249 | cs | 95 | 0.00403 | MV
NA2XS2Y 1x185 RM/25 6/10 kV | 406 | 0.161 | 0.11 | 0.358 | cs | 185 | 0.00403 | MV
NA2XS2Y 1x240 RM/25 6/10 kV | 456 | 0.122 | 0.105 | 0.416 | cs | 240 | 0.00403 | MV
NA2XS2Y 1x150 RM/25 12/20 kV | 250 | 0.206 | 0.116 | 0.319 | cs | 150 | 0.00403 | MV
NA2XS2Y 1x120 RM/25 12/20 kV | 230 | 0.253 | 0.119 | 0.283 | cs | 120 | 0.00403 | MV
NA2XS2Y 1x70 RM/25 12/20 kV | 190 | 0.443 | 0.132 | 0.22 | cs | 70 | 0.00403 | MV
NA2XS2Y 1x150 RM/25 6/10 kV | 360 | 0.206 | 0.11 | 0.315 | cs | 150 | 0.00403 | MV
NA2XS2Y 1x120 RM/25 6/10 kV | 340 | 0.253 | 0.113 | 0.28 | cs | 120 | 0.00403 | MV
NA2XS2Y 1x70 RM/25 6/10 kV | 280 | 0.443 | 0.123 | 0.217 | cs | 70 | 0.00403 | MV
N2XS(FL)2Y 1x120 RM/35 64/110 kV | 112 | 0.153 | 0.166 | 0.366 | cs | 120 | 0.00393 | HV
N2XS(FL)2Y 1x185 RM/35 64/110 kV | 125 | 0.099 | 0.156 | 0.457 | cs | 185 | 0.00393 | HV
N2XS(FL)2Y 1x240 RM/35 64/110 kV | 135 | 0.075 | 0.149 | 0.526 | cs | 240 | 0.00393 | HV
N2XS(FL)2Y 1x300 RM/35 64/110 kV | 144 | 0.06 | 0.144 | 0.588 | cs | 300 | 0.00393 | HV
15-AL1/3-ST1A 0.4 | 11 | 1.8769 | 0.35 | 0.105 | ol | 16 | 0.00403 | LV
24-AL1/4-ST1A 0.4 | 11.25 | 1.2012 | 0.335 | 0.14 | ol | 24 | 0.00403 | LV
48-AL1/8-ST1A 0.4 | 12.2 | 0.5939 | 0.3 | 0.21 | ol | 48 | 0.00403 | LV
94-AL1/15-ST1A 0.4 | 13.2 | 0.306 | 0.29 | 0.35 | ol | 94 | 0.00403 | LV
34-AL1/6-ST1A 10.0 | 9.7 | 0.8342 | 0.36 | 0.17 | ol | 34 | 0.00403 | MV
48-AL1/8-ST1A 10.0 | 10.1 | 0.5939 | 0.35 | 0.21 | ol | 48 | 0.00403 | MV
70-AL1/11-ST1A 10.0 | 10.4 | 0.4132 | 0.339 | 0.29 | ol | 70 | 0.00403 | MV
94-AL1/15-ST1A 10.0 | 10.75 | 0.306 | 0.33 | 0.35 | ol | 94 | 0.00403 | MV
122-AL1/20-ST1A 10.0 | 11.1 | 0.2376 | 0.323 | 0.41 | ol | 122 | 0.00403 | MV
149-AL1/24-ST1A 10.0 | 11.25 | 0.194 | 0.315 | 0.47 | ol | 149 | 0.00403 | MV
34-AL1/6-ST1A 20.0 | 9.15 | 0.8342 | 0.382 | 0.17 | ol | 34 | 0.00403 | MV
48-AL1/8-ST1A 20.0 | 9.5 | 0.5939 | 0.372 | 0.21 | ol | 48 | 0.00403 | MV
70-AL1/11-ST1A 20.0 | 9.7 | 0.4132 | 0.36 | 0.29 | ol | 70 | 0.00403 | MV
94-AL1/15-ST1A 20.0 | 10 | 0.306 | 0.35 | 0.35 | ol | 94 | 0.00403 | MV
122-AL1/20-ST1A 20.0 | 10.3 | 0.2376 | 0.344 | 0.41 | ol | 122 | 0.00403 | MV
149-AL1/24-ST1A 20.0 | 10.5 | 0.194 | 0.337 | 0.47 | ol | 149 | 0.00403 | MV
184-AL1/30-ST1A 20.0 | 10.75 | 0.1571 | 0.33 | 0.535 | ol | 184 | 0.00403 | MV
243-AL1/39-ST1A 20.0 | 11 | 0.1188 | 0.32 | 0.645 | ol | 243 | 0.00403 | MV
48-AL1/8-ST1A 110.0 | 8 | 0.5939 | 0.46 | 0.21 | ol | 48 | 0.00403 | HV
70-AL1/11-ST1A 110.0 | 8.4 | 0.4132 | 0.45 | 0.29 | ol | 70 | 0.00403 | HV
94-AL1/15-ST1A 110.0 | 8.65 | 0.306 | 0.44 | 0.35 | ol | 94 | 0.00403 | HV
122-AL1/20-ST1A 110.0 | 8.5 | 0.2376 | 0.43 | 0.41 | ol | 122 | 0.00403 | HV
149-AL1/24-ST1A 110.0 | 8.75 | 0.194 | 0.41 | 0.47 | ol | 149 | 0.00403 | HV
184-AL1/30-ST1A 110.0 | 8.8 | 0.1571 | 0.4 | 0.535 | ol | 184 | 0.00403 | HV
243-AL1/39-ST1A 110.0 | 9 | 0.1188 | 0.39 | 0.645 | ol | 243 | 0.00403 | HV
305-AL1/39-ST1A 110.0 | 9.2 | 0.0949 | 0.38 | 0.74 | ol | 305 | 0.00403 | HV
490-AL1/64-ST1A 110.0 | 9.75 | 0.059 | 0.37 | 0.96 | ol | 490 | 0.00403 | HV
679-AL1/86-ST1A 110.0 | 9.95 | 0.042 | 0.36 | 1.15 | ol | 679 | 0.00403 | HV
490-AL1/64-ST1A 220.0 | 10 | 0.059 | 0.285 | 0.96 | ol | 490 | 0.00403 | HV
679-AL1/86-ST1A 220.0 | 11.7 | 0.042 | 0.275 | 1.15 | ol | 679 | 0.00403 | HV
490-AL1/64-ST1A 380.0 | 11 | 0.059 | 0.253 | 0.96 | ol | 490 | 0.00403 | HV
679-AL1/86-ST1A 380.0 | 14.6 | 0.042 | 0.25 | 1.15 | ol | 679 | 0.00403 | HV

## trafo_std_types
| i0_percent | pfe_kw | vkr_percent | sn_mva | vn_lv_kv | vn_hv_kv | vk_percent | shift_degree | vector_group | tap_side | tap_neutral | tap_min | tap_max | tap_step_degree | tap_step_percent | tap_phase_shifter
160 MVA 380/110 kV | 0.06 | 60 | 0.25 | 160 | 110 | 380 | 12.2 | 0 | Yy0 | hv | 0 | -9 | 9 | 0 | 1.5 | FALSE
100 MVA 220/110 kV | 0.06 | 55 | 0.26 | 100 | 110 | 220 | 12 | 0 | Yy0 | hv | 0 | -9 | 9 | 0 | 1.5 | FALSE
63 MVA 110/20 kV | 0.04 | 22 | 0.32 | 63 | 20 | 110 | 18 | 150 | YNd5 | hv | 0 | -9 | 9 | 0 | 1.5 | FALSE
40 MVA 110/20 kV | 0.05 | 18 | 0.34 | 40 | 20 | 110 | 16.2 | 150 | YNd5 | hv | 0 | -9 | 9 | 0 | 1.5 | FALSE
25 MVA 110/20 kV | 0.07 | 14 | 0.41 | 25 | 20 | 110 | 12 | 150 | YNd5 | hv | 0 | -9 | 9 | 0 | 1.5 | FALSE
63 MVA 110/10 kV | 0.04 | 22 | 0.32 | 63 | 10 | 110 | 18 | 150 | YNd5 | hv | 0 | -9 | 9 | 0 | 1.5 | FALSE
40 MVA 110/10 kV | 0.05 | 18 | 0.34 | 40 | 10 | 110 | 16.2 | 150 | YNd5 | hv | 0 | -9 | 9 | 0 | 1.5 | FALSE
25 MVA 110/10 kV | 0.07 | 14 | 0.41 | 25 | 10 | 110 | 12 | 150 | YNd5 | hv | 0 | -9 | 9 | 0 | 1.5 | FALSE
0.25 MVA 20/0.4 kV | 0.32 | 0.8 | 1.44 | 0.25 | 0.4 | 20 | 6 | 150 | Yzn5 | hv | 0 | -2 | 2 | 0 | 2.5 | FALSE
0.4 MVA 20/0.4 kV | 0.3375 | 1.35 | 1.425 | 0.4 | 0.4 | 20 | 6 | 150 | Dyn5 | hv | 0 | -2 | 2 | 0 | 2.5 | FALSE
0.63 MVA 20/0.4 kV | 0.2619 | 1.65 | 1.206 | 0.63 | 0.4 | 20 | 6 | 150 | Dyn5 | hv | 0 | -2 | 2 | 0 | 2.5 | FALSE
0.25 MVA 10/0.4 kV | 0.24 | 0.6 | 1.2 | 0.25 | 0.4 | 10 | 4 | 150 | Dyn5 | hv | 0 | -2 | 2 | 0 | 2.5 | FALSE
0.4 MVA 10/0.4 kV | 0.2375 | 0.95 | 1.325 | 0.4 | 0.4 | 10 | 4 | 150 | Dyn5 | hv | 0 | -2 | 2 | 0 | 2.5 | FALSE
0.63 MVA 10/0.4 kV | 0.1873 | 1.18 | 1.0794 | 0.63 | 0.4 | 10 | 4 | 150 | Dyn5 | hv | 0 | -2 | 2 | 0 | 2.5 | FALSE

## trafo3w_std_types
| sn_hv_mva | sn_mv_mva | sn_lv_mva | vn_hv_kv | vn_mv_kv | vn_lv_kv | vk_hv_percent | vk_mv_percent | vk_lv_percent | vkr_hv_percent | vkr_mv_percent | vkr_lv_percent | pfe_kw | i0_percent | shift_mv_degree | shift_lv_degree | vector_group | tap_side | tap_neutral | tap_min | tap_max | tap_step_percent
63/25/38 MVA 110/20/10 kV | 63 | 25 | 38 | 110 | 20 | 10 | 10.4 | 10.4 | 10.4 | 0.28 | 0.32 | 0.35 | 35 | 0.89 | 0 | 0 | YN0yn0yn0 | hv | 0 | -10 | 10 | 1.2
63/25/38 MVA 110/10/10 kV | 63 | 25 | 38 | 110 | 10 | 10 | 10.4 | 10.4 | 10.4 | 0.28 | 0.32 | 0.35 | 35 | 0.89 | 0 | 0 | YN0yn0yn0 | hv | 0 | -10 | 10 | 1.2

## fuse_std_types
| fuse_type | i_rated_a | t_avg | t_min | t_total | x_avg | x_min | x_total
HV 100A | HV 100A | 100 | 0 | [10.0, 3.64, 0.854, 0.281, 0.1, 0.0531, 0.022, 0.01] | [10.0, 4.267, 1.21, 0.403, 0.1, 0.058, 0.022, 0.01] | 0 | [300.0, 350.0, 450.0, 550.0, 700.0, 850.0, 1200.0, 1752.0] | [600.0, 700.0, 900.0, 1150.0, 1665.0, 2000.0, 3000.0, 4313.0]
HV 10A | HV 10A | 10 | 0 | [10.0, 1675.0, 0.344, 0.156, 0.1, 0.0417, 0.0171, 0.01] | [10.0, 1.3, 0.3, 0.155, 0.1, 0.0555, 0.023, 0.01] | 0 | [30.0, 32.0, 35.0, 37.0, 39.0, 50.0, 70.0, 88.0] | [60.0, 70.0, 80.0, 87.0, 94.0, 110.0, 150.0, 216.0]
HV 125A | HV 125A | 125 | 0 | [10.0, 1.82, 0.344, 0.1, 0.0467, 0.0269, 0.01] | [10.0, 2.478, 0.426, 0.1, 0.0427, 0.0211, 0.01] | 0 | [375.0, 500.0, 700.0, 925.0, 1200.0, 1500.0, 2341.0] | [750.0, 1000.0, 1500.0, 2200.0, 3000.0, 4000.0, 5765.0]
HV 160A | HV 160A | 160 | 0 | [10.0, 4.15, 1.03, 0.198, 0.1, 0.051, 0.0172, 0.01] | [10.0, 2.3, 0.734, 0.274, 0.1, 0.046, 0.0177, 0.01] | 0 | [480.0, 550.0, 700.0, 1000.0, 1260.0, 1600.0, 2500.0, 3227.0] | [960.0, 1300.0, 1700.0, 2200.0, 2996.0, 4000.0, 6000.0, 7946.0]
HV 16A | HV 16A | 16 | 0 | [10.0, 0.352, 0.164, 0.1, 0.0649, 0.0342, 0.01] | [10.0, 2.34, 0.722, 0.181, 0.1, 0.055, 0.0296, 0.01] | 0 | [48.0, 60.0, 65.0, 71.0, 80.0, 100.0, 162.0] | [96.0, 110.0, 125.0, 150.0, 168.0, 200.0, 250.0, 398.0]
HV 200A | HV 200A | 200 | 0 | [10.0, 4.267, 1.21, 0.403, 0.1, 0.058, 0.022, 0.01] | [10.0, 3.73, 1.654, 0.328, 0.1, 0.0531, 0.019, 0.01] | 0 | [600.0, 700.0, 900.0, 1150.0, 1665.0, 2000.0, 3000.0, 4313.0] | [1200.0, 1500.0, 1800.0, 2700.0, 3960.0, 5000.0, 7500.0, 10620.0]
HV 20A | HV 20A | 20 | 0 | [10.0, 1.3, 0.3, 0.155, 0.1, 0.0555, 0.023, 0.01] | [10.0, 1.3, 0.161, 0.1, 0.0611, 0.0399, 0.0141, 0.01] | 0 | [60.0, 70.0, 80.0, 87.0, 94.0, 110.0, 150.0, 216.0] | [120.0, 150.0, 200.0, 223.0, 260.0, 300.0, 450.0, 532.0]
HV 25A | HV 25A | 25 | 0 | [10.0, 2.512, 0.833, 0.299, 0.1, 0.0372, 0.0223, 0.01] | [10.0, 3.125, 0.597, 0.198, 0.1, 0.0378, 0.022, 0.01] | 0 | [75.0, 82.0, 90.0, 100.0, 124.0, 170.0, 200.0, 289.0] | [150.0, 170.0, 210.0, 250.0, 294.0, 400.0, 500.0, 711.0]
HV 31.5A | HV 31.5A | 31.5 | 0 | [10.0, 2.34, 0.722, 0.181, 0.1, 0.055, 0.0296, 0.01] | [10.0, 2.84, 0.368, 0.164, 0.1, 0.0621, 0.0378, 0.0195, 0.01] | 0 | [95.0, 110.0, 125.0, 150.0, 165.0, 200.0, 250.0, 390.0] | [189.0, 220.0, 300.0, 350.0, 393.0, 450.0, 530.0, 700.0, 960.0]
HV 40A | HV 40A | 40 | 0 | [10.0, 1.3, 0.161, 0.1, 0.0611, 0.0399, 0.0141, 0.01] | [10.0, 2.05, 0.369, 0.198, 0.1, 0.051, 0.0298, 0.01] | 0 | [120.0, 150.0, 200.0, 223.0, 260.0, 300.0, 450.0, 532.0] | [240.0, 300.0, 400.0, 450.0, 530.0, 650.0, 800.0, 1311.0]
HV 50A | HV 50A | 50 | 0 | [10.0, 3.215, 0.597, 0.198, 0.1, 0.0378, 0.022, 0.01] | [10.0, 3.64, 0.854, 0.281, 0.1, 0.0531, 0.022, 0.01] | 0 | [150.0, 170.0, 210.0, 250.0, 294.0, 400.0, 500.0, 711.0] | [300.0, 350.0, 450.0, 550.0, 700.0, 850.0, 1200.0, 1752.0]
HV 6.3A | HV 6.3A | 6.3 | 0 | [10.0, 1.39, 0.344, 0.168, 0.1, 0.056, 0.0263, 0.01] | [10.0, 1.711, 0.516, 0.198, 0.1, 0.0634, 0.0303, 0.01] | 0 | [19.0, 19.5, 20.4, 20.8, 22.0, 25.0, 32.0, 48.0] | [38.0, 40.0, 43.0, 48.0, 53.0, 60.0, 75.0, 118.0]
HV 63A | HV 63A | 63 | 0 | [10.0, 2.84, 0.368, 0.164, 0.1, 0.0621, 0.0378, 0.0195, 0.01] | [10.0, 1.82, 0.344, 0.1, 0.0467, 0.0269, 0.01] | 0 | [189.0, 220.0, 300.0, 350.0, 393.0, 450.0, 530.0, 700.0, 961.0] | [378.0, 500.0, 700.0, 934.0, 1200.0, 1500.0, 2366.0]
HV 80A | HV 80A | 80 | 0 | [10.0, 2.05, 0.369, 0.198, 0.1, 0.051, 0.0298, 0.01] | [10.0, 4.15, 1.03, 0.198, 0.1, 0.051, 0.0172, 0.01] | 0 | [240.0, 300.0, 400.0, 450.0, 530.0, 650.0, 800.0, 1311.0] | [480.0, 550.0, 700.0, 1000.0, 1260.0, 1600.0, 2500.0, 3227.0]
Siemens NH-1-100 | Siemens NH-1-100 | 100 | [5400.0, 2000.0, 400.0, 20.0, 1.0, 0.2, 0.012, 0.004] | 0 | 0 | [150.0, 190.0, 250.0, 430.0, 900.0, 1250.0, 2700.0, 3600.0] | 0 | 0
Siemens NH-1-125 | Siemens NH-1-125 | 125 | [4800.0, 120.0, 7.0, 0.1, 0.004] | 0 | 0 | [180.0, 400.0, 740.0, 2000.0, 4250.0] | 0 | 0
Siemens NH-1-16 | Siemens NH-1-16 | 16 | [4000.0, 400.0, 2.0, 0.1, 0.04, 0.01] | 0 | 0 | [26.0, 35.0, 75.0, 150.0, 200.0, 300.0] | 0 | 0
Siemens NH-1-160 | Siemens NH-1-160 | 160 | [4800.0, 120.0, 7.0, 0.1, 0.004] | 0 | 0 | [210.0, 500.0, 900.0, 2300.0, 5000.0] | 0 | 0
Siemens NH-1-25 | Siemens NH-1-25 | 25 | [4000.0, 1000.0, 10.0, 0.2, 0.02, 0.01] | 0 | 0 | [40.0, 50.0, 100.0, 210.0, 400.0, 500.0] | 0 | 0
Siemens NH-1-50 | Siemens NH-1-50 | 50 | [4000.0, 40.0, 4.0, 1.0, 0.02, 0.01] | 0 | 0 | [86.0, 200.0, 300.0, 400.0, 1000.0, 1280.0] | 0 | 0
Siemens NH-1-63 | Siemens NH-1-63 | 63 | [4000.0, 100.0, 10.0, 2.0, 0.04, 0.01] | 0 | 0 | [100.0, 200.0, 300.0, 400.0, 1000.0, 1500.0] | 0 | 0
Siemens NH-1-80 | Siemens NH-1-80 | 80 | [4800.0, 120.0, 7.0, 0.1, 0.01] | 0 | 0 | [150.58, 250.0, 450.0, 1150.0, 2470.0] | 0 | 0
Siemens NH-2-1000 | Siemens NH-2-1000 | 1000 | [4800.0, 120.0, 7.0, 0.1, 0.004] | 0 | 0 | [1900.0, 3500.0, 8400.0, 24000.0, 52000.0] | 0 | 0
Siemens NH-2-200 | Siemens NH-2-200 | 200 | [4800.0, 120.0, 7.0, 0.1, 0.004] | 0 | 0 | [280.0, 650.0, 1200.0, 3000.0, 7000.0] | 0 | 0
Siemens NH-2-224 | Siemens NH-2-224 | 224 | [4800.0, 120.0, 7.0, 0.2, 0.04, 0.004] | 0 | 0 | [400.0, 750.0, 1453.0, 3025.0, 4315.0, 7600.0] | 0 | 0
Siemens NH-2-250 | Siemens NH-2-250 | 250 | [4800.0, 120.0, 7.0, 0.1, 0.004] | 0 | 0 | [450.0, 800.0, 1650.0, 4000.0, 8500.0] | 0 | 0
Siemens NH-2-315 | Siemens NH-2-315 | 315 | [4800.0, 120.0, 7.0, 0.1, 0.004] | 0 | 0 | [550.0, 920.0, 1900.0, 5000.0, 11000.0] | 0 | 0
Siemens NH-2-355 | Siemens NH-2-355 | 355 | [4800.0, 120.0, 6.0, 0.1, 0.004] | 0 | 0 | [650.0, 1116.27, 2350.0, 5840.0, 12790.0] | 0 | 0
Siemens NH-2-400 | Siemens NH-2-400 | 400 | [4800.0, 120.0, 7.0, 0.1, 0.004] | 0 | 0 | [720.0, 1350.0, 2800.0, 6500.0, 15000.0] | 0 | 0
Siemens NH-2-425 | Siemens NH-2-425 | 425 | [4800.0, 120.0, 7.0, 0.1, 0.004] | 0 | 0 | [850.0, 1500.0, 3050.0, 7500.0, 16500.0] | 0 | 0
Siemens NH-2-630 | Siemens NH-2-630 | 630 | [4800.0, 120.0, 7.0, 0.1, 0.004] | 0 | 0 | [1200.0, 2000.0, 4800.0, 12000.0, 26000.0] | 0 | 0

## dtypes
| element | column | dtype
0 | bus | name | object
1 | bus | vn_kv | float64
2 | bus | type | object
3 | bus | zone | object
4 | bus | in_service | bool
5 | load | name | object
6 | load | bus | uint32
7 | load | p_mw | float64
8 | load | q_mvar | float64
9 | load | const_z_percent | float64
10 | load | const_i_percent | float64
11 | load | sn_mva | float64
12 | load | scaling | float64
13 | load | in_service | bool
14 | load | type | object
15 | ext_grid | name | object
16 | ext_grid | bus | uint32
17 | ext_grid | vm_pu | float64
18 | ext_grid | va_degree | float64
19 | ext_grid | slack_weight | float64
20 | ext_grid | in_service | bool
21 | line | name | object
22 | line | std_type | object
23 | line | from_bus | uint32
24 | line | to_bus | uint32
25 | line | length_km | float64
26 | line | r_ohm_per_km | float64
27 | line | x_ohm_per_km | float64
28 | line | c_nf_per_km | float64
29 | line | g_us_per_km | float64
30 | line | max_i_ka | float64
31 | line | df | float64
32 | line | parallel | uint32
33 | line | type | object
34 | line | in_service | bool
35 | trafo | name | object
36 | trafo | std_type | object
37 | trafo | hv_bus | uint32
38 | trafo | lv_bus | uint32
39 | trafo | sn_mva | float64
40 | trafo | vn_hv_kv | float64
41 | trafo | vn_lv_kv | float64
42 | trafo | vk_percent | float64
43 | trafo | vkr_percent | float64
44 | trafo | pfe_kw | float64
45 | trafo | i0_percent | float64
46 | trafo | shift_degree | float64
47 | trafo | tap_side | object
48 | trafo | tap_neutral | int32
49 | trafo | tap_min | int32
50 | trafo | tap_max | int32
51 | trafo | tap_step_percent | float64
52 | trafo | tap_step_degree | float64
53 | trafo | tap_pos | int32
54 | trafo | tap_phase_shifter | bool
55 | trafo | parallel | uint32
56 | trafo | df | float64
57 | trafo | in_service | bool
58 | line_geodata | coords | object
59 | bus_geodata | x | float64
60 | bus_geodata | y | float64
61 | bus_geodata | coords | object

## parameters
| version | format_version | converged | OPF_converged | name | f_hz | sn_mva
0 | 2.14.6 | 2.14.0 | FALSE | FALSE |  | 50 | 1