## bus
| name | vn_kv | type | zone | in_service
0 | bus_LV_3672-3_0_4_node_0 | 0.4 | n |  | TRUE
1 | bus_LV_3672-3_0_4_node_1 | 0.4 | n |  | TRUE
2 | bus_LV_3672-3_0_4_node_2 | 0.4 | n |  | TRUE
3 | bus_LV_3672-3_0_4_node_3 | 0.4 | n |  | TRUE
4 | bus_LV_3672-3_0_4_node_4 | 0.4 | n |  | TRUE
5 | bus_LV_3672-3_0_4_node_5 | 0.4 | n |  | TRUE
6 | bus_LV_3672-3_0_4_node_6 | 0.4 | n |  | TRUE
7 | bus_LV_3672-3_0_4_node_11 | 0.4 | n |  | TRUE
8 | bus_LV_3672-3_0_4_node_7 | 0.4 | n |  | TRUE
9 | bus_LV_3672-3_0_4_node_8 | 0.4 | n |  | TRUE
10 | bus_LV_3672-3_0_4_node_9 | 0.4 | n |  | TRUE
11 | bus_LV_3672-3_0_4_node_10 | 0.4 | n |  | TRUE
12 | bus_LV_3672-3_0_4_node_143 | 0.4 | n |  | TRUE
13 | bus_LV_3672-3_0_4_node_145 | 0.4 | n |  | TRUE
14 | bus_LV_3672-3_0_4_node_12 | 0.4 | n |  | TRUE
15 | bus_LV_3672-3_0_4_node_13 | 0.4 | n |  | TRUE
16 | bus_LV_3672-3_0_4_node_14 | 0.4 | n |  | TRUE
17 | bus_LV_3672-3_0_4_node_15 | 0.4 | n |  | TRUE
18 | bus_LV_3672-3_0_4_node_16 | 0.4 | n |  | TRUE
19 | bus_LV_3672-3_0_4_node_18 | 0.4 | n |  | TRUE
20 | bus_LV_3672-3_0_4_node_19 | 0.4 | n |  | TRUE
21 | bus_LV_3672-3_0_4_node_46 | 0.4 | n |  | TRUE
22 | bus_LV_3672-3_0_4_node_20 | 0.4 | n |  | TRUE
23 | bus_LV_3672-3_0_4_node_84 | 0.4 | n |  | TRUE
24 | bus_LV_3672-3_0_4_node_85 | 0.4 | n |  | TRUE
25 | bus_LV_3672-3_0_4_node_45 | 0.4 | n |  | TRUE
26 | bus_LV_3672-3_0_4_node_47 | 0.4 | n |  | TRUE
27 | bus_LV_3672-3_0_4_node_48 | 0.4 | n |  | TRUE
28 | bus_LV_3672-3_0_4_node_21 | 0.4 | n |  | TRUE
29 | bus_LV_3672-3_0_4_node_22 | 0.4 | n |  | TRUE
30 | bus_LV_3672-3_0_4_node_38 | 0.4 | n |  | TRUE
31 | bus_LV_3672-3_0_4_node_36 | 0.4 | n |  | TRUE
32 | bus_LV_3672-3_0_4_node_39 | 0.4 | n |  | TRUE
33 | bus_LV_3672-3_0_4_node_125 | 0.4 | n |  | TRUE
34 | bus_LV_3672-3_0_4_node_121 | 0.4 | n |  | TRUE
35 | bus_LV_3672-3_0_4_node_23 | 0.4 | n |  | TRUE
36 | bus_LV_3672-3_0_4_node_24 | 0.4 | n |  | TRUE
37 | bus_LV_3672-3_0_4_node_25 | 0.4 | n |  | TRUE
38 | bus_LV_3672-3_0_4_node_26 | 0.4 | n |  | TRUE
39 | bus_LV_3672-3_0_4_node_27 | 0.4 | n |  | TRUE
40 | bus_LV_3672-3_0_4_node_32 | 0.4 | n |  | TRUE
41 | bus_LV_3672-3_0_4_node_30 | 0.4 | n |  | TRUE
42 | bus_LV_3672-3_0_4_node_33 | 0.4 | n |  | TRUE
43 | bus_LV_3672-3_0_4_node_90 | 0.4 | n |  | TRUE
44 | bus_LV_3672-3_0_4_node_28 | 0.4 | n |  | TRUE
45 | bus_LV_3672-3_0_4_node_34 | 0.4 | n |  | TRUE
46 | bus_LV_3672-3_0_4_node_35 | 0.4 | n |  | TRUE
47 | bus_LV_3672-3_0_4_node_29 | 0.4 | n |  | TRUE
48 | bus_LV_3672-3_0_4_node_31 | 0.4 | n |  | TRUE
49 | bus_LV_3672-3_0_4_node_88 | 0.4 | n |  | TRUE
50 | bus_LV_3672-3_0_4_node_99 | 0.4 | n |  | TRUE
51 | bus_LV_3672-3_0_4_node_37 | 0.4 | n |  | TRUE
52 | bus_LV_3672-3_0_4_node_97 | 0.4 | n |  | TRUE
53 | bus_LV_3672-3_0_4_node_110 | 0.4 | n |  | TRUE
54 | bus_LV_3672-3_0_4_node_111 | 0.4 | n |  | TRUE
55 | bus_LV_3672-3_0_4_node_122 | 0.4 | n |  | TRUE
56 | bus_LV_3672-3_0_4_node_40 | 0.4 | n |  | TRUE
57 | bus_LV_3672-3_0_4_node_41 | 0.4 | n |  | TRUE
58 | bus_LV_3672-3_0_4_node_42 | 0.4 | n |  | TRUE
59 | bus_LV_3672-3_0_4_node_43 | 0.4 | n |  | TRUE
60 | bus_LV_3672-3_0_4_node_44 | 0.4 | n |  | TRUE
61 | bus_LV_3672-3_0_4_node_49 | 0.4 | n |  | TRUE
62 | bus_LV_3672-3_0_4_node_50 | 0.4 | n |  | TRUE
63 | bus_LV_3672-3_0_4_node_51 | 0.4 | n |  | TRUE
64 | bus_LV_3672-3_0_4_node_52 | 0.4 | n |  | TRUE
65 | bus_LV_3672-3_0_4_node_57 | 0.4 | n |  | TRUE
66 | bus_LV_3672-3_0_4_node_55 | 0.4 | n |  | TRUE
67 | bus_LV_3672-3_0_4_node_61 | 0.4 | n |  | TRUE
68 | bus_LV_3672-3_0_4_node_54 | 0.4 | n |  | TRUE
69 | bus_LV_3672-3_0_4_node_53 | 0.4 | n |  | TRUE
70 | bus_LV_3672-3_0_4_node_56 | 0.4 | n |  | TRUE
71 | bus_LV_3672-3_0_4_node_58 | 0.4 | n |  | TRUE
72 | bus_LV_3672-3_0_4_node_62 | 0.4 | n |  | TRUE
73 | bus_LV_3672-3_0_4_node_59 | 0.4 | n |  | TRUE
74 | bus_LV_3672-3_0_4_node_60 | 0.4 | n |  | TRUE
75 | bus_LV_3672-3_0_4_node_78 | 0.4 | n |  | TRUE
76 | bus_LV_3672-3_0_4_node_79 | 0.4 | n |  | TRUE
77 | bus_LV_3672-3_0_4_node_63 | 0.4 | n |  | TRUE
78 | bus_LV_3672-3_0_4_node_64 | 0.4 | n |  | TRUE
79 | bus_LV_3672-3_0_4_node_65 | 0.4 | n |  | TRUE
80 | bus_LV_3672-3_0_4_node_68 | 0.4 | n |  | TRUE
81 | bus_LV_3672-3_0_4_node_69 | 0.4 | n |  | TRUE
82 | bus_LV_3672-3_0_4_node_66 | 0.4 | n |  | TRUE
83 | bus_LV_3672-3_0_4_node_67 | 0.4 | n |  | TRUE
84 | bus_LV_3672-3_0_4_node_72 | 0.4 | n |  | TRUE
85 | bus_LV_3672-3_0_4_node_70 | 0.4 | n |  | TRUE
86 | bus_LV_3672-3_0_4_node_73 | 0.4 | n |  | TRUE
87 | bus_LV_3672-3_0_4_node_71 | 0.4 | n |  | TRUE
88 | bus_LV_3672-3_0_4_node_74 | 0.4 | n |  | TRUE
89 | bus_LV_3672-3_0_4_node_75 | 0.4 | n |  | TRUE
90 | bus_LV_3672-3_0_4_node_76 | 0.4 | n |  | TRUE
91 | bus_LV_3672-3_0_4_node_77 | 0.4 | n |  | TRUE
92 | bus_LV_3672-3_0_4_node_80 | 0.4 | n |  | TRUE
93 | bus_LV_3672-3_0_4_node_81 | 0.4 | n |  | TRUE
94 | bus_LV_3672-3_0_4_node_92 | 0.4 | n |  | TRUE
95 | bus_LV_3672-3_0_4_node_94 | 0.4 | n |  | TRUE
96 | bus_LV_3672-3_0_4_node_91 | 0.4 | n |  | TRUE
97 | bus_LV_3672-3_0_4_node_82 | 0.4 | n |  | TRUE
98 | bus_LV_3672-3_0_4_node_83 | 0.4 | n |  | TRUE
99 | bus_LV_3672-3_0_4_node_89 | 0.4 | n |  | TRUE
100 | bus_LV_3672-3_0_4_node_86 | 0.4 | n |  | TRUE
101 | bus_LV_3672-3_0_4_node_87 | 0.4 | n |  | TRUE
102 | bus_LV_3672-3_0_4_node_93 | 0.4 | n |  | TRUE
103 | bus_LV_3672-3_0_4_node_95 | 0.4 | n |  | TRUE
104 | bus_LV_3672-3_0_4_node_96 | 0.4 | n |  | TRUE
105 | bus_LV_3672-3_0_4_node_108 | 0.4 | n |  | TRUE
106 | bus_LV_3672-3_0_4_node_100 | 0.4 | n |  | TRUE
107 | bus_LV_3672-3_0_4_node_98 | 0.4 | n |  | TRUE
108 | bus_LV_3672-3_0_4_node_101 | 0.4 | n |  | TRUE
109 | bus_LV_3672-3_0_4_node_109 | 0.4 | n |  | TRUE
110 | bus_LV_3672-3_0_4_node_104 | 0.4 | n |  | TRUE
111 | bus_LV_3672-3_0_4_node_102 | 0.4 | n |  | TRUE
112 | bus_LV_3672-3_0_4_node_105 | 0.4 | n |  | TRUE
113 | bus_LV_3672-3_0_4_node_103 | 0.4 | n |  | TRUE
114 | bus_LV_3672-3_0_4_node_106 | 0.4 | n |  | TRUE
115 | bus_LV_3672-3_0_4_node_107 | 0.4 | n |  | TRUE
116 | bus_LV_3672-3_0_4_node_113 | 0.4 | n |  | TRUE
117 | bus_LV_3672-3_0_4_node_114 | 0.4 | n |  | TRUE
118 | bus_LV_3672-3_0_4_node_112 | 0.4 | n |  | TRUE
119 | bus_LV_3672-3_0_4_node_118 | 0.4 | n |  | TRUE
120 | bus_LV_3672-3_0_4_node_115 | 0.4 | n |  | TRUE
121 | bus_LV_3672-3_0_4_node_126 | 0.4 | n |  | TRUE
122 | bus_LV_3672-3_0_4_node_116 | 0.4 | n |  | TRUE
123 | bus_LV_3672-3_0_4_node_117 | 0.4 | n |  | TRUE
124 | bus_LV_3672-3_0_4_node_119 | 0.4 | n |  | TRUE
125 | bus_LV_3672-3_0_4_node_120 | 0.4 | n |  | TRUE
126 | bus_LV_3672-3_0_4_node_127 | 0.4 | n |  | TRUE
127 | bus_LV_3672-3_0_4_node_128 | 0.4 | n |  | TRUE
128 | bus_LV_3672-3_0_4_node_153 | 0.4 | n |  | TRUE
129 | bus_LV_3672-3_0_4_node_152 | 0.4 | n |  | TRUE
130 | bus_LV_3672-3_0_4_node_123 | 0.4 | n |  | TRUE
131 | bus_LV_3672-3_0_4_node_124 | 0.4 | n |  | TRUE
132 | bus_LV_3672-3_0_4_node_137 | 0.4 | n |  | TRUE
133 | bus_LV_3672-3_0_4_node_141 | 0.4 | n |  | TRUE
134 | bus_LV_3672-3_0_4_node_135 | 0.4 | n |  | TRUE
135 | bus_LV_3672-3_0_4_node_129 | 0.4 | n |  | TRUE
136 | bus_LV_3672-3_0_4_node_150 | 0.4 | n |  | TRUE
137 | bus_LV_3672-3_0_4_node_130 | 0.4 | n |  | TRUE
138 | bus_LV_3672-3_0_4_node_149 | 0.4 | n |  | TRUE
139 | bus_LV_3672-3_0_4_node_131 | 0.4 | n |  | TRUE
140 | bus_LV_3672-3_0_4_node_132 | 0.4 | n |  | TRUE
141 | bus_LV_3672-3_0_4_node_133 | 0.4 | n |  | TRUE
142 | bus_LV_3672-3_0_4_node_140 | 0.4 | n |  | TRUE
143 | bus_LV_3672-3_0_4_node_138 | 0.4 | n |  | TRUE
144 | bus_LV_3672-3_0_4_node_134 | 0.4 | n |  | TRUE
145 | bus_LV_3672-3_0_4_node_136 | 0.4 | n |  | TRUE
146 | bus_LV_3672-3_0_4_node_139 | 0.4 | n |  | TRUE
147 | bus_LV_3672-3_0_4_node_146 | 0.4 | n |  | TRUE
148 | bus_LV_3672-3_0_4_node_144 | 0.4 | n |  | TRUE
149 | bus_LV_3672-3_0_4_node_147 | 0.4 | n |  | TRUE
150 | bus_LV_3672-3_0_4_node_148 | 0.4 | n |  | TRUE
151 | bus_LV_3672-3_0_4_node_151 | 0.4 | n |  | TRUE
152 | bus_LV_3672-3_0_4_node_156 | 0.4 | n |  | TRUE
153 | bus_LV_3672-3_0_4_node_155 | 0.4 | n |  | TRUE
154 | bus_LV_3672-3_0_4_node_157 | 0.4 | n |  | TRUE
155 | bus_LV_3672-3_0_4_node_154 | 0.4 | n |  | TRUE
156 | bus_LV_3672-3_0_4_node_158 | 0.4 | n |  | TRUE
157 | bus_LV_3672-3_0_4_node_159 | 0.4 | n |  | TRUE
158 | bus_LV_3672-3_0_4_node_160 | 0.4 | n |  | TRUE
159 | bus_LV_3672-3_0_4_node_161 | 0.4 | n |  | TRUE
160 | bus_LV_3672-3_0_4_node_162 | 0.4 | n |  | TRUE
161 | bus_MV_56_1_node_137 | 20 | n |  | TRUE

## load
| name | bus | p_mw | q_mvar | const_z_percent | const_i_percent | sn_mva | scaling | in_service | type
0 | LV_3672-3_0_4_load_0 | 0 | 0.0018927 | 0.00047435 | 0 | 0 |  | 1 | TRUE | wye
1 | LV_3672-3_0_4_load_2 | 2 | 0.0011034 | 0.00027653 | 0 | 0 |  | 1 | TRUE | wye
2 | LV_3672-3_0_4_load_3 | 3 | 0.0019941 | 0.00049977 | 0 | 0 |  | 1 | TRUE | wye
3 | LV_3672-3_0_4_load_6 | 6 | 0.0020338 | 0.00050973 | 0 | 0 |  | 1 | TRUE | wye
4 | LV_3672-3_0_4_load_11 | 7 | 0.00092653 | 0.00023221 | 0 | 0 |  | 1 | TRUE | wye
5 | LV_3672-3_0_4_load_7 | 8 | 0.0020429 | 0.00051199 | 0 | 0 |  | 1 | TRUE | wye
6 | LV_3672-3_0_4_load_8 | 9 | 0.001129 | 0.00028295 | 0 | 0 |  | 1 | TRUE | wye
7 | LV_3672-3_0_4_load_9 | 10 | 0.0008176 | 0.00020491 | 0 | 0 |  | 1 | TRUE | wye
8 | LV_3672-3_0_4_load_10 | 11 | 0.0009369 | 0.00023481 | 0 | 0 |  | 1 | TRUE | wye
9 | LV_3672-3_0_4_load_145 | 13 | 0.005798 | 0.0014531 | 0 | 0 |  | 1 | TRUE | wye
10 | LV_3672-3_0_4_load_12 | 14 | 0.0026113 | 0.00065444 | 0 | 0 |  | 1 | TRUE | wye
11 | LV_3672-3_0_4_load_13 | 15 | 0.0058287 | 0.0014608 | 0 | 0 |  | 1 | TRUE | wye
12 | LV_3672-3_0_4_load_14 | 16 | 0.002127 | 0.00053306 | 0 | 0 |  | 1 | TRUE | wye
13 | LV_3672-3_0_4_load_16 | 18 | 0.0016429 | 0.00041174 | 0 | 0 |  | 1 | TRUE | wye
14 | LV_3672-3_0_4_load_18 | 19 | 0.0054823 | 0.001374 | 0 | 0 |  | 1 | TRUE | wye
15 | LV_3672-3_0_4_load_19 | 20 | 0.0050711 | 0.0012709 | 0 | 0 |  | 1 | TRUE | wye
16 | LV_3672-3_0_4_load_20 | 22 | 0.0032746 | 0.00082068 | 0 | 0 |  | 1 | TRUE | wye
17 | LV_3672-3_0_4_load_84 | 23 | 0.0008898 | 0.000223 | 0 | 0 |  | 1 | TRUE | wye
18 | LV_3672-3_0_4_load_85 | 24 | 0.000628 | 0.00015739 | 0 | 0 |  | 1 | TRUE | wye
19 | LV_3672-3_0_4_load_45 | 25 | 0.00060663 | 0.00015204 | 0 | 0 |  | 1 | TRUE | wye
20 | LV_3672-3_0_4_load_47 | 26 | 0.00023431 | 5.8724e-05 | 0 | 0 |  | 1 | TRUE | wye
21 | LV_3672-3_0_4_load_48 | 27 | 0.00035397 | 8.8713e-05 | 0 | 0 |  | 1 | TRUE | wye
22 | LV_3672-3_0_4_load_21 | 28 | 0.0015813 | 0.00039632 | 0 | 0 |  | 1 | TRUE | wye
23 | LV_3672-3_0_4_load_38 | 30 | 0.0030691 | 0.0007692 | 0 | 0 |  | 1 | TRUE | wye
24 | LV_3672-3_0_4_load_125 | 33 | 0.0030589 | 0.00076664 | 0 | 0 |  | 1 | TRUE | wye
25 | LV_3672-3_0_4_load_121 | 34 | 0.0025741 | 0.00064514 | 0 | 0 |  | 1 | TRUE | wye
26 | LV_3672-3_0_4_load_23 | 35 | 0.00057786 | 0.00014483 | 0 | 0 |  | 1 | TRUE | wye
27 | LV_3672-3_0_4_load_24 | 36 | 0.00057684 | 0.00014457 | 0 | 0 |  | 1 | TRUE | wye
28 | LV_3672-3_0_4_load_25 | 37 | 0.0010346 | 0.00025931 | 0 | 0 |  | 1 | TRUE | wye
29 | LV_3672-3_0_4_load_27 | 39 | 0.00059324 | 0.00014868 | 0 | 0 |  | 1 | TRUE | wye
30 | LV_3672-3_0_4_load_32 | 40 | 0.0014503 | 0.00036347 | 0 | 0 |  | 1 | TRUE | wye
31 | LV_3672-3_0_4_load_30 | 41 | 0.0010196 | 0.00025554 | 0 | 0 |  | 1 | TRUE | wye
32 | LV_3672-3_0_4_load_90 | 43 | 0.001106 | 0.00027718 | 0 | 0 |  | 1 | TRUE | wye
33 | LV_3672-3_0_4_load_28 | 44 | 0.001102 | 0.00027619 | 0 | 0 |  | 1 | TRUE | wye
34 | LV_3672-3_0_4_load_34 | 45 | 0.0016287 | 0.00040819 | 0 | 0 |  | 1 | TRUE | wye
35 | LV_3672-3_0_4_load_35 | 46 | 0.0014891 | 0.0003732 | 0 | 0 |  | 1 | TRUE | wye
36 | LV_3672-3_0_4_load_29 | 47 | 0.0012655 | 0.00031716 | 0 | 0 |  | 1 | TRUE | wye
37 | LV_3672-3_0_4_load_31 | 48 | 0.0030675 | 0.00076879 | 0 | 0 |  | 1 | TRUE | wye
38 | LV_3672-3_0_4_load_88 | 49 | 0.00086141 | 0.00021589 | 0 | 0 |  | 1 | TRUE | wye
39 | LV_3672-3_0_4_load_99 | 50 | 0.0010921 | 0.0002737 | 0 | 0 |  | 1 | TRUE | wye
40 | LV_3672-3_0_4_load_37 | 51 | 0.0013029 | 0.00032654 | 0 | 0 |  | 1 | TRUE | wye
41 | LV_3672-3_0_4_load_97 | 52 | 0.0011852 | 0.00029703 | 0 | 0 |  | 1 | TRUE | wye
42 | LV_3672-3_0_4_load_110 | 53 | 0.0025367 | 0.00063577 | 0 | 0 |  | 1 | TRUE | wye
43 | LV_3672-3_0_4_load_111 | 54 | 0.0013169 | 0.00033004 | 0 | 0 |  | 1 | TRUE | wye
44 | LV_3672-3_0_4_load_40 | 56 | 0.00032558 | 8.1598e-05 | 0 | 0 |  | 1 | TRUE | wye
45 | LV_3672-3_0_4_load_41 | 57 | 0.00031946 | 8.0065e-05 | 0 | 0 |  | 1 | TRUE | wye
46 | LV_3672-3_0_4_load_42 | 58 | 0.00047532 | 0.00011913 | 0 | 0 |  | 1 | TRUE | wye
47 | LV_3672-3_0_4_load_49 | 61 | 0.00061831 | 0.00015496 | 0 | 0 |  | 1 | TRUE | wye
48 | LV_3672-3_0_4_load_50 | 62 | 0.00042387 | 0.00010623 | 0 | 0 |  | 1 | TRUE | wye
49 | LV_3672-3_0_4_load_51 | 63 | 0.00042273 | 0.00010595 | 0 | 0 |  | 1 | TRUE | wye
50 | LV_3672-3_0_4_load_52 | 64 | 0.00040765 | 0.00010217 | 0 | 0 |  | 1 | TRUE | wye
51 | LV_3672-3_0_4_load_57 | 65 | 0.00067175 | 0.00016836 | 0 | 0 |  | 1 | TRUE | wye
52 | LV_3672-3_0_4_load_55 | 66 | 0.00032133 | 8.0534e-05 | 0 | 0 |  | 1 | TRUE | wye
53 | LV_3672-3_0_4_load_61 | 67 | 0.00044437 | 0.00011137 | 0 | 0 |  | 1 | TRUE | wye
54 | LV_3672-3_0_4_load_53 | 69 | 0.00045096 | 0.00011302 | 0 | 0 |  | 1 | TRUE | wye
55 | LV_3672-3_0_4_load_56 | 70 | 0.00056022 | 0.0001404 | 0 | 0 |  | 1 | TRUE | wye
56 | LV_3672-3_0_4_load_58 | 71 | 0.00027491 | 6.8898e-05 | 0 | 0 |  | 1 | TRUE | wye
57 | LV_3672-3_0_4_load_62 | 72 | 0.0016459 | 0.0004125 | 0 | 0 |  | 1 | TRUE | wye
58 | LV_3672-3_0_4_load_59 | 73 | 0.00047524 | 0.00011911 | 0 | 0 |  | 1 | TRUE | wye
59 | LV_3672-3_0_4_load_60 | 74 | 0.00045741 | 0.00011464 | 0 | 0 |  | 1 | TRUE | wye
60 | LV_3672-3_0_4_load_78 | 75 | 0.0020229 | 0.00050699 | 0 | 0 |  | 1 | TRUE | wye
61 | LV_3672-3_0_4_load_63 | 77 | 0.00039006 | 9.7759e-05 | 0 | 0 |  | 1 | TRUE | wye
62 | LV_3672-3_0_4_load_64 | 78 | 0.0024552 | 0.00061533 | 0 | 0 |  | 1 | TRUE | wye
63 | LV_3672-3_0_4_load_65 | 79 | 0.00040106 | 0.00010052 | 0 | 0 |  | 1 | TRUE | wye
64 | LV_3672-3_0_4_load_66 | 82 | 0.001115 | 0.00027945 | 0 | 0 |  | 1 | TRUE | wye
65 | LV_3672-3_0_4_load_67 | 83 | 0.0022888 | 0.00057363 | 0 | 0 |  | 1 | TRUE | wye
66 | LV_3672-3_0_4_load_72 | 84 | 0.00077621 | 0.00019454 | 0 | 0 |  | 1 | TRUE | wye
67 | LV_3672-3_0_4_load_70 | 85 | 0.00087683 | 0.00021975 | 0 | 0 |  | 1 | TRUE | wye
68 | LV_3672-3_0_4_load_73 | 86 | 0.0005828 | 0.00014606 | 0 | 0 |  | 1 | TRUE | wye
69 | LV_3672-3_0_4_load_71 | 87 | 0.00050793 | 0.0001273 | 0 | 0 |  | 1 | TRUE | wye
70 | LV_3672-3_0_4_load_74 | 88 | 0.00047636 | 0.00011939 | 0 | 0 |  | 1 | TRUE | wye
71 | LV_3672-3_0_4_load_75 | 89 | 0.001369 | 0.0003431 | 0 | 0 |  | 1 | TRUE | wye
72 | LV_3672-3_0_4_load_76 | 90 | 0.0023451 | 0.00058773 | 0 | 0 |  | 1 | TRUE | wye
73 | LV_3672-3_0_4_load_77 | 91 | 0.00084622 | 0.00021208 | 0 | 0 |  | 1 | TRUE | wye
74 | LV_3672-3_0_4_load_80 | 92 | 0.00064305 | 0.00016116 | 0 | 0 |  | 1 | TRUE | wye
75 | LV_3672-3_0_4_load_94 | 95 | 0.0011945 | 0.00029938 | 0 | 0 |  | 1 | TRUE | wye
76 | LV_3672-3_0_4_load_91 | 96 | 0.00091065 | 0.00022823 | 0 | 0 |  | 1 | TRUE | wye
77 | LV_3672-3_0_4_load_83 | 98 | 0.00093043 | 0.00023319 | 0 | 0 |  | 1 | TRUE | wye
78 | LV_3672-3_0_4_load_89 | 99 | 0.0031149 | 0.00078066 | 0 | 0 |  | 1 | TRUE | wye
79 | LV_3672-3_0_4_load_86 | 100 | 0.00077205 | 0.00019349 | 0 | 0 |  | 1 | TRUE | wye
80 | LV_3672-3_0_4_load_87 | 101 | 0.00093288 | 0.0002338 | 0 | 0 |  | 1 | TRUE | wye
81 | LV_3672-3_0_4_load_96 | 104 | 0.001723 | 0.00043182 | 0 | 0 |  | 1 | TRUE | wye
82 | LV_3672-3_0_4_load_108 | 105 | 0.00079132 | 0.00019832 | 0 | 0 |  | 1 | TRUE | wye
83 | LV_3672-3_0_4_load_98 | 107 | 0.0016544 | 0.00041463 | 0 | 0 |  | 1 | TRUE | wye
84 | LV_3672-3_0_4_load_101 | 108 | 0.0012137 | 0.00030417 | 0 | 0 |  | 1 | TRUE | wye
85 | LV_3672-3_0_4_load_109 | 109 | 0.0062559 | 0.0015679 | 0 | 0 |  | 1 | TRUE | wye
86 | LV_3672-3_0_4_load_104 | 110 | 0.00047436 | 0.00011889 | 0 | 0 |  | 1 | TRUE | wye
87 | LV_3672-3_0_4_load_102 | 111 | 0.00068355 | 0.00017131 | 0 | 0 |  | 1 | TRUE | wye
88 | LV_3672-3_0_4_load_105 | 112 | 0.001038 | 0.00026015 | 0 | 0 |  | 1 | TRUE | wye
89 | LV_3672-3_0_4_load_103 | 113 | 0.0050091 | 0.0012554 | 0 | 0 |  | 1 | TRUE | wye
90 | LV_3672-3_0_4_load_106 | 114 | 0.0011648 | 0.00029193 | 0 | 0 |  | 1 | TRUE | wye
91 | LV_3672-3_0_4_load_107 | 115 | 0.00066479 | 0.00016661 | 0 | 0 |  | 1 | TRUE | wye
92 | LV_3672-3_0_4_load_112 | 118 | 0.0017369 | 0.00043532 | 0 | 0 |  | 1 | TRUE | wye
93 | LV_3672-3_0_4_load_118 | 119 | 0.0019694 | 0.00049357 | 0 | 0 |  | 1 | TRUE | wye
94 | LV_3672-3_0_4_load_115 | 120 | 0.0010462 | 0.00026221 | 0 | 0 |  | 1 | TRUE | wye
95 | LV_3672-3_0_4_load_116 | 122 | 0.00096304 | 0.00024136 | 0 | 0 |  | 1 | TRUE | wye
96 | LV_3672-3_0_4_load_117 | 123 | 0.0014696 | 0.0003683 | 0 | 0 |  | 1 | TRUE | wye
97 | LV_3672-3_0_4_load_119 | 124 | 0.00073032 | 0.00018304 | 0 | 0 |  | 1 | TRUE | wye
98 | LV_3672-3_0_4_load_120 | 125 | 0.00083409 | 0.00020904 | 0 | 0 |  | 1 | TRUE | wye
99 | LV_3672-3_0_4_load_127 | 126 | 0.0016234 | 0.00040685 | 0 | 0 |  | 1 | TRUE | wye
100 | LV_3672-3_0_4_load_128 | 127 | 0.0013409 | 0.00033605 | 0 | 0 |  | 1 | TRUE | wye
101 | LV_3672-3_0_4_load_153 | 128 | 0.0014278 | 0.00035785 | 0 | 0 |  | 1 | TRUE | wye
102 | LV_3672-3_0_4_load_152 | 129 | 0.001265 | 0.00031705 | 0 | 0 |  | 1 | TRUE | wye
103 | LV_3672-3_0_4_load_123 | 130 | 0.0012447 | 0.00031194 | 0 | 0 |  | 1 | TRUE | wye
104 | LV_3672-3_0_4_load_124 | 131 | 0.012565 | 0.003149 | 0 | 0 |  | 1 | TRUE | wye
105 | LV_3672-3_0_4_load_137 | 132 | 0.0015971 | 0.00040027 | 0 | 0 |  | 1 | TRUE | wye
106 | LV_3672-3_0_4_load_141 | 133 | 0.024807 | 0.0062173 | 0 | 0 |  | 1 | TRUE | wye
107 | LV_3672-3_0_4_load_135 | 134 | 0.013995 | 0.0035074 | 0 | 0 |  | 1 | TRUE | wye
108 | LV_3672-3_0_4_load_129 | 135 | 0.0015643 | 0.00039205 | 0 | 0 |  | 1 | TRUE | wye
109 | LV_3672-3_0_4_load_130 | 137 | 0.0015785 | 0.0003956 | 0 | 0 |  | 1 | TRUE | wye
110 | LV_3672-3_0_4_load_132 | 140 | 0.0011003 | 0.00027575 | 0 | 0 |  | 1 | TRUE | wye
111 | LV_3672-3_0_4_load_133 | 141 | 0.0024555 | 0.0006154 | 0 | 0 |  | 1 | TRUE | wye
112 | LV_3672-3_0_4_load_140 | 142 | 0.0020334 | 0.00050962 | 0 | 0 |  | 1 | TRUE | wye
113 | LV_3672-3_0_4_load_138 | 143 | 0.0015442 | 0.00038702 | 0 | 0 |  | 1 | TRUE | wye
114 | LV_3672-3_0_4_load_134 | 144 | 0.0018899 | 0.00047366 | 0 | 0 |  | 1 | TRUE | wye
115 | LV_3672-3_0_4_load_139 | 146 | 0.0020219 | 0.00050674 | 0 | 0 |  | 1 | TRUE | wye
116 | LV_3672-3_0_4_load_146 | 147 | 0.00077574 | 0.00019442 | 0 | 0 |  | 1 | TRUE | wye
117 | LV_3672-3_0_4_load_144 | 148 | 0.010471 | 0.0026243 | 0 | 0 |  | 1 | TRUE | wye
118 | LV_3672-3_0_4_load_147 | 149 | 0.00068231 | 0.000171 | 0 | 0 |  | 1 | TRUE | wye
119 | LV_3672-3_0_4_load_148 | 150 | 0.00069807 | 0.00017495 | 0 | 0 |  | 1 | TRUE | wye
120 | LV_3672-3_0_4_load_156 | 152 | 0.00059052 | 0.000148 | 0 | 0 |  | 1 | TRUE | wye
121 | LV_3672-3_0_4_load_155 | 153 | 0.00079006 | 0.00019801 | 0 | 0 |  | 1 | TRUE | wye
122 | LV_3672-3_0_4_load_157 | 154 | 0.00051769 | 0.00012975 | 0 | 0 |  | 1 | TRUE | wye
123 | LV_3672-3_0_4_load_154 | 155 | 0.002288 | 0.00057343 | 0 | 0 |  | 1 | TRUE | wye
124 | LV_3672-3_0_4_load_158 | 156 | 0.0010695 | 0.00026805 | 0 | 0 |  | 1 | TRUE | wye
125 | LV_3672-3_0_4_load_159 | 157 | 0.0009462 | 0.00023714 | 0 | 0 |  | 1 | TRUE | wye
126 | LV_3672-3_0_4_load_160 | 158 | 0.00079617 | 0.00019954 | 0 | 0 |  | 1 | TRUE | wye
127 | LV_3672-3_0_4_load_161 | 159 | 0.00036676 | 9.192e-05 | 0 | 0 |  | 1 | TRUE | wye
128 | LV_3672-3_0_4_load_162 | 160 | 0.00057 | 0.00014286 | 0 | 0 |  | 1 | TRUE | wye

## ext_grid
| name | bus | vm_pu | va_degree | slack_weight | in_service
0 |  | 112 | 1 | 0 | 1 | TRUE

## line
| name | std_type | from_bus | to_bus | length_km | r_ohm_per_km | x_ohm_per_km | c_nf_per_km | g_us_per_km | max_i_ka | df | parallel | type | in_service
0 | LV_3672-3_0_4_line_0 | NAYY 4x150 SE | 0 | 1 | 0.0072691 | 0.208 | 0.08 | 261 | 0 | 0.27 | 1 | 1 | cs | TRUE
1 | LV_3672-3_0_4_line_1 | NAYY 4x150 SE | 1 | 2 | 0.031736 | 0.208 | 0.08 | 261 | 0 | 0.27 | 1 | 1 | cs | TRUE
2 | LV_3672-3_0_4_line_2 | NAYY 4x150 SE | 2 | 3 | 0.023627 | 0.208 | 0.08 | 261 | 0 | 0.27 | 1 | 1 | cs | TRUE
3 | LV_3672-3_0_4_line_3 | NAYY 4x150 SE | 3 | 4 | 0.1055 | 0.208 | 0.08 | 261 | 0 | 0.27 | 1 | 1 | cs | TRUE
4 | LV_3672-3_0_4_line_4 | NAYY 4x150 SE | 4 | 5 | 0.070772 | 0.208 | 0.08 | 261 | 0 | 0.27 | 1 | 1 | cs | TRUE
5 | LV_3672-3_0_4_line_5 | NAYY 4x150 SE | 4 | 6 | 0.13862 | 0.208 | 0.08 | 261 | 0 | 0.27 | 1 | 1 | cs | TRUE
6 | LV_3672-3_0_4_line_6 | NAYY 4x150 SE | 5 | 7 | 0.086037 | 0.208 | 0.08 | 261 | 0 | 0.27 | 1 | 1 | cs | TRUE
7 | LV_3672-3_0_4_line_7 | NAYY 4x150 SE | 6 | 8 | 0.01278 | 0.208 | 0.08 | 261 | 0 | 0.27 | 1 | 1 | cs | TRUE
8 | LV_3672-3_0_4_line_8 | NAYY 4x150 SE | 7 | 9 | 0.76407 | 0.208 | 0.08 | 261 | 0 | 0.27 | 1 | 2 | cs | TRUE
9 | LV_3672-3_0_4_line_9 | NAYY 4x150 SE | 9 | 10 | 0.18581 | 0.208 | 0.08 | 261 | 0 | 0.27 | 1 | 2 | cs | TRUE
10 | LV_3672-3_0_4_line_10 | NAYY 4x150 SE | 10 | 11 | 0.020563 | 0.208 | 0.08 | 261 | 0 | 0.27 | 1 | 2 | cs | TRUE
11 | LV_3672-3_0_4_line_11 | NAYY 4x150 SE | 11 | 12 | 0.76481 | 0.208 | 0.08 | 261 | 0 | 0.27 | 1 | 2 | cs | TRUE
12 | LV_3672-3_0_4_line_12 | NAYY 4x150 SE | 12 | 13 | 0.021145 | 0.208 | 0.08 | 261 | 0 | 0.27 | 1 | 2 | cs | TRUE
13 | LV_3672-3_0_4_line_13 | NAYY 4x150 SE | 13 | 148 | 0.0036598 | 0.208 | 0.08 | 261 | 0 | 0.27 | 1 | 2 | cs | TRUE
14 | LV_3672-3_0_4_line_14 | NAYY 4x150 SE | 14 | 15 | 0.025773 | 0.208 | 0.08 | 261 | 0 | 0.27 | 1 | 1 | cs | TRUE
15 | LV_3672-3_0_4_line_15 | NAYY 4x150 SE | 14 | 16 | 0.0070373 | 0.208 | 0.08 | 261 | 0 | 0.27 | 1 | 1 | cs | TRUE
16 | LV_3672-3_0_4_line_16 | NAYY 4x150 SE | 15 | 17 | 0.034063 | 0.208 | 0.08 | 261 | 0 | 0.27 | 1 | 1 | cs | TRUE
17 | LV_3672-3_0_4_line_17 | NAYY 4x150 SE | 16 | 18 | 0.013611 | 0.208 | 0.08 | 261 | 0 | 0.27 | 1 | 1 | cs | TRUE
18 | LV_3672-3_0_4_line_18 | NAYY 4x150 SE | 17 | 19 | 0.043921 | 0.208 | 0.08 | 261 | 0 | 0.27 | 1 | 1 | cs | TRUE
19 | LV_3672-3_0_4_line_19 | NAYY 4x150 SE | 18 | 20 | 0.043174 | 0.208 | 0.08 | 261 | 0 | 0.27 | 1 | 1 | cs | TRUE
20 | LV_3672-3_0_4_line_20 | NAYY 4x150 SE | 19 | 21 | 0.19779 | 0.208 | 0.08 | 261 | 0 | 0.27 | 1 | 1 | cs | TRUE
21 | LV_3672-3_0_4_line_21 | NAYY 4x150 SE | 20 | 22 | 0.014719 | 0.208 | 0.08 | 261 | 0 | 0.27 | 1 | 1 | cs | TRUE
22 | LV_3672-3_0_4_line_22 | NAYY 4x150 SE | 21 | 26 | 0.038071 | 0.208 | 0.08 | 261 | 0 | 0.27 | 1 | 1 | cs | TRUE
23 | LV_3672-3_0_4_line_23 | NAYY 4x150 SE | 21 | 25 | 0.030218 | 0.208 | 0.08 | 261 | 0 | 0.27 | 1 | 1 | cs | TRUE
24 | LV_3672-3_0_4_line_24 | NAYY 4x150 SE | 22 | 28 | 0.05142 | 0.208 | 0.08 | 261 | 0 | 0.27 | 1 | 1 | cs | TRUE
25 | LV_3672-3_0_4_line_25 | NAYY 4x150 SE | 23 | 24 | 0.0070232 | 0.208 | 0.08 | 261 | 0 | 0.27 | 1 | 1 | cs | TRUE
26 | LV_3672-3_0_4_line_26 | NAYY 4x150 SE | 24 | 97 | 0.031639 | 0.208 | 0.08 | 261 | 0 | 0.27 | 1 | 1 | cs | TRUE
27 | LV_3672-3_0_4_line_27 | NAYY 4x150 SE | 26 | 27 | 0.14299 | 0.208 | 0.08 | 261 | 0 | 0.27 | 1 | 1 | cs | TRUE
28 | LV_3672-3_0_4_line_28 | NAYY 4x150 SE | 27 | 61 | 0.0076187 | 0.208 | 0.08 | 261 | 0 | 0.27 | 1 | 1 | cs | TRUE
29 | LV_3672-3_0_4_line_29 | NAYY 4x150 SE | 28 | 29 | 0.07181 | 0.208 | 0.08 | 261 | 0 | 0.27 | 1 | 1 | cs | TRUE
30 | LV_3672-3_0_4_line_30 | NAYY 4x150 SE | 29 | 30 | 0.002294 | 0.208 | 0.08 | 261 | 0 | 0.27 | 1 | 1 | cs | TRUE
31 | LV_3672-3_0_4_line_31 | NAYY 4x150 SE | 30 | 31 | 0.038226 | 0.208 | 0.08 | 261 | 0 | 0.27 | 1 | 1 | cs | TRUE
32 | LV_3672-3_0_4_line_32 | NAYY 4x150 SE | 31 | 51 | 0.0087112 | 0.208 | 0.08 | 261 | 0 | 0.27 | 1 | 1 | cs | TRUE
33 | LV_3672-3_0_4_line_33 | NAYY 4x150 SE | 31 | 45 | 0.020235 | 0.208 | 0.08 | 261 | 0 | 0.27 | 1 | 1 | cs | TRUE
34 | LV_3672-3_0_4_line_34 | NAYY 4x150 SE | 32 | 33 | 0.003063 | 0.208 | 0.08 | 261 | 0 | 0.27 | 1 | 1 | cs | TRUE
35 | LV_3672-3_0_4_line_35 | NAYY 4x150 SE | 32 | 34 | 0.0058027 | 0.208 | 0.08 | 261 | 0 | 0.27 | 1 | 1 | cs | TRUE
36 | LV_3672-3_0_4_line_36 | NAYY 4x150 SE | 34 | 55 | 0.0083563 | 0.208 | 0.08 | 261 | 0 | 0.27 | 1 | 1 | cs | TRUE
37 | LV_3672-3_0_4_line_37 | NAYY 4x150 SE | 35 | 36 | 0.0095121 | 0.208 | 0.08 | 261 | 0 | 0.27 | 1 | 1 | cs | TRUE
38 | LV_3672-3_0_4_line_38 | NAYY 4x150 SE | 35 | 37 | 0.0086472 | 0.208 | 0.08 | 261 | 0 | 0.27 | 1 | 1 | cs | TRUE
39 | LV_3672-3_0_4_line_39 | NAYY 4x150 SE | 36 | 38 | 0.022355 | 0.208 | 0.08 | 261 | 0 | 0.27 | 1 | 1 | cs | TRUE
40 | LV_3672-3_0_4_line_40 | NAYY 4x150 SE | 37 | 39 | 0.0040811 | 0.208 | 0.08 | 261 | 0 | 0.27 | 1 | 1 | cs | TRUE
41 | LV_3672-3_0_4_line_41 | NAYY 4x150 SE | 38 | 40 | 0.0018479 | 0.208 | 0.08 | 261 | 0 | 0.27 | 1 | 1 | cs | TRUE
42 | LV_3672-3_0_4_line_42 | NAYY 4x150 SE | 38 | 41 | 0.019385 | 0.208 | 0.08 | 261 | 0 | 0.27 | 1 | 1 | cs | TRUE
43 | LV_3672-3_0_4_line_43 | NAYY 4x150 SE | 39 | 42 | 0.012315 | 0.208 | 0.08 | 261 | 0 | 0.27 | 1 | 1 | cs | TRUE
44 | LV_3672-3_0_4_line_44 | NAYY 4x150 SE | 40 | 43 | 0.014417 | 0.208 | 0.08 | 261 | 0 | 0.27 | 1 | 1 | cs | TRUE
45 | LV_3672-3_0_4_line_45 | NAYY 4x150 SE | 41 | 44 | 0.0059889 | 0.208 | 0.08 | 261 | 0 | 0.27 | 1 | 1 | cs | TRUE
46 | LV_3672-3_0_4_line_46 | NAYY 4x150 SE | 42 | 45 | 0.0014153 | 0.208 | 0.08 | 261 | 0 | 0.27 | 1 | 1 | cs | TRUE
47 | LV_3672-3_0_4_line_47 | NAYY 4x150 SE | 42 | 46 | 0.010332 | 0.208 | 0.08 | 261 | 0 | 0.27 | 1 | 1 | cs | TRUE
48 | LV_3672-3_0_4_line_48 | NAYY 4x150 SE | 43 | 49 | 0.020241 | 0.208 | 0.08 | 261 | 0 | 0.27 | 1 | 1 | cs | TRUE
49 | LV_3672-3_0_4_line_49 | NAYY 4x150 SE | 44 | 47 | 0.011528 | 0.208 | 0.08 | 261 | 0 | 0.27 | 1 | 1 | cs | TRUE
50 | LV_3672-3_0_4_line_50 | NAYY 4x150 SE | 46 | 50 | 0.0098562 | 0.208 | 0.08 | 261 | 0 | 0.27 | 1 | 1 | cs | TRUE
51 | LV_3672-3_0_4_line_51 | NAYY 4x150 SE | 47 | 48 | 0.010723 | 0.208 | 0.08 | 261 | 0 | 0.27 | 1 | 1 | cs | TRUE
52 | LV_3672-3_0_4_line_52 | NAYY 4x150 SE | 49 | 101 | 0.0039887 | 0.208 | 0.08 | 261 | 0 | 0.27 | 1 | 1 | cs | TRUE
53 | LV_3672-3_0_4_line_53 | NAYY 4x150 SE | 50 | 52 | 0.0092732 | 0.208 | 0.08 | 261 | 0 | 0.27 | 1 | 1 | cs | TRUE
54 | LV_3672-3_0_4_line_54 | NAYY 4x150 SE | 52 | 107 | 0.010351 | 0.208 | 0.08 | 261 | 0 | 0.27 | 1 | 1 | cs | TRUE
55 | LV_3672-3_0_4_line_55 | NAYY 4x150 SE | 53 | 54 | 0.0031782 | 0.208 | 0.08 | 261 | 0 | 0.27 | 1 | 1 | cs | TRUE
56 | LV_3672-3_0_4_line_56 | NAYY 4x150 SE | 54 | 118 | 0.025321 | 0.208 | 0.08 | 261 | 0 | 0.27 | 1 | 1 | cs | TRUE
57 | LV_3672-3_0_4_line_57 | NAYY 4x150 SE | 55 | 130 | 0.010886 | 0.208 | 0.08 | 261 | 0 | 0.27 | 1 | 1 | cs | TRUE
58 | LV_3672-3_0_4_line_58 | NAYY 4x150 SE | 55 | 131 | 0.0218 | 0.208 | 0.08 | 261 | 0 | 0.27 | 1 | 1 | cs | TRUE
59 | LV_3672-3_0_4_line_59 | NAYY 4x150 SE | 56 | 57 | 0.0042222 | 0.208 | 0.08 | 261 | 0 | 0.27 | 1 | 1 | cs | TRUE
60 | LV_3672-3_0_4_line_60 | NAYY 4x150 SE | 57 | 58 | 0.024156 | 0.208 | 0.08 | 261 | 0 | 0.27 | 1 | 1 | cs | TRUE
61 | LV_3672-3_0_4_line_61 | NAYY 4x150 SE | 58 | 59 | 0.065729 | 0.208 | 0.08 | 261 | 0 | 0.27 | 1 | 1 | cs | TRUE
62 | LV_3672-3_0_4_line_62 | NAYY 4x150 SE | 59 | 60 | 0.047046 | 0.208 | 0.08 | 261 | 0 | 0.27 | 1 | 1 | cs | TRUE
63 | LV_3672-3_0_4_line_63 | NAYY 4x150 SE | 60 | 65 | 0.046131 | 0.208 | 0.08 | 261 | 0 | 0.27 | 1 | 1 | cs | TRUE
64 | LV_3672-3_0_4_line_64 | NAYY 4x150 SE | 60 | 66 | 0.031819 | 0.208 | 0.08 | 261 | 0 | 0.27 | 1 | 1 | cs | TRUE
65 | LV_3672-3_0_4_line_65 | NAYY 4x150 SE | 61 | 62 | 0.0069172 | 0.208 | 0.08 | 261 | 0 | 0.27 | 1 | 1 | cs | TRUE
66 | LV_3672-3_0_4_line_66 | NAYY 4x150 SE | 62 | 63 | 0.02127 | 0.208 | 0.08 | 261 | 0 | 0.27 | 1 | 1 | cs | TRUE
67 | LV_3672-3_0_4_line_67 | NAYY 4x150 SE | 63 | 64 | 0.0041203 | 0.208 | 0.08 | 261 | 0 | 0.27 | 1 | 1 | cs | TRUE
68 | LV_3672-3_0_4_line_68 | NAYY 4x150 SE | 65 | 67 | 0.00072135 | 0.208 | 0.08 | 261 | 0 | 0.27 | 1 | 1 | cs | TRUE
69 | LV_3672-3_0_4_line_69 | NAYY 4x150 SE | 66 | 68 | 0.0062438 | 0.208 | 0.08 | 261 | 0 | 0.27 | 1 | 1 | cs | TRUE
70 | LV_3672-3_0_4_line_70 | NAYY 4x150 SE | 67 | 72 | 0.031014 | 0.208 | 0.08 | 261 | 0 | 0.27 | 1 | 1 | cs | TRUE
71 | LV_3672-3_0_4_line_71 | NAYY 4x150 SE | 68 | 70 | 0.055485 | 0.208 | 0.08 | 261 | 0 | 0.27 | 1 | 1 | cs | TRUE
72 | LV_3672-3_0_4_line_72 | NAYY 4x150 SE | 68 | 69 | 0.034111 | 0.208 | 0.08 | 261 | 0 | 0.27 | 1 | 1 | cs | TRUE
73 | LV_3672-3_0_4_line_73 | NAYY 4x150 SE | 70 | 71 | 0.015028 | 0.208 | 0.08 | 261 | 0 | 0.27 | 1 | 1 | cs | TRUE
74 | LV_3672-3_0_4_line_74 | NAYY 4x150 SE | 72 | 77 | 0.0047394 | 0.208 | 0.08 | 261 | 0 | 0.27 | 1 | 1 | cs | TRUE
75 | LV_3672-3_0_4_line_75 | NAYY 4x150 SE | 73 | 74 | 0.042632 | 0.208 | 0.08 | 261 | 0 | 0.27 | 1 | 1 | cs | TRUE
76 | LV_3672-3_0_4_line_76 | NAYY 4x150 SE | 74 | 75 | 0.03908 | 0.208 | 0.08 | 261 | 0 | 0.27 | 1 | 1 | cs | TRUE
77 | LV_3672-3_0_4_line_77 | NAYY 4x150 SE | 75 | 76 | 0.033559 | 0.208 | 0.08 | 261 | 0 | 0.27 | 1 | 1 | cs | TRUE
78 | LV_3672-3_0_4_line_78 | NAYY 4x150 SE | 76 | 94 | 0.062457 | 0.208 | 0.08 | 261 | 0 | 0.27 | 1 | 1 | cs | TRUE
79 | LV_3672-3_0_4_line_79 | NAYY 4x150 SE | 77 | 78 | 0.0038554 | 0.208 | 0.08 | 261 | 0 | 0.27 | 1 | 1 | cs | TRUE
80 | LV_3672-3_0_4_line_80 | NAYY 4x150 SE | 78 | 79 | 0.012214 | 0.208 | 0.08 | 261 | 0 | 0.27 | 1 | 1 | cs | TRUE
81 | LV_3672-3_0_4_line_81 | NAYY 4x150 SE | 79 | 80 | 0.0098284 | 0.208 | 0.08 | 261 | 0 | 0.27 | 1 | 1 | cs | TRUE
82 | LV_3672-3_0_4_line_82 | NAYY 4x150 SE | 80 | 81 | 0.039129 | 0.208 | 0.08 | 261 | 0 | 0.27 | 1 | 1 | cs | TRUE
83 | LV_3672-3_0_4_line_83 | NAYY 4x150 SE | 80 | 82 | 0.01438 | 0.208 | 0.08 | 261 | 0 | 0.27 | 1 | 1 | cs | TRUE
84 | LV_3672-3_0_4_line_84 | NAYY 4x150 SE | 81 | 84 | 0.013826 | 0.208 | 0.08 | 261 | 0 | 0.27 | 1 | 1 | cs | TRUE
85 | LV_3672-3_0_4_line_85 | NAYY 4x150 SE | 81 | 85 | 0.014789 | 0.208 | 0.08 | 261 | 0 | 0.27 | 1 | 1 | cs | TRUE
86 | LV_3672-3_0_4_line_86 | NAYY 4x150 SE | 82 | 83 | 0.086182 | 0.208 | 0.08 | 261 | 0 | 0.27 | 1 | 1 | cs | TRUE
87 | LV_3672-3_0_4_line_87 | NAYY 4x150 SE | 84 | 86 | 0.031113 | 0.208 | 0.08 | 261 | 0 | 0.27 | 1 | 1 | cs | TRUE
88 | LV_3672-3_0_4_line_88 | NAYY 4x150 SE | 85 | 87 | 0.028551 | 0.208 | 0.08 | 261 | 0 | 0.27 | 1 | 1 | cs | TRUE
89 | LV_3672-3_0_4_line_89 | NAYY 4x150 SE | 86 | 88 | 0.0082836 | 0.208 | 0.08 | 261 | 0 | 0.27 | 1 | 1 | cs | TRUE
90 | LV_3672-3_0_4_line_90 | NAYY 4x150 SE | 88 | 89 | 0.016196 | 0.208 | 0.08 | 261 | 0 | 0.27 | 1 | 1 | cs | TRUE
91 | LV_3672-3_0_4_line_91 | NAYY 4x150 SE | 89 | 90 | 0.024204 | 0.208 | 0.08 | 261 | 0 | 0.27 | 1 | 1 | cs | TRUE
92 | LV_3672-3_0_4_line_92 | NAYY 4x150 SE | 90 | 91 | 0.013242 | 0.208 | 0.08 | 261 | 0 | 0.27 | 1 | 1 | cs | TRUE
93 | LV_3672-3_0_4_line_93 | NAYY 4x150 SE | 91 | 92 | 0.014168 | 0.208 | 0.08 | 261 | 0 | 0.27 | 1 | 1 | cs | TRUE
94 | LV_3672-3_0_4_line_94 | NAYY 4x150 SE | 92 | 93 | 0.0041402 | 0.208 | 0.08 | 261 | 0 | 0.27 | 1 | 1 | cs | TRUE
95 | LV_3672-3_0_4_line_95 | NAYY 4x150 SE | 93 | 97 | 0.036221 | 0.208 | 0.08 | 261 | 0 | 0.27 | 1 | 1 | cs | TRUE
96 | LV_3672-3_0_4_line_96 | NAYY 4x150 SE | 93 | 98 | 0.011957 | 0.208 | 0.08 | 261 | 0 | 0.27 | 1 | 1 | cs | TRUE
97 | LV_3672-3_0_4_line_97 | NAYY 4x150 SE | 94 | 95 | 0.041999 | 0.208 | 0.08 | 261 | 0 | 0.27 | 1 | 1 | cs | TRUE
98 | LV_3672-3_0_4_line_98 | NAYY 4x150 SE | 94 | 96 | 0.022764 | 0.208 | 0.08 | 261 | 0 | 0.27 | 1 | 1 | cs | TRUE
99 | LV_3672-3_0_4_line_99 | NAYY 4x150 SE | 95 | 105 | 0.0076232 | 0.208 | 0.08 | 261 | 0 | 0.27 | 1 | 1 | cs | TRUE
100 | LV_3672-3_0_4_line_100 | NAYY 4x150 SE | 96 | 102 | 0.0043442 | 0.208 | 0.08 | 261 | 0 | 0.27 | 1 | 1 | cs | TRUE
101 | LV_3672-3_0_4_line_101 | NAYY 4x150 SE | 97 | 99 | 0.029387 | 0.208 | 0.08 | 261 | 0 | 0.27 | 1 | 1 | cs | TRUE
102 | LV_3672-3_0_4_line_102 | NAYY 4x150 SE | 98 | 100 | 0.022225 | 0.208 | 0.08 | 261 | 0 | 0.27 | 1 | 1 | cs | TRUE
103 | LV_3672-3_0_4_line_103 | NAYY 4x150 SE | 100 | 101 | 0.014993 | 0.208 | 0.08 | 261 | 0 | 0.27 | 1 | 1 | cs | TRUE
104 | LV_3672-3_0_4_line_104 | NAYY 4x150 SE | 102 | 103 | 0.007295 | 0.208 | 0.08 | 261 | 0 | 0.27 | 1 | 1 | cs | TRUE
105 | LV_3672-3_0_4_line_105 | NAYY 4x150 SE | 102 | 104 | 0.036287 | 0.208 | 0.08 | 261 | 0 | 0.27 | 1 | 1 | cs | TRUE
106 | LV_3672-3_0_4_line_106 | NAYY 4x150 SE | 103 | 106 | 0.003343 | 0.208 | 0.08 | 261 | 0 | 0.27 | 1 | 1 | cs | TRUE
107 | LV_3672-3_0_4_line_107 | NAYY 4x150 SE | 103 | 107 | 0.010406 | 0.208 | 0.08 | 261 | 0 | 0.27 | 1 | 1 | cs | TRUE
108 | LV_3672-3_0_4_line_108 | NAYY 4x150 SE | 104 | 108 | 0.010431 | 0.208 | 0.08 | 261 | 0 | 0.27 | 1 | 1 | cs | TRUE
109 | LV_3672-3_0_4_line_109 | NAYY 4x150 SE | 105 | 109 | 0.015762 | 0.208 | 0.08 | 261 | 0 | 0.27 | 1 | 1 | cs | TRUE
110 | LV_3672-3_0_4_line_110 | NAYY 4x150 SE | 106 | 110 | 0.010394 | 0.208 | 0.08 | 261 | 0 | 0.27 | 1 | 1 | cs | TRUE
111 | LV_3672-3_0_4_line_111 | NAYY 4x150 SE | 106 | 111 | 0.023582 | 0.208 | 0.08 | 261 | 0 | 0.27 | 1 | 1 | cs | TRUE
112 | LV_3672-3_0_4_line_112 | NAYY 4x150 SE | 110 | 112 | 0.020076 | 0.208 | 0.08 | 261 | 0 | 0.27 | 1 | 2 | cs | TRUE
113 | LV_3672-3_0_4_line_113 | NAYY 4x150 SE | 111 | 113 | 0.056157 | 0.208 | 0.08 | 261 | 0 | 0.27 | 1 | 1 | cs | TRUE
114 | LV_3672-3_0_4_line_114 | NAYY 4x150 SE | 112 | 114 | 0.023731 | 0.208 | 0.08 | 261 | 0 | 0.27 | 1 | 2 | cs | TRUE
115 | LV_3672-3_0_4_line_115 | NAYY 4x150 SE | 114 | 115 | 0.0017088 | 0.208 | 0.08 | 261 | 0 | 0.27 | 1 | 2 | cs | TRUE
116 | LV_3672-3_0_4_line_116 | NAYY 4x150 SE | 115 | 116 | 0.01894 | 0.208 | 0.08 | 261 | 0 | 0.27 | 1 | 2 | cs | TRUE
117 | LV_3672-3_0_4_line_117 | NAYY 4x150 SE | 116 | 117 | 0.005129 | 0.208 | 0.08 | 261 | 0 | 0.27 | 1 | 2 | cs | TRUE
118 | LV_3672-3_0_4_line_118 | NAYY 4x150 SE | 116 | 118 | 0.010039 | 0.208 | 0.08 | 261 | 0 | 0.27 | 1 | 1 | cs | TRUE
119 | LV_3672-3_0_4_line_119 | NAYY 4x150 SE | 117 | 119 | 0.017534 | 0.208 | 0.08 | 261 | 0 | 0.27 | 1 | 2 | cs | TRUE
120 | LV_3672-3_0_4_line_120 | NAYY 4x150 SE | 117 | 120 | 0.005357 | 0.208 | 0.08 | 261 | 0 | 0.27 | 1 | 1 | cs | TRUE
121 | LV_3672-3_0_4_line_121 | NAYY 4x150 SE | 119 | 121 | 0.010934 | 0.208 | 0.08 | 261 | 0 | 0.27 | 1 | 2 | cs | TRUE
122 | LV_3672-3_0_4_line_122 | NAYY 4x150 SE | 120 | 122 | 0.0083345 | 0.208 | 0.08 | 261 | 0 | 0.27 | 1 | 1 | cs | TRUE
123 | LV_3672-3_0_4_line_123 | NAYY 4x150 SE | 121 | 126 | 0.0052519 | 0.208 | 0.08 | 261 | 0 | 0.27 | 1 | 2 | cs | TRUE
124 | LV_3672-3_0_4_line_124 | NAYY 4x150 SE | 121 | 127 | 0.021419 | 0.208 | 0.08 | 261 | 0 | 0.27 | 1 | 1 | cs | TRUE
125 | LV_3672-3_0_4_line_125 | NAYY 4x150 SE | 122 | 123 | 0.0014238 | 0.208 | 0.08 | 261 | 0 | 0.27 | 1 | 1 | cs | TRUE
126 | LV_3672-3_0_4_line_126 | NAYY 4x150 SE | 123 | 124 | 0.0095688 | 0.208 | 0.08 | 261 | 0 | 0.27 | 1 | 1 | cs | TRUE
127 | LV_3672-3_0_4_line_127 | NAYY 4x150 SE | 124 | 125 | 0.00045182 | 0.208 | 0.08 | 261 | 0 | 0.27 | 1 | 1 | cs | TRUE
128 | LV_3672-3_0_4_line_128 | NAYY 4x150 SE | 125 | 128 | 0.0010996 | 0.208 | 0.08 | 261 | 0 | 0.27 | 1 | 1 | cs | TRUE
129 | LV_3672-3_0_4_line_129 | NAYY 4x150 SE | 126 | 135 | 0.011488 | 0.208 | 0.08 | 261 | 0 | 0.27 | 1 | 2 | cs | TRUE
130 | LV_3672-3_0_4_line_130 | NAYY 4x150 SE | 127 | 136 | 0.012417 | 0.208 | 0.08 | 261 | 0 | 0.27 | 1 | 1 | cs | TRUE
131 | LV_3672-3_0_4_line_131 | NAYY 4x150 SE | 128 | 129 | 0.0055941 | 0.208 | 0.08 | 261 | 0 | 0.27 | 1 | 1 | cs | TRUE
132 | LV_3672-3_0_4_line_132 | NAYY 4x150 SE | 129 | 155 | 0.0079158 | 0.208 | 0.08 | 261 | 0 | 0.27 | 1 | 1 | cs | TRUE
133 | LV_3672-3_0_4_line_133 | NAYY 4x150 SE | 130 | 132 | 0.0015516 | 0.208 | 0.08 | 261 | 0 | 0.27 | 1 | 1 | cs | TRUE
134 | LV_3672-3_0_4_line_134 | NAYY 4x150 SE | 131 | 133 | 0.0048939 | 0.208 | 0.08 | 261 | 0 | 0.27 | 1 | 1 | cs | TRUE
135 | LV_3672-3_0_4_line_135 | NAYY 4x150 SE | 132 | 134 | 0.0023754 | 0.208 | 0.08 | 261 | 0 | 0.27 | 1 | 1 | cs | TRUE
136 | LV_3672-3_0_4_line_136 | NAYY 4x150 SE | 134 | 144 | 0.0098601 | 0.208 | 0.08 | 261 | 0 | 0.27 | 1 | 1 | cs | TRUE
137 | LV_3672-3_0_4_line_137 | NAYY 4x150 SE | 135 | 137 | 0.0011973 | 0.208 | 0.08 | 261 | 0 | 0.27 | 1 | 2 | cs | TRUE
138 | LV_3672-3_0_4_line_138 | NAYY 4x150 SE | 136 | 138 | 0.011613 | 0.208 | 0.08 | 261 | 0 | 0.27 | 1 | 1 | cs | TRUE
139 | LV_3672-3_0_4_line_139 | NAYY 4x150 SE | 137 | 139 | 0.004052 | 0.208 | 0.08 | 261 | 0 | 0.27 | 1 | 2 | cs | TRUE
140 | LV_3672-3_0_4_line_140 | NAYY 4x150 SE | 138 | 149 | 0.042712 | 0.208 | 0.08 | 261 | 0 | 0.27 | 1 | 1 | cs | TRUE
141 | LV_3672-3_0_4_line_141 | NAYY 4x150 SE | 139 | 140 | 0.0063568 | 0.208 | 0.08 | 261 | 0 | 0.27 | 1 | 2 | cs | TRUE
142 | LV_3672-3_0_4_line_142 | NAYY 4x150 SE | 139 | 141 | 0.067079 | 0.208 | 0.08 | 261 | 0 | 0.27 | 1 | 1 | cs | TRUE
143 | LV_3672-3_0_4_line_143 | NAYY 4x150 SE | 140 | 142 | 0.014472 | 0.208 | 0.08 | 261 | 0 | 0.27 | 1 | 2 | cs | TRUE
144 | LV_3672-3_0_4_line_144 | NAYY 4x150 SE | 142 | 143 | 0.0022352 | 0.208 | 0.08 | 261 | 0 | 0.27 | 1 | 2 | cs | TRUE
145 | LV_3672-3_0_4_line_145 | NAYY 4x150 SE | 143 | 145 | 0.0017389 | 0.208 | 0.08 | 261 | 0 | 0.27 | 1 | 2 | cs | TRUE
146 | LV_3672-3_0_4_line_146 | NAYY 4x150 SE | 144 | 145 | 0.01092 | 0.208 | 0.08 | 261 | 0 | 0.27 | 1 | 1 | cs | TRUE
147 | LV_3672-3_0_4_line_147 | NAYY 4x150 SE | 145 | 146 | 0.014177 | 0.208 | 0.08 | 261 | 0 | 0.27 | 1 | 2 | cs | TRUE
148 | LV_3672-3_0_4_line_148 | NAYY 4x150 SE | 146 | 147 | 0.0027416 | 0.208 | 0.08 | 261 | 0 | 0.27 | 1 | 2 | cs | TRUE
149 | LV_3672-3_0_4_line_149 | NAYY 4x150 SE | 147 | 148 | 0.003971 | 0.208 | 0.08 | 261 | 0 | 0.27 | 1 | 2 | cs | TRUE
150 | LV_3672-3_0_4_line_150 | NAYY 4x150 SE | 149 | 150 | 0.0079129 | 0.208 | 0.08 | 261 | 0 | 0.27 | 1 | 1 | cs | TRUE
151 | LV_3672-3_0_4_line_151 | NAYY 4x150 SE | 151 | 152 | 0.0096176 | 0.208 | 0.08 | 261 | 0 | 0.27 | 1 | 1 | cs | TRUE
152 | LV_3672-3_0_4_line_152 | NAYY 4x150 SE | 151 | 153 | 0.011467 | 0.208 | 0.08 | 261 | 0 | 0.27 | 1 | 1 | cs | TRUE
153 | LV_3672-3_0_4_line_153 | NAYY 4x150 SE | 152 | 154 | 0.018863 | 0.208 | 0.08 | 261 | 0 | 0.27 | 1 | 1 | cs | TRUE
154 | LV_3672-3_0_4_line_154 | NAYY 4x150 SE | 153 | 155 | 0.014004 | 0.208 | 0.08 | 261 | 0 | 0.27 | 1 | 1 | cs | TRUE
155 | LV_3672-3_0_4_line_155 | NAYY 4x150 SE | 154 | 156 | 0.024095 | 0.208 | 0.08 | 261 | 0 | 0.27 | 1 | 1 | cs | TRUE
156 | LV_3672-3_0_4_line_156 | NAYY 4x150 SE | 156 | 157 | 0.032173 | 0.208 | 0.08 | 261 | 0 | 0.27 | 1 | 1 | cs | TRUE
157 | LV_3672-3_0_4_line_157 | NAYY 4x150 SE | 157 | 158 | 0.019026 | 0.208 | 0.08 | 261 | 0 | 0.27 | 1 | 1 | cs | TRUE
158 | LV_3672-3_0_4_line_158 | NAYY 4x150 SE | 158 | 159 | 0.0032947 | 0.208 | 0.08 | 261 | 0 | 0.27 | 1 | 1 | cs | TRUE
159 | LV_3672-3_0_4_line_159 | NAYY 4x150 SE | 159 | 160 | 0.00057434 | 0.208 | 0.08 | 261 | 0 | 0.27 | 1 | 1 | cs | TRUE

## trafo
| name | std_type | hv_bus | lv_bus | sn_mva | vn_hv_kv | vn_lv_kv | vk_percent | vkr_percent | pfe_kw | i0_percent | shift_degree | tap_side | tap_neutral | tap_min | tap_max | tap_step_percent | tap_step_degree | tap_pos | tap_phase_shifter | parallel | df | in_service
0 | LV_3672-3_0_4_trafo_105 | 0.25 MVA 20/0.4 kV | 161 | 112 | 0.25 | 20 | 0.4 | 6 | 1.44 | 0.8 | 0.32 | 150 | hv | 0 | -2 | 2 | 2.5 | 0 | 0 | FALSE | 1 | 1 | TRUE

## line_geodata
| x0 | y0 | x1 | y1 | x2 | y2 | x3 | y3 | x4 | y4 | x5 | y5 | x6 | y6 | x7 | y7 | x8 | y8
0 | 2740240.4406 | 1183906.6079 | 2740244.0127 | 1183912.9388
1 | 2740240.4406 | 1183906.6079 | 2740270.8639 | 1183915.6398
2 | 2740293.4056 | 1183913.4418 | 2740289.1368 | 1183916.0328 | 2740284.5485 | 1183917.2597 | 2740279.2297 | 1183917.402 | 2740273.6231 | 1183916.4589 | 2740270.8639 | 1183915.6398
3 | 2740363.8573 | 1183842.5136 | 2740353.6514 | 1183849.4578 | 2740317.6897 | 1183867.9191 | 2740310.0261 | 1183875.2343 | 2740304.549 | 1183884.0796 | 2740299.5083 | 1183902.6651 | 2740296.6825 | 1183909.1819 | 2740293.4056 | 1183913.4418 | 2740293.4056 | 1183913.4418
4 | 2740363.8573 | 1183842.5136 | 2740368.8533 | 1183843.12 | 2740375.933 | 1183842.4742 | 2740402.2883 | 1183833.0842 | 2740417.2422 | 1183829.832 | 2740432.3139 | 1183833.6103
5 | 2740363.8573 | 1183842.5136 | 2740253.2798 | 1183758.9259
6 | 2740432.3139 | 1183833.6103 | 2740441.3767 | 1183843.1747 | 2740443.9993 | 1183857.047 | 2740442.458 | 1183870.9886 | 2740436.8219 | 1183898.3335 | 2740432.1552 | 1183914.4686
7 | 2740253.2798 | 1183758.9259 | 2740242.4228 | 1183752.1829
8 | 2740432.1552 | 1183914.4686 | 2741054.3479 | 1184357.9495
9 | 2741211.5317 | 1184258.8514 | 2741054.3479 | 1184357.9495
10 | 2741224.3997 | 1184242.952 | 2741215.7702 | 1184251.9728 | 2741211.5317 | 1184258.8514
11 | 2740831.0965 | 1183587.0186 | 2741224.3997 | 1184242.952
12 | 2740831.0965 | 1183587.0186 | 2740814.7443 | 1183579.862 | 2740811.9492 | 1183578.1173
13 | 2740808.8446 | 1183576.1793 | 2740811.9492 | 1183578.1173
14 | 2740681.7442 | 1183309.6389 | 2740667.0344 | 1183295.8143 | 2740662.9637 | 1183291.9887
15 | 2740681.7442 | 1183309.6389 | 2740686.8723 | 1183314.4583
16 | 2740638.1431 | 1183268.6594 | 2740644.7419 | 1183274.8636 | 2740662.9637 | 1183291.9887
17 | 2740686.8723 | 1183314.4583 | 2740696.7906 | 1183323.7797
18 | 2740594.4234 | 1183266.6654 | 2740614.1209 | 1183265.0929 | 2740629.0351 | 1183267.1778 | 2740638.1431 | 1183268.6594
19 | 2740696.7906 | 1183323.7797 | 2740701.6199 | 1183328.3184 | 2740710.7582 | 1183342.811 | 2740719.4621 | 1183360.1644
20 | 2740594.4234 | 1183266.6654 | 2740528.3129 | 1183080.2463
21 | 2740719.4621 | 1183360.1644 | 2740726.0612 | 1183373.3214
22 | 2740528.3129 | 1183080.2463 | 2740490.2536 | 1183081.2037
23 | 2740528.3129 | 1183080.2463 | 2740539.3812 | 1183052.1281
24 | 2740726.0612 | 1183373.3214 | 2740737.6738 | 1183396.4741 | 2740750.3738 | 1183418.6079
25 | 2740604.2904 | 1183404.2086 | 2740604.2432 | 1183411.2317
26 | 2740576.0706 | 1183403.587 | 2740594.0269 | 1183413.6939 | 2740600.6314 | 1183413.7934 | 2740604.2432 | 1183411.2317 | 2740604.2432 | 1183411.2317
27 | 2740347.9061 | 1183067.6383 | 2740490.2536 | 1183081.2037
28 | 2740340.3235 | 1183068.3788 | 2740347.9061 | 1183067.6383
29 | 2740775.7225 | 1183484.0366 | 2740774.1186 | 1183459.9911 | 2740750.3738 | 1183418.6079
30 | 2740775.7225 | 1183484.0366 | 2740773.711 | 1183482.9336
31 | 2740737.5315 | 1183471.1072 | 2740767.0357 | 1183479.2732 | 2740773.711 | 1183482.9336
32 | 2740737.5315 | 1183471.1072 | 2740735.1479 | 1183479.486
33 | 2740737.5315 | 1183471.1072 | 2740718.1203 | 1183465.3922
34 | 2740793.6289 | 1183515.7377 | 2740796.6566 | 1183516.2537
35 | 2740796.6566 | 1183516.2537 | 2740796.5575 | 1183519.8208 | 2740796.8825 | 1183522.0312
36 | 2740798.0984 | 1183530.2986 | 2740796.8825 | 1183522.0312
37 | 2740692.6896 | 1183458.0887 | 2740689.2682 | 1183457.1075 | 2740683.3182 | 1183457.287
38 | 2740692.6896 | 1183458.0887 | 2740701.0018 | 1183460.4725
39 | 2740660.971 | 1183457.3768 | 2740671.8643 | 1183457.6327 | 2740683.3182 | 1183457.287
40 | 2740701.0018 | 1183460.4725 | 2740704.9248 | 1183461.5976
41 | 2740660.971 | 1183457.3768 | 2740659.1299 | 1183457.5354
42 | 2740660.971 | 1183457.3768 | 2740660.3533 | 1183443.0288 | 2740659.7038 | 1183438.0477
43 | 2740716.7626 | 1183464.9925 | 2740704.9248 | 1183461.5976
44 | 2740644.7661 | 1183458.7728 | 2740659.1299 | 1183457.5354
45 | 2740658.9294 | 1183432.109 | 2740658.9294 | 1183432.109 | 2740659.7038 | 1183438.0477
46 | 2740716.7626 | 1183464.9925 | 2740718.1203 | 1183465.3922
47 | 2740716.7626 | 1183464.9925 | 2740707.1959 | 1183468.8936
48 | 2740644.7661 | 1183458.7728 | 2740642.1054 | 1183459.002 | 2740631.8136 | 1183457.2036 | 2740625.2467 | 1183454.4455
49 | 2740658.9294 | 1183432.109 | 2740650.2517 | 1183424.5196
50 | 2740698.0693 | 1183472.6152 | 2740707.1959 | 1183468.8936
51 | 2740642.1798 | 1183417.46 | 2740650.2517 | 1183424.5196
52 | 2740621.5692 | 1183452.9009 | 2740625.2467 | 1183454.4455
53 | 2740689.2832 | 1183475.5813 | 2740698.0693 | 1183472.6152 | 2740698.0693 | 1183472.6152
54 | 2740689.2832 | 1183475.5813 | 2740681.8399 | 1183478.0941 | 2740679.6833 | 1183479.3488
55 | 2740727.5583 | 1183504.615 | 2740727.1765 | 1183505.8025 | 2740726.8029 | 1183507.6969
56 | 2740726.8029 | 1183507.6969 | 2740722.9882 | 1183527.0431 | 2740721.5017 | 1183532.4448
57 | 2740798.0984 | 1183530.2986 | 2740795.276 | 1183540.812
58 | 2740798.0984 | 1183530.2986 | 2740801.2906 | 1183533.8875 | 2740817.9359 | 1183537.3287
59 | 2740229.0543 | 1183328.3061 | 2740233.1215 | 1183329.4396
60 | 2740256.8475 | 1183333.5245 | 2740242.3109 | 1183332.0005 | 2740233.1215 | 1183329.4396
61 | 2740319.2915 | 1183349.7385 | 2740297.49 | 1183337.7854 | 2740256.8475 | 1183333.5245
62 | 2740307.2915 | 1183393.781 | 2740308.5697 | 1183374.1066 | 2740311.4646 | 1183361.3866 | 2740315.7926 | 1183352.7033 | 2740319.2915 | 1183349.7385
63 | 2740307.2915 | 1183393.781 | 2740353.1791 | 1183398.5158
64 | 2740307.2915 | 1183393.781 | 2740281.9579 | 1183413.034
65 | 2740340.3235 | 1183068.3788 | 2740333.439 | 1183069.0511
66 | 2740312.2701 | 1183071.1184 | 2740333.439 | 1183069.0511
67 | 2740312.2701 | 1183071.1184 | 2740308.1693 | 1183071.5189
68 | 2740353.1791 | 1183398.5158 | 2740353.8967 | 1183398.5898
69 | 2740276.9868 | 1183416.8119 | 2740281.9579 | 1183413.034
70 | 2740353.8967 | 1183398.5898 | 2740384.7465 | 1183401.7729
71 | 2740276.9868 | 1183416.8119 | 2740306.081 | 1183446.7498 | 2740319.6313 | 1183449.0164
72 | 2740276.9868 | 1183416.8119 | 2740262.9546 | 1183425.0233 | 2740250.3518 | 1183427.6415 | 2740245.8703 | 1183425.4672
73 | 2740319.6313 | 1183449.0164 | 2740334.4536 | 1183451.4957
74 | 2740384.7465 | 1183401.7729 | 2740389.4608 | 1183402.2593
75 | 2740477.7967 | 1183500.7814 | 2740486.8578 | 1183512.7142 | 2740503.8049 | 1183512.7671 | 2740513.5127 | 1183508.2636
76 | 2740546.2878 | 1183487.7212 | 2740533.5342 | 1183498.9755 | 2740513.5127 | 1183508.2636
77 | 2740575.5564 | 1183472.0176 | 2740553.3212 | 1183481.5147 | 2740546.2878 | 1183487.7212
78 | 2740636.9773 | 1183481.8997 | 2740587.8677 | 1183471.0835 | 2740575.5564 | 1183472.0176
79 | 2740393.2958 | 1183402.6551 | 2740389.4608 | 1183402.2593
80 | 2740393.2958 | 1183402.6551 | 2740405.4457 | 1183403.9087
81 | 2740415.2221 | 1183404.9174 | 2740405.4457 | 1183403.9087
82 | 2740415.2221 | 1183404.9174 | 2740454.2569 | 1183408.9464
83 | 2740415.2221 | 1183404.9174 | 2740416.7174 | 1183390.6152
84 | 2740454.2569 | 1183408.9464 | 2740468.01 | 1183410.3672
85 | 2740454.2569 | 1183408.9464 | 2740450.8809 | 1183423.3445
86 | 2740473.1029 | 1183364.1973 | 2740424.1757 | 1183356.3001 | 2740419.9876 | 1183359.3377 | 2740416.7174 | 1183390.6152
87 | 2740468.01 | 1183410.3672 | 2740498.9581 | 1183413.5644
88 | 2740450.8809 | 1183423.3445 | 2740449.9031 | 1183427.5145 | 2740471.4392 | 1183438.7003
89 | 2740498.9581 | 1183413.5644 | 2740507.1978 | 1183414.4157
90 | 2740507.1978 | 1183414.4157 | 2740513.1631 | 1183415.0319 | 2740523.0832 | 1183417.4013
91 | 2740523.0832 | 1183417.4013 | 2740546.6253 | 1183423.0242
92 | 2740559.1253 | 1183427.3311 | 2740549.8715 | 1183423.7995 | 2740546.6253 | 1183423.0242
93 | 2740559.1253 | 1183427.3311 | 2740572.3626 | 1183432.3828
94 | 2740576.2307 | 1183433.859 | 2740572.3626 | 1183432.3828
95 | 2740576.0706 | 1183403.587 | 2740569.8684 | 1183405.5431 | 2740568.5458 | 1183408.5255 | 2740569.9512 | 1183413.4067 | 2740576.2307 | 1183433.859
96 | 2740576.2307 | 1183433.859 | 2740587.255 | 1183438.4892
97 | 2740636.9773 | 1183481.8997 | 2740605.9812 | 1183487.1766 | 2740596.6758 | 1183492.1622
98 | 2740636.9773 | 1183481.8997 | 2740655.1908 | 1183485.2742 | 2740659.3779 | 1183485.9438
99 | 2740595.6 | 1183499.7091 | 2740596.6758 | 1183492.1622
100 | 2740663.6675 | 1183486.6298 | 2740659.3779 | 1183485.9438
101 | 2740576.0706 | 1183403.587 | 2740579.8716 | 1183402.3974 | 2740584.3819 | 1183400.2794 | 2740586.0365 | 1183397.4715 | 2740585.2975 | 1183393.1619 | 2740578.4099 | 1183382.3474
102 | 2740587.255 | 1183438.4892 | 2740607.7458 | 1183447.0952
103 | 2740607.7458 | 1183447.0952 | 2740621.5692 | 1183452.9009
104 | 2740670.689 | 1183484.5819 | 2740663.6675 | 1183486.6298
105 | 2740663.6675 | 1183486.6298 | 2740644.3163 | 1183500.153 | 2740632.3036 | 1183504.2085
106 | 2740671.9452 | 1183487.6805 | 2740670.689 | 1183484.5819
107 | 2740670.689 | 1183484.5819 | 2740679.6833 | 1183479.3488
108 | 2740622.4207 | 1183507.545 | 2740632.3036 | 1183504.2085
109 | 2740597.1717 | 1183515.2809 | 2740595.167 | 1183502.7462 | 2740595.6 | 1183499.7091
110 | 2740671.9452 | 1183487.6805 | 2740675.3087 | 1183497.5157
111 | 2740671.9452 | 1183487.6805 | 2740662.284 | 1183497.4058 | 2740660.9924 | 1183507.1943 | 2740660.9924 | 1183507.1943
112 | 2740675.3087 | 1183497.5157 | 2740676.5264 | 1183501.0763 | 2740685.5217 | 1183514.6852
113 | 2740660.9924 | 1183507.1943 | 2740643.7244 | 1183528.2834 | 2740621.2448 | 1183546.4457
114 | 2740685.5217 | 1183514.6852 | 2740688.1062 | 1183518.5952 | 2740695.8035 | 1183529.3955 | 2740700.6597 | 1183532.5324
115 | 2740702.0951 | 1183533.4595 | 2740700.6597 | 1183532.5324
116 | 2740718.8379 | 1183542.1241 | 2740710.1134 | 1183538.6388 | 2740702.0951 | 1183533.4595
117 | 2740718.8379 | 1183542.1241 | 2740718.2142 | 1183547.2135
118 | 2740718.8379 | 1183542.1241 | 2740721.5017 | 1183532.4448
119 | 2740718.2142 | 1183547.2135 | 2740725.3108 | 1183550.0935 | 2740734.8367 | 1183552.6974
120 | 2740718.2142 | 1183547.2135 | 2740714.4804 | 1183551.0549
121 | 2740745.3837 | 1183555.5803 | 2740734.8367 | 1183552.6974
122 | 2740708.6714 | 1183557.0315 | 2740714.4804 | 1183551.0549
123 | 2740745.3837 | 1183555.5803 | 2740750.622 | 1183555.9592
124 | 2740745.3837 | 1183555.5803 | 2740729.7177 | 1183557.2471 | 2740725.0669 | 1183560.4812
125 | 2740708.6714 | 1183557.0315 | 2740707.679 | 1183558.0525 | 2740707.679 | 1183558.0525
126 | 2740702.5968 | 1183566.1601 | 2740707.679 | 1183558.0525
127 | 2740702.3568 | 1183566.5429 | 2740702.5968 | 1183566.1601
128 | 2740702.3568 | 1183566.5429 | 2740701.7727 | 1183567.4746
129 | 2740750.622 | 1183555.9592 | 2740761.8873 | 1183558.2084
130 | 2740717.3292 | 1183569.9217 | 2740721.9064 | 1183562.679 | 2740725.0669 | 1183560.4812
131 | 2740698.8054 | 1183572.2166 | 2740698.8313 | 1183572.1669 | 2740701.7727 | 1183567.4746
132 | 2740698.8054 | 1183572.2166 | 2740695.1441 | 1183579.2349
133 | 2740795.276 | 1183540.812 | 2740794.8737 | 1183542.3105
134 | 2740817.9359 | 1183537.3287 | 2740822.7285 | 1183538.3195
135 | 2740794.2578 | 1183544.6046 | 2740794.8737 | 1183542.3105
136 | 2740794.2578 | 1183544.6046 | 2740793.26 | 1183548.3213 | 2740792.5015 | 1183554.2851
137 | 2740763.0614 | 1183558.4428 | 2740761.8873 | 1183558.2084
138 | 2740717.9887 | 1183581.513 | 2740717.3292 | 1183569.9217
139 | 2740767.0349 | 1183559.2361 | 2740763.0614 | 1183558.4428
140 | 2740717.9887 | 1183581.513 | 2740744.5552 | 1183605.1332 | 2740749.8481 | 1183609.9609
141 | 2740767.0349 | 1183559.2361 | 2740773.1612 | 1183560.9324
142 | 2740767.0349 | 1183559.2361 | 2740755.9997 | 1183558.8544 | 2740750.4035 | 1183558.7562 | 2740740.4003 | 1183559.6331 | 2740733.763 | 1183560.6114 | 2740727.9775 | 1183562.7216 | 2740724.8346 | 1183565.8058 | 2740721.0679 | 1183573.3344 | 2740734.1928 | 1183579.9761
143 | 2740787.2465 | 1183564.2455 | 2740775.9437 | 1183561.7029 | 2740773.1612 | 1183560.9324
144 | 2740789.4271 | 1183564.7361 | 2740787.2465 | 1183564.2455
145 | 2740791.1237 | 1183565.1177 | 2740789.4271 | 1183564.7361
146 | 2740791.1237 | 1183565.1177 | 2740792.5015 | 1183554.2851
147 | 2740791.1237 | 1183565.1177 | 2740803.1503 | 1183572.6249
148 | 2740803.1503 | 1183572.6249 | 2740805.476 | 1183574.0766
149 | 2740808.8446 | 1183576.1793 | 2740805.476 | 1183574.0766
150 | 2740749.8481 | 1183609.9609 | 2740755.6944 | 1183615.2933
151 | 2740684.6704 | 1183602.425 | 2740681.8118 | 1183611.6079
152 | 2740684.6704 | 1183602.425 | 2740688.3222 | 1183593.2813 | 2740688.9696 | 1183591.7953
153 | 2740681.8118 | 1183611.6079 | 2740677.2684 | 1183626.2033 | 2740676.0524 | 1183629.5668
154 | 2740688.9696 | 1183591.7953 | 2740690.8975 | 1183587.3704 | 2740691.9371 | 1183585.3822 | 2740695.1441 | 1183579.2349
155 | 2740676.0524 | 1183629.5668 | 2740667.8603 | 1183652.227
156 | 2740667.8603 | 1183652.227 | 2740656.9219 | 1183682.4837
157 | 2740656.9219 | 1183682.4837 | 2740656.6677 | 1183683.1868 | 2740646.8616 | 1183698.6117
158 | 2740645.094 | 1183701.3921 | 2740646.8616 | 1183698.6117
159 | 2740645.094 | 1183701.3921 | 2740644.7859 | 1183701.8768

## bus_geodata
| x | y | coords
0 | 2740244.0127 | 1183912.9388
1 | 2740240.4406 | 1183906.6079
2 | 2740270.8639 | 1183915.6398
3 | 2740293.4056 | 1183913.4418
4 | 2740363.8573 | 1183842.5136
5 | 2740432.3139 | 1183833.6103
6 | 2740253.2798 | 1183758.9259
7 | 2740432.1552 | 1183914.4686
8 | 2740242.4228 | 1183752.1829
9 | 2741054.3479 | 1184357.9495
10 | 2741211.5317 | 1184258.8514
11 | 2741224.3997 | 1184242.952
12 | 2740831.0965 | 1183587.0186
13 | 2740811.9492 | 1183578.1173
14 | 2740681.7442 | 1183309.6389
15 | 2740662.9637 | 1183291.9887
16 | 2740686.8723 | 1183314.4583
17 | 2740638.1431 | 1183268.6594
18 | 2740696.7906 | 1183323.7797
19 | 2740594.4234 | 1183266.6654
20 | 2740719.4621 | 1183360.1644
21 | 2740528.3129 | 1183080.2463
22 | 2740726.0612 | 1183373.3214
23 | 2740604.2904 | 1183404.2086
24 | 2740604.2432 | 1183411.2317
25 | 2740539.3812 | 1183052.1281
26 | 2740490.2536 | 1183081.2037
27 | 2740347.9061 | 1183067.6383
28 | 2740750.3738 | 1183418.6079
29 | 2740775.7225 | 1183484.0366
30 | 2740773.711 | 1183482.9336
31 | 2740737.5315 | 1183471.1072
32 | 2740796.6566 | 1183516.2537
33 | 2740793.6289 | 1183515.7377
34 | 2740796.8825 | 1183522.0312
35 | 2740692.6896 | 1183458.0887
36 | 2740683.3182 | 1183457.287
37 | 2740701.0018 | 1183460.4725
38 | 2740660.971 | 1183457.3768
39 | 2740704.9248 | 1183461.5976
40 | 2740659.1299 | 1183457.5354
41 | 2740659.7038 | 1183438.0477
42 | 2740716.7626 | 1183464.9925
43 | 2740644.7661 | 1183458.7728
44 | 2740658.9294 | 1183432.109
45 | 2740718.1203 | 1183465.3922
46 | 2740707.1959 | 1183468.8936
47 | 2740650.2517 | 1183424.5196
48 | 2740642.1798 | 1183417.46
49 | 2740625.2467 | 1183454.4455
50 | 2740698.0693 | 1183472.6152
51 | 2740735.1479 | 1183479.486
52 | 2740689.2832 | 1183475.5813
53 | 2740727.5583 | 1183504.615
54 | 2740726.8029 | 1183507.6969
55 | 2740798.0984 | 1183530.2986
56 | 2740229.0543 | 1183328.3061
57 | 2740233.1215 | 1183329.4396
58 | 2740256.8475 | 1183333.5245
59 | 2740319.2915 | 1183349.7385
60 | 2740307.2915 | 1183393.781
61 | 2740340.3235 | 1183068.3788
62 | 2740333.439 | 1183069.0511
63 | 2740312.2701 | 1183071.1184
64 | 2740308.1693 | 1183071.5189
65 | 2740353.1791 | 1183398.5158
66 | 2740281.9579 | 1183413.034
67 | 2740353.8967 | 1183398.5898
68 | 2740276.9868 | 1183416.8119
69 | 2740245.8703 | 1183425.4672
70 | 2740319.6313 | 1183449.0164
71 | 2740334.4536 | 1183451.4957
72 | 2740384.7465 | 1183401.7729
73 | 2740477.7967 | 1183500.7814
74 | 2740513.5127 | 1183508.2636
75 | 2740546.2878 | 1183487.7212
76 | 2740575.5564 | 1183472.0176
77 | 2740389.4608 | 1183402.2593
78 | 2740393.2958 | 1183402.6551
79 | 2740405.4457 | 1183403.9087
80 | 2740415.2221 | 1183404.9174
81 | 2740454.2569 | 1183408.9464
82 | 2740416.7174 | 1183390.6152
83 | 2740473.1029 | 1183364.1973
84 | 2740468.01 | 1183410.3672
85 | 2740450.8809 | 1183423.3445
86 | 2740498.9581 | 1183413.5644
87 | 2740471.4392 | 1183438.7003
88 | 2740507.1978 | 1183414.4157
89 | 2740523.0832 | 1183417.4013
90 | 2740546.6253 | 1183423.0242
91 | 2740559.1253 | 1183427.3311
92 | 2740572.3626 | 1183432.3828
93 | 2740576.2307 | 1183433.859
94 | 2740636.9773 | 1183481.8997
95 | 2740596.6758 | 1183492.1622
96 | 2740659.3779 | 1183485.9438
97 | 2740576.0706 | 1183403.587
98 | 2740587.255 | 1183438.4892
99 | 2740578.4099 | 1183382.3474
100 | 2740607.7458 | 1183447.0952
101 | 2740621.5692 | 1183452.9009
102 | 2740663.6675 | 1183486.6298
103 | 2740670.689 | 1183484.5819
104 | 2740632.3036 | 1183504.2085
105 | 2740595.6 | 1183499.7091
106 | 2740671.9452 | 1183487.6805
107 | 2740679.6833 | 1183479.3488
108 | 2740622.4207 | 1183507.545
109 | 2740597.1717 | 1183515.2809
110 | 2740675.3087 | 1183497.5157
111 | 2740660.9924 | 1183507.1943
112 | 2740685.5217 | 1183514.6852
113 | 2740621.2448 | 1183546.4457
114 | 2740700.6597 | 1183532.5324
115 | 2740702.0951 | 1183533.4595
116 | 2740718.8379 | 1183542.1241
117 | 2740718.2142 | 1183547.2135
118 | 2740721.5017 | 1183532.4448
119 | 2740734.8367 | 1183552.6974
120 | 2740714.4804 | 1183551.0549
121 | 2740745.3837 | 1183555.5803
122 | 2740708.6714 | 1183557.0315
123 | 2740707.679 | 1183558.0525
124 | 2740702.5968 | 1183566.1601
125 | 2740702.3568 | 1183566.5429
126 | 2740750.622 | 1183555.9592
127 | 2740725.0669 | 1183560.4812
128 | 2740701.7727 | 1183567.4746
129 | 2740698.8054 | 1183572.2166
130 | 2740795.276 | 1183540.812
131 | 2740817.9359 | 1183537.3287
132 | 2740794.8737 | 1183542.3105
133 | 2740822.7285 | 1183538.3195
134 | 2740794.2578 | 1183544.6046
135 | 2740761.8873 | 1183558.2084
136 | 2740717.3292 | 1183569.9217
137 | 2740763.0614 | 1183558.4428
138 | 2740717.9887 | 1183581.513
139 | 2740767.0349 | 1183559.2361
140 | 2740773.1612 | 1183560.9324
141 | 2740734.1928 | 1183579.9761
142 | 2740787.2465 | 1183564.2455
143 | 2740789.4271 | 1183564.7361
144 | 2740792.5015 | 1183554.2851
145 | 2740791.1237 | 1183565.1177
146 | 2740803.1503 | 1183572.6249
147 | 2740805.476 | 1183574.0766
148 | 2740808.8446 | 1183576.1793
149 | 2740749.8481 | 1183609.9609
150 | 2740755.6944 | 1183615.2933
151 | 2740684.6704 | 1183602.425
152 | 2740681.8118 | 1183611.6079
153 | 2740688.9696 | 1183591.7953
154 | 2740676.0524 | 1183629.5668
155 | 2740695.1441 | 1183579.2349
156 | 2740667.8603 | 1183652.227
157 | 2740656.9219 | 1183682.4837
158 | 2740646.8616 | 1183698.6117
159 | 2740645.094 | 1183701.3921
160 | 2740644.7859 | 1183701.8768
161 | 2740671.9452 | 1183487.6805

## line_std_types
| c_nf_per_km | r_ohm_per_km | x_ohm_per_km | max_i_ka | type | q_mm2 | alpha | voltage_rating
NAYY 4x50 SE | 210 | 0.642 | 0.083 | 0.142 | cs | 50 | 0.00403 | LV
NAYY 4x120 SE | 264 | 0.225 | 0.08 | 0.242 | cs | 120 | 0.00403 | LV
NAYY 4x150 SE | 261 | 0.208 | 0.08 | 0.27 | cs | 150 | 0.00403 | LV
NA2XS2Y 1x95 RM/25 12/20 kV | 216 | 0.313 | 0.132 | 0.252 | cs | 95 | 0.00403 | MV
NA2XS2Y 1x185 RM/25 12/20 kV | 273 | 0.161 | 0.117 | 0.362 | cs | 185 | 0.00403 | MV
NA2XS2Y 1x240 RM/25 12/20 kV | 304 | 0.122 | 0.112 | 0.421 | cs | 240 | 0.00403 | MV
NA2XS2Y 1x95 RM/25 6/10 kV | 315 | 0.313 | 0.123 | 0.249 | cs | 95 | 0.00403 | MV
NA2XS2Y 1x185 RM/25 6/10 kV | 406 | 0.161 | 0.11 | 0.358 | cs | 185 | 0.00403 | MV
NA2XS2Y 1x240 RM/25 6/10 kV | 456 | 0.122 | 0.105 | 0.416 | cs | 240 | 0.00403 | MV
NA2XS2Y 1x150 RM/25 12/20 kV | 250 | 0.206 | 0.116 | 0.319 | cs | 150 | 0.00403 | MV
NA2XS2Y 1x120 RM/25 12/20 kV | 230 | 0.253 | 0.119 | 0.283 | cs | 120 | 0.00403 | MV
NA2XS2Y 1x70 RM/25 12/20 kV | 190 | 0.443 | 0.132 | 0.22 | cs | 70 | 0.00403 | MV
NA2XS2Y 1x150 RM/25 6/10 kV | 360 | 0.206 | 0.11 | 0.315 | cs | 150 | 0.00403 | MV
NA2XS2Y 1x120 RM/25 6/10 kV | 340 | 0.253 | 0.113 | 0.28 | cs | 120 | 0.00403 | MV
NA2XS2Y 1x70 RM/25 6/10 kV | 280 | 0.443 | 0.123 | 0.217 | cs | 70 | 0.00403 | MV
N2XS(FL)2Y 1x120 RM/35 64/110 kV | 112 | 0.153 | 0.166 | 0.366 | cs | 120 | 0.00393 | HV
N2XS(FL)2Y 1x185 RM/35 64/110 kV | 125 | 0.099 | 0.156 | 0.457 | cs | 185 | 0.00393 | HV
N2XS(FL)2Y 1x240 RM/35 64/110 kV | 135 | 0.075 | 0.149 | 0.526 | cs | 240 | 0.00393 | HV
N2XS(FL)2Y 1x300 RM/35 64/110 kV | 144 | 0.06 | 0.144 | 0.588 | cs | 300 | 0.00393 | HV
15-AL1/3-ST1A 0.4 | 11 | 1.8769 | 0.35 | 0.105 | ol | 16 | 0.00403 | LV
24-AL1/4-ST1A 0.4 | 11.25 | 1.2012 | 0.335 | 0.14 | ol | 24 | 0.00403 | LV
48-AL1/8-ST1A 0.4 | 12.2 | 0.5939 | 0.3 | 0.21 | ol | 48 | 0.00403 | LV
94-AL1/15-ST1A 0.4 | 13.2 | 0.306 | 0.29 | 0.35 | ol | 94 | 0.00403 | LV
34-AL1/6-ST1A 10.0 | 9.7 | 0.8342 | 0.36 | 0.17 | ol | 34 | 0.00403 | MV
48-AL1/8-ST1A 10.0 | 10.1 | 0.5939 | 0.35 | 0.21 | ol | 48 | 0.00403 | MV
70-AL1/11-ST1A 10.0 | 10.4 | 0.4132 | 0.339 | 0.29 | ol | 70 | 0.00403 | MV
94-AL1/15-ST1A 10.0 | 10.75 | 0.306 | 0.33 | 0.35 | ol | 94 | 0.00403 | MV
122-AL1/20-ST1A 10.0 | 11.1 | 0.2376 | 0.323 | 0.41 | ol | 122 | 0.00403 | MV
149-AL1/24-ST1A 10.0 | 11.25 | 0.194 | 0.315 | 0.47 | ol | 149 | 0.00403 | MV
34-AL1/6-ST1A 20.0 | 9.15 | 0.8342 | 0.382 | 0.17 | ol | 34 | 0.00403 | MV
48-AL1/8-ST1A 20.0 | 9.5 | 0.5939 | 0.372 | 0.21 | ol | 48 | 0.00403 | MV
70-AL1/11-ST1A 20.0 | 9.7 | 0.4132 | 0.36 | 0.29 | ol | 70 | 0.00403 | MV
94-AL1/15-ST1A 20.0 | 10 | 0.306 | 0.35 | 0.35 | ol | 94 | 0.00403 | MV
122-AL1/20-ST1A 20.0 | 10.3 | 0.2376 | 0.344 | 0.41 | ol | 122 | 0.00403 | MV
149-AL1/24-ST1A 20.0 | 10.5 | 0.194 | 0.337 | 0.47 | ol | 149 | 0.00403 | MV
184-AL1/30-ST1A 20.0 | 10.75 | 0.1571 | 0.33 | 0.535 | ol | 184 | 0.00403 | MV
243-AL1/39-ST1A 20.0 | 11 | 0.1188 | 0.32 | 0.645 | ol | 243 | 0.00403 | MV
48-AL1/8-ST1A 110.0 | 8 | 0.5939 | 0.46 | 0.21 | ol | 48 | 0.00403 | HV
70-AL1/11-ST1A 110.0 | 8.4 | 0.4132 | 0.45 | 0.29 | ol | 70 | 0.00403 | HV
94-AL1/15-ST1A 110.0 | 8.65 | 0.306 | 0.44 | 0.35 | ol | 94 | 0.00403 | HV
122-AL1/20-ST1A 110.0 | 8.5 | 0.2376 | 0.43 | 0.41 | ol | 122 | 0.00403 | HV
149-AL1/24-ST1A 110.0 | 8.75 | 0.194 | 0.41 | 0.47 | ol | 149 | 0.00403 | HV
184-AL1/30-ST1A 110.0 | 8.8 | 0.1571 | 0.4 | 0.535 | ol | 184 | 0.00403 | HV
243-AL1/39-ST1A 110.0 | 9 | 0.1188 | 0.39 | 0.645 | ol | 243 | 0.00403 | HV
305-AL1/39-ST1A 110.0 | 9.2 | 0.0949 | 0.38 | 0.74 | ol | 305 | 0.00403 | HV
490-AL1/64-ST1A 110.0 | 9.75 | 0.059 | 0.37 | 0.96 | ol | 490 | 0.00403 | HV
679-AL1/86-ST1A 110.0 | 9.95 | 0.042 | 0.36 | 1.15 | ol | 679 | 0.00403 | HV
490-AL1/64-ST1A 220.0 | 10 | 0.059 | 0.285 | 0.96 | ol | 490 | 0.00403 | HV
679-AL1/86-ST1A 220.0 | 11.7 | 0.042 | 0.275 | 1.15 | ol | 679 | 0.00403 | HV
490-AL1/64-ST1A 380.0 | 11 | 0.059 | 0.253 | 0.96 | ol | 490 | 0.00403 | HV
679-AL1/86-ST1A 380.0 | 14.6 | 0.042 | 0.25 | 1.15 | ol | 679 | 0.00403 | HV

## trafo_std_types
| i0_percent | pfe_kw | vkr_percent | sn_mva | vn_lv_kv | vn_hv_kv | vk_percent | shift_degree | vector_group | tap_side | tap_neutral | tap_min | tap_max | tap_step_degree | tap_step_percent | tap_phase_shifter
160 MVA 380/110 kV | 0.06 | 60 | 0.25 | 160 | 110 | 380 | 12.2 | 0 | Yy0 | hv | 0 | -9 | 9 | 0 | 1.5 | FALSE
100 MVA 220/110 kV | 0.06 | 55 | 0.26 | 100 | 110 | 220 | 12 | 0 | Yy0 | hv | 0 | -9 | 9 | 0 | 1.5 | FALSE
63 MVA 110/20 kV | 0.04 | 22 | 0.32 | 63 | 20 | 110 | 18 | 150 | YNd5 | hv | 0 | -9 | 9 | 0 | 1.5 | FALSE
40 MVA 110/20 kV | 0.05 | 18 | 0.34 | 40 | 20 | 110 | 16.2 | 150 | YNd5 | hv | 0 | -9 | 9 | 0 | 1.5 | FALSE
25 MVA 110/20 kV | 0.07 | 14 | 0.41 | 25 | 20 | 110 | 12 | 150 | YNd5 | hv | 0 | -9 | 9 | 0 | 1.5 | FALSE
63 MVA 110/10 kV | 0.04 | 22 | 0.32 | 63 | 10 | 110 | 18 | 150 | YNd5 | hv | 0 | -9 | 9 | 0 | 1.5 | FALSE
40 MVA 110/10 kV | 0.05 | 18 | 0.34 | 40 | 10 | 110 | 16.2 | 150 | YNd5 | hv | 0 | -9 | 9 | 0 | 1.5 | FALSE
25 MVA 110/10 kV | 0.07 | 14 | 0.41 | 25 | 10 | 110 | 12 | 150 | YNd5 | hv | 0 | -9 | 9 | 0 | 1.5 | FALSE
0.25 MVA 20/0.4 kV | 0.32 | 0.8 | 1.44 | 0.25 | 0.4 | 20 | 6 | 150 | Yzn5 | hv | 0 | -2 | 2 | 0 | 2.5 | FALSE
0.4 MVA 20/0.4 kV | 0.3375 | 1.35 | 1.425 | 0.4 | 0.4 | 20 | 6 | 150 | Dyn5 | hv | 0 | -2 | 2 | 0 | 2.5 | FALSE
0.63 MVA 20/0.4 kV | 0.2619 | 1.65 | 1.206 | 0.63 | 0.4 | 20 | 6 | 150 | Dyn5 | hv | 0 | -2 | 2 | 0 | 2.5 | FALSE
0.25 MVA 10/0.4 kV | 0.24 | 0.6 | 1.2 | 0.25 | 0.4 | 10 | 4 | 150 | Dyn5 | hv | 0 | -2 | 2 | 0 | 2.5 | FALSE
0.4 MVA 10/0.4 kV | 0.2375 | 0.95 | 1.325 | 0.4 | 0.4 | 10 | 4 | 150 | Dyn5 | hv | 0 | -2 | 2 | 0 | 2.5 | FALSE
0.63 MVA 10/0.4 kV | 0.1873 | 1.18 | 1.0794 | 0.63 | 0.4 | 10 | 4 | 150 | Dyn5 | hv | 0 | -2 | 2 | 0 | 2.5 | FALSE

## trafo3w_std_types
| sn_hv_mva | sn_mv_mva | sn_lv_mva | vn_hv_kv | vn_mv_kv | vn_lv_kv | vk_hv_percent | vk_mv_percent | vk_lv_percent | vkr_hv_percent | vkr_mv_percent | vkr_lv_percent | pfe_kw | i0_percent | shift_mv_degree | shift_lv_degree | vector_group | tap_side | tap_neutral | tap_min | tap_max | tap_step_percent
63/25/38 MVA 110/20/10 kV | 63 | 25 | 38 | 110 | 20 | 10 | 10.4 | 10.4 | 10.4 | 0.28 | 0.32 | 0.35 | 35 | 0.89 | 0 | 0 | YN0yn0yn0 | hv | 0 | -10 | 10 | 1.2
63/25/38 MVA 110/10/10 kV | 63 | 25 | 38 | 110 | 10 | 10 | 10.4 | 10.4 | 10.4 | 0.28 | 0.32 | 0.35 | 35 | 0.89 | 0 | 0 | YN0yn0yn0 | hv | 0 | -10 | 10 | 1.2

## fuse_std_types
| fuse_type | i_rated_a | t_avg | t_min | t_total | x_avg | x_min | x_total
HV 100A | HV 100A | 100 | 0 | [10.0, 3.64, 0.854, 0.281, 0.1, 0.0531, 0.022, 0.01] | [10.0, 4.267, 1.21, 0.403, 0.1, 0.058, 0.022, 0.01] | 0 | [300.0, 350.0, 450.0, 550.0, 700.0, 850.0, 1200.0, 1752.0] | [600.0, 700.0, 900.0, 1150.0, 1665.0, 2000.0, 3000.0, 4313.0]
HV 10A | HV 10A | 10 | 0 | [10.0, 1675.0, 0.344, 0.156, 0.1, 0.0417, 0.0171, 0.01] | [10.0, 1.3, 0.3, 0.155, 0.1, 0.0555, 0.023, 0.01] | 0 | [30.0, 32.0, 35.0, 37.0, 39.0, 50.0, 70.0, 88.0] | [60.0, 70.0, 80.0, 87.0, 94.0, 110.0, 150.0, 216.0]
HV 125A | HV 125A | 125 | 0 | [10.0, 1.82, 0.344, 0.1, 0.0467, 0.0269, 0.01] | [10.0, 2.478, 0.426, 0.1, 0.0427, 0.0211, 0.01] | 0 | [375.0, 500.0, 700.0, 925.0, 1200.0, 1500.0, 2341.0] | [750.0, 1000.0, 1500.0, 2200.0, 3000.0, 4000.0, 5765.0]
HV 160A | HV 160A | 160 | 0 | [10.0, 4.15, 1.03, 0.198, 0.1, 0.051, 0.0172, 0.01] | [10.0, 2.3, 0.734, 0.274, 0.1, 0.046, 0.0177, 0.01] | 0 | [480.0, 550.0, 700.0, 1000.0, 1260.0, 1600.0, 2500.0, 3227.0] | [960.0, 1300.0, 1700.0, 2200.0, 2996.0, 4000.0, 6000.0, 7946.0]
HV 16A | HV 16A | 16 | 0 | [10.0, 0.352, 0.164, 0.1, 0.0649, 0.0342, 0.01] | [10.0, 2.34, 0.722, 0.181, 0.1, 0.055, 0.0296, 0.01] | 0 | [48.0, 60.0, 65.0, 71.0, 80.0, 100.0, 162.0] | [96.0, 110.0, 125.0, 150.0, 168.0, 200.0, 250.0, 398.0]
HV 200A | HV 200A | 200 | 0 | [10.0, 4.267, 1.21, 0.403, 0.1, 0.058, 0.022, 0.01] | [10.0, 3.73, 1.654, 0.328, 0.1, 0.0531, 0.019, 0.01] | 0 | [600.0, 700.0, 900.0, 1150.0, 1665.0, 2000.0, 3000.0, 4313.0] | [1200.0, 1500.0, 1800.0, 2700.0, 3960.0, 5000.0, 7500.0, 10620.0]
HV 20A | HV 20A | 20 | 0 | [10.0, 1.3, 0.3, 0.155, 0.1, 0.0555, 0.023, 0.01] | [10.0, 1.3, 0.161, 0.1, 0.0611, 0.0399, 0.0141, 0.01] | 0 | [60.0, 70.0, 80.0, 87.0, 94.0, 110.0, 150.0, 216.0] | [120.0, 150.0, 200.0, 223.0, 260.0, 300.0, 450.0, 532.0]
HV 25A | HV 25A | 25 | 0 | [10.0, 2.512, 0.833, 0.299, 0.1, 0.0372, 0.0223, 0.01] | [10.0, 3.125, 0.597, 0.198, 0.1, 0.0378, 0.022, 0.01] | 0 | [75.0, 82.0, 90.0, 100.0, 124.0, 170.0, 200.0, 289.0] | [150.0, 170.0, 210.0, 250.0, 294.0, 400.0, 500.0, 711.0]
HV 31.5A | HV 31.5A | 31.5 | 0 | [10.0, 2.34, 0.722, 0.181, 0.1, 0.055, 0.0296, 0.01] | [10.0, 2.84, 0.368, 0.164, 0.1, 0.0621, 0.0378, 0.0195, 0.01] | 0 | [95.0, 110.0, 125.0, 150.0, 165.0, 200.0, 250.0, 390.0] | [189.0, 220.0, 300.0, 350.0, 393.0, 450.0, 530.0, 700.0, 960.0]
HV 40A | HV 40A | 40 | 0 | [10.0, 1.3, 0.161, 0.1, 0.0611, 0.0399, 0.0141, 0.01] | [10.0, 2.05, 0.369, 0.198, 0.1, 0.051, 0.0298, 0.01] | 0 | [120.0, 150.0, 200.0, 223.0, 260.0, 300.0, 450.0, 532.0] | [240.0, 300.0, 400.0, 450.0, 530.0, 650.0, 800.0, 1311.0]
HV 50A | HV 50A | 50 | 0 | [10.0, 3.215, 0.597, 0.198, 0.1, 0.0378, 0.022, 0.01] | [10.0, 3.64, 0.854, 0.281, 0.1, 0.0531, 0.022, 0.01] | 0 | [150.0, 170.0, 210.0, 250.0, 294.0, 400.0, 500.0, 711.0] | [300.0, 350.0, 450.0, 550.0, 700.0, 850.0, 1200.0, 1752.0]
HV 6.3A | HV 6.3A | 6.3 | 0 | [10.0, 1.39, 0.344, 0.168, 0.1, 0.056, 0.0263, 0.01] | [10.0, 1.711, 0.516, 0.198, 0.1, 0.0634, 0.0303, 0.01] | 0 | [19.0, 19.5, 20.4, 20.8, 22.0, 25.0, 32.0, 48.0] | [38.0, 40.0, 43.0, 48.0, 53.0, 60.0, 75.0, 118.0]
HV 63A | HV 63A | 63 | 0 | [10.0, 2.84, 0.368, 0.164, 0.1, 0.0621, 0.0378, 0.0195, 0.01] | [10.0, 1.82, 0.344, 0.1, 0.0467, 0.0269, 0.01] | 0 | [189.0, 220.0, 300.0, 350.0, 393.0, 450.0, 530.0, 700.0, 961.0] | [378.0, 500.0, 700.0, 934.0, 1200.0, 1500.0, 2366.0]
HV 80A | HV 80A | 80 | 0 | [10.0, 2.05, 0.369, 0.198, 0.1, 0.051, 0.0298, 0.01] | [10.0, 4.15, 1.03, 0.198, 0.1, 0.051, 0.0172, 0.01] | 0 | [240.0, 300.0, 400.0, 450.0, 530.0, 650.0, 800.0, 1311.0] | [480.0, 550.0, 700.0, 1000.0, 1260.0, 1600.0, 2500.0, 3227.0]
Siemens NH-1-100 | Siemens NH-1-100 | 100 | [5400.0, 2000.0, 400.0, 20.0, 1.0, 0.2, 0.012, 0.004] | 0 | 0 | [150.0, 190.0, 250.0, 430.0, 900.0, 1250.0, 2700.0, 3600.0] | 0 | 0
Siemens NH-1-125 | Siemens NH-1-125 | 125 | [4800.0, 120.0, 7.0, 0.1, 0.004] | 0 | 0 | [180.0, 400.0, 740.0, 2000.0, 4250.0] | 0 | 0
Siemens NH-1-16 | Siemens NH-1-16 | 16 | [4000.0, 400.0, 2.0, 0.1, 0.04, 0.01] | 0 | 0 | [26.0, 35.0, 75.0, 150.0, 200.0, 300.0] | 0 | 0
Siemens NH-1-160 | Siemens NH-1-160 | 160 | [4800.0, 120.0, 7.0, 0.1, 0.004] | 0 | 0 | [210.0, 500.0, 900.0, 2300.0, 5000.0] | 0 | 0
Siemens NH-1-25 | Siemens NH-1-25 | 25 | [4000.0, 1000.0, 10.0, 0.2, 0.02, 0.01] | 0 | 0 | [40.0, 50.0, 100.0, 210.0, 400.0, 500.0] | 0 | 0
Siemens NH-1-50 | Siemens NH-1-50 | 50 | [4000.0, 40.0, 4.0, 1.0, 0.02, 0.01] | 0 | 0 | [86.0, 200.0, 300.0, 400.0, 1000.0, 1280.0] | 0 | 0
Siemens NH-1-63 | Siemens NH-1-63 | 63 | [4000.0, 100.0, 10.0, 2.0, 0.04, 0.01] | 0 | 0 | [100.0, 200.0, 300.0, 400.0, 1000.0, 1500.0] | 0 | 0
Siemens NH-1-80 | Siemens NH-1-80 | 80 | [4800.0, 120.0, 7.0, 0.1, 0.01] | 0 | 0 | [150.58, 250.0, 450.0, 1150.0, 2470.0] | 0 | 0
Siemens NH-2-1000 | Siemens NH-2-1000 | 1000 | [4800.0, 120.0, 7.0, 0.1, 0.004] | 0 | 0 | [1900.0, 3500.0, 8400.0, 24000.0, 52000.0] | 0 | 0
Siemens NH-2-200 | Siemens NH-2-200 | 200 | [4800.0, 120.0, 7.0, 0.1, 0.004] | 0 | 0 | [280.0, 650.0, 1200.0, 3000.0, 7000.0] | 0 | 0
Siemens NH-2-224 | Siemens NH-2-224 | 224 | [4800.0, 120.0, 7.0, 0.2, 0.04, 0.004] | 0 | 0 | [400.0, 750.0, 1453.0, 3025.0, 4315.0, 7600.0] | 0 | 0
Siemens NH-2-250 | Siemens NH-2-250 | 250 | [4800.0, 120.0, 7.0, 0.1, 0.004] | 0 | 0 | [450.0, 800.0, 1650.0, 4000.0, 8500.0] | 0 | 0
Siemens NH-2-315 | Siemens NH-2-315 | 315 | [4800.0, 120.0, 7.0, 0.1, 0.004] | 0 | 0 | [550.0, 920.0, 1900.0, 5000.0, 11000.0] | 0 | 0
Siemens NH-2-355 | Siemens NH-2-355 | 355 | [4800.0, 120.0, 6.0, 0.1, 0.004] | 0 | 0 | [650.0, 1116.27, 2350.0, 5840.0, 12790.0] | 0 | 0
Siemens NH-2-400 | Siemens NH-2-400 | 400 | [4800.0, 120.0, 7.0, 0.1, 0.004] | 0 | 0 | [720.0, 1350.0, 2800.0, 6500.0, 15000.0] | 0 | 0
Siemens NH-2-425 | Siemens NH-2-425 | 425 | [4800.0, 120.0, 7.0, 0.1, 0.004] | 0 | 0 | [850.0, 1500.0, 3050.0, 7500.0, 16500.0] | 0 | 0
Siemens NH-2-630 | Siemens NH-2-630 | 630 | [4800.0, 120.0, 7.0, 0.1, 0.004] | 0 | 0 | [1200.0, 2000.0, 4800.0, 12000.0, 26000.0] | 0 | 0

## dtypes
| element | column | dtype
0 | bus | name | object
1 | bus | vn_kv | float64
2 | bus | type | object
3 | bus | zone | object
4 | bus | in_service | bool
5 | load | name | object
6 | load | bus | uint32
7 | load | p_mw | float64
8 | load | q_mvar | float64
9 | load | const_z_percent | float64
10 | load | const_i_percent | float64
11 | load | sn_mva | float64
12 | load | scaling | float64
13 | load | in_service | bool
14 | load | type | object
15 | ext_grid | name | object
16 | ext_grid | bus | uint32
17 | ext_grid | vm_pu | float64
18 | ext_grid | va_degree | float64
19 | ext_grid | slack_weight | float64
20 | ext_grid | in_service | bool
21 | line | name | object
22 | line | std_type | object
23 | line | from_bus | uint32
24 | line | to_bus | uint32
25 | line | length_km | float64
26 | line | r_ohm_per_km | float64
27 | line | x_ohm_per_km | float64
28 | line | c_nf_per_km | float64
29 | line | g_us_per_km | float64
30 | line | max_i_ka | float64
31 | line | df | float64
32 | line | parallel | uint32
33 | line | type | object
34 | line | in_service | bool
35 | trafo | name | object
36 | trafo | std_type | object
37 | trafo | hv_bus | uint32
38 | trafo | lv_bus | uint32
39 | trafo | sn_mva | float64
40 | trafo | vn_hv_kv | float64
41 | trafo | vn_lv_kv | float64
42 | trafo | vk_percent | float64
43 | trafo | vkr_percent | float64
44 | trafo | pfe_kw | float64
45 | trafo | i0_percent | float64
46 | trafo | shift_degree | float64
47 | trafo | tap_side | object
48 | trafo | tap_neutral | int32
49 | trafo | tap_min | int32
50 | trafo | tap_max | int32
51 | trafo | tap_step_percent | float64
52 | trafo | tap_step_degree | float64
53 | trafo | tap_pos | int32
54 | trafo | tap_phase_shifter | bool
55 | trafo | parallel | uint32
56 | trafo | df | float64
57 | trafo | in_service | bool
58 | line_geodata | coords | object
59 | bus_geodata | x | float64
60 | bus_geodata | y | float64
61 | bus_geodata | coords | object

## parameters
| version | format_version | converged | OPF_converged | name | f_hz | sn_mva
0 | 2.14.6 | 2.14.0 | FALSE | FALSE |  | 50 | 1