## bus
| name | vn_kv | type | zone | in_service
0 | bus_LV_3822-13_0_5_node_0 | 0.4 | n |  | TRUE
1 | bus_LV_3822-13_0_5_node_1 | 0.4 | n |  | TRUE
2 | bus_LV_3822-13_0_5_node_2 | 0.4 | n |  | TRUE
3 | bus_LV_3822-13_0_5_node_3 | 0.4 | n |  | TRUE
4 | bus_LV_3822-13_0_5_node_4 | 0.4 | n |  | TRUE
5 | bus_LV_3822-13_0_5_node_10 | 0.4 | n |  | TRUE
6 | bus_LV_3822-13_0_5_node_11 | 0.4 | n |  | TRUE
7 | bus_LV_3822-13_0_5_node_147 | 0.4 | n |  | TRUE
8 | bus_LV_3822-13_0_5_node_57 | 0.4 | n |  | TRUE
9 | bus_LV_3822-13_0_5_node_9 | 0.4 | n |  | TRUE
10 | bus_LV_3822-13_0_5_node_5 | 0.4 | n |  | TRUE
11 | bus_LV_3822-13_0_5_node_6 | 0.4 | n |  | TRUE
12 | bus_LV_3822-13_0_5_node_7 | 0.4 | n |  | TRUE
13 | bus_LV_3822-13_0_5_node_8 | 0.4 | n |  | TRUE
14 | bus_LV_3822-13_0_5_node_58 | 0.4 | n |  | TRUE
15 | bus_LV_3822-13_0_5_node_64 | 0.4 | n |  | TRUE
16 | bus_LV_3822-13_0_5_node_148 | 0.4 | n |  | TRUE
17 | bus_LV_3822-13_0_5_node_56 | 0.4 | n |  | TRUE
18 | bus_LV_3822-13_0_5_node_12 | 0.4 | n |  | TRUE
19 | bus_LV_3822-13_0_5_node_13 | 0.4 | n |  | TRUE
20 | bus_LV_3822-13_0_5_node_14 | 0.4 | n |  | TRUE
21 | bus_LV_3822-13_0_5_node_15 | 0.4 | n |  | TRUE
22 | bus_LV_3822-13_0_5_node_16 | 0.4 | n |  | TRUE
23 | bus_LV_3822-13_0_5_node_28 | 0.4 | n |  | TRUE
24 | bus_LV_3822-13_0_5_node_161 | 0.4 | n |  | TRUE
25 | bus_LV_3822-13_0_5_node_27 | 0.4 | n |  | TRUE
26 | bus_LV_3822-13_0_5_node_17 | 0.4 | n |  | TRUE
27 | bus_LV_3822-13_0_5_node_18 | 0.4 | n |  | TRUE
28 | bus_LV_3822-13_0_5_node_19 | 0.4 | n |  | TRUE
29 | bus_LV_3822-13_0_5_node_20 | 0.4 | n |  | TRUE
30 | bus_LV_3822-13_0_5_node_21 | 0.4 | n |  | TRUE
31 | bus_LV_3822-13_0_5_node_31 | 0.4 | n |  | TRUE
32 | bus_LV_3822-13_0_5_node_26 | 0.4 | n |  | TRUE
33 | bus_LV_3822-13_0_5_node_40 | 0.4 | n |  | TRUE
34 | bus_LV_3822-13_0_5_node_30 | 0.4 | n |  | TRUE
35 | bus_LV_3822-13_0_5_node_55 | 0.4 | n |  | TRUE
36 | bus_LV_3822-13_0_5_node_24 | 0.4 | n |  | TRUE
37 | bus_LV_3822-13_0_5_node_39 | 0.4 | n |  | TRUE
38 | bus_LV_3822-13_0_5_node_22 | 0.4 | n |  | TRUE
39 | bus_LV_3822-13_0_5_node_23 | 0.4 | n |  | TRUE
40 | bus_LV_3822-13_0_5_node_25 | 0.4 | n |  | TRUE
41 | bus_LV_3822-13_0_5_node_54 | 0.4 | n |  | TRUE
42 | bus_LV_3822-13_0_5_node_29 | 0.4 | n |  | TRUE
43 | bus_LV_3822-13_0_5_node_32 | 0.4 | n |  | TRUE
44 | bus_LV_3822-13_0_5_node_33 | 0.4 | n |  | TRUE
45 | bus_LV_3822-13_0_5_node_34 | 0.4 | n |  | TRUE
46 | bus_LV_3822-13_0_5_node_143 | 0.4 | n |  | TRUE
47 | bus_LV_3822-13_0_5_node_35 | 0.4 | n |  | TRUE
48 | bus_LV_3822-13_0_5_node_36 | 0.4 | n |  | TRUE
49 | bus_LV_3822-13_0_5_node_37 | 0.4 | n |  | TRUE
50 | bus_LV_3822-13_0_5_node_38 | 0.4 | n |  | TRUE
51 | bus_LV_3822-13_0_5_node_146 | 0.4 | n |  | TRUE
52 | bus_LV_3822-13_0_5_node_150 | 0.4 | n |  | TRUE
53 | bus_LV_3822-13_0_5_node_149 | 0.4 | n |  | TRUE
54 | bus_LV_3822-13_0_5_node_69 | 0.4 | n |  | TRUE
55 | bus_LV_3822-13_0_5_node_136 | 0.4 | n |  | TRUE
56 | bus_LV_3822-13_0_5_node_68 | 0.4 | n |  | TRUE
57 | bus_LV_3822-13_0_5_node_41 | 0.4 | n |  | TRUE
58 | bus_LV_3822-13_0_5_node_42 | 0.4 | n |  | TRUE
59 | bus_LV_3822-13_0_5_node_43 | 0.4 | n |  | TRUE
60 | bus_LV_3822-13_0_5_node_44 | 0.4 | n |  | TRUE
61 | bus_LV_3822-13_0_5_node_45 | 0.4 | n |  | TRUE
62 | bus_LV_3822-13_0_5_node_46 | 0.4 | n |  | TRUE
63 | bus_LV_3822-13_0_5_node_48 | 0.4 | n |  | TRUE
64 | bus_LV_3822-13_0_5_node_47 | 0.4 | n |  | TRUE
65 | bus_LV_3822-13_0_5_node_49 | 0.4 | n |  | TRUE
66 | bus_LV_3822-13_0_5_node_50 | 0.4 | n |  | TRUE
67 | bus_LV_3822-13_0_5_node_51 | 0.4 | n |  | TRUE
68 | bus_LV_3822-13_0_5_node_53 | 0.4 | n |  | TRUE
69 | bus_LV_3822-13_0_5_node_70 | 0.4 | n |  | TRUE
70 | bus_LV_3822-13_0_5_node_52 | 0.4 | n |  | TRUE
71 | bus_LV_3822-13_0_5_node_62 | 0.4 | n |  | TRUE
72 | bus_LV_3822-13_0_5_node_67 | 0.4 | n |  | TRUE
73 | bus_LV_3822-13_0_5_node_59 | 0.4 | n |  | TRUE
74 | bus_LV_3822-13_0_5_node_60 | 0.4 | n |  | TRUE
75 | bus_LV_3822-13_0_5_node_159 | 0.4 | n |  | TRUE
76 | bus_LV_3822-13_0_5_node_160 | 0.4 | n |  | TRUE
77 | bus_LV_3822-13_0_5_node_155 | 0.4 | n |  | TRUE
78 | bus_LV_3822-13_0_5_node_63 | 0.4 | n |  | TRUE
79 | bus_LV_3822-13_0_5_node_61 | 0.4 | n |  | TRUE
80 | bus_LV_3822-13_0_5_node_162 | 0.4 | n |  | TRUE
81 | bus_LV_3822-13_0_5_node_66 | 0.4 | n |  | TRUE
82 | bus_LV_3822-13_0_5_node_164 | 0.4 | n |  | TRUE
83 | bus_LV_3822-13_0_5_node_65 | 0.4 | n |  | TRUE
84 | bus_LV_3822-13_0_5_node_138 | 0.4 | n |  | TRUE
85 | bus_LV_3822-13_0_5_node_135 | 0.4 | n |  | TRUE
86 | bus_LV_3822-13_0_5_node_163 | 0.4 | n |  | TRUE
87 | bus_LV_3822-13_0_5_node_165 | 0.4 | n |  | TRUE
88 | bus_LV_3822-13_0_5_node_154 | 0.4 | n |  | TRUE
89 | bus_LV_3822-13_0_5_node_71 | 0.4 | n |  | TRUE
90 | bus_LV_3822-13_0_5_node_72 | 0.4 | n |  | TRUE
91 | bus_LV_3822-13_0_5_node_73 | 0.4 | n |  | TRUE
92 | bus_LV_3822-13_0_5_node_145 | 0.4 | n |  | TRUE
93 | bus_LV_3822-13_0_5_node_129 | 0.4 | n |  | TRUE
94 | bus_LV_3822-13_0_5_node_144 | 0.4 | n |  | TRUE
95 | bus_LV_3822-13_0_5_node_75 | 0.4 | n |  | TRUE
96 | bus_LV_3822-13_0_5_node_74 | 0.4 | n |  | TRUE
97 | bus_LV_3822-13_0_5_node_80 | 0.4 | n |  | TRUE
98 | bus_LV_3822-13_0_5_node_76 | 0.4 | n |  | TRUE
99 | bus_LV_3822-13_0_5_node_81 | 0.4 | n |  | TRUE
100 | bus_LV_3822-13_0_5_node_77 | 0.4 | n |  | TRUE
101 | bus_LV_3822-13_0_5_node_79 | 0.4 | n |  | TRUE
102 | bus_LV_3822-13_0_5_node_82 | 0.4 | n |  | TRUE
103 | bus_LV_3822-13_0_5_node_78 | 0.4 | n |  | TRUE
104 | bus_LV_3822-13_0_5_node_87 | 0.4 | n |  | TRUE
105 | bus_LV_3822-13_0_5_node_98 | 0.4 | n |  | TRUE
106 | bus_LV_3822-13_0_5_node_86 | 0.4 | n |  | TRUE
107 | bus_LV_3822-13_0_5_node_83 | 0.4 | n |  | TRUE
108 | bus_LV_3822-13_0_5_node_84 | 0.4 | n |  | TRUE
109 | bus_LV_3822-13_0_5_node_85 | 0.4 | n |  | TRUE
110 | bus_LV_3822-13_0_5_node_99 | 0.4 | n |  | TRUE
111 | bus_LV_3822-13_0_5_node_100 | 0.4 | n |  | TRUE
112 | bus_LV_3822-13_0_5_node_88 | 0.4 | n |  | TRUE
113 | bus_LV_3822-13_0_5_node_89 | 0.4 | n |  | TRUE
114 | bus_LV_3822-13_0_5_node_90 | 0.4 | n |  | TRUE
115 | bus_LV_3822-13_0_5_node_97 | 0.4 | n |  | TRUE
116 | bus_LV_3822-13_0_5_node_95 | 0.4 | n |  | TRUE
117 | bus_LV_3822-13_0_5_node_127 | 0.4 | n |  | TRUE
118 | bus_LV_3822-13_0_5_node_94 | 0.4 | n |  | TRUE
119 | bus_LV_3822-13_0_5_node_91 | 0.4 | n |  | TRUE
120 | bus_LV_3822-13_0_5_node_92 | 0.4 | n |  | TRUE
121 | bus_LV_3822-13_0_5_node_93 | 0.4 | n |  | TRUE
122 | bus_LV_3822-13_0_5_node_114 | 0.4 | n |  | TRUE
123 | bus_LV_3822-13_0_5_node_113 | 0.4 | n |  | TRUE
124 | bus_LV_3822-13_0_5_node_116 | 0.4 | n |  | TRUE
125 | bus_LV_3822-13_0_5_node_96 | 0.4 | n |  | TRUE
126 | bus_LV_3822-13_0_5_node_128 | 0.4 | n |  | TRUE
127 | bus_LV_3822-13_0_5_node_101 | 0.4 | n |  | TRUE
128 | bus_LV_3822-13_0_5_node_102 | 0.4 | n |  | TRUE
129 | bus_LV_3822-13_0_5_node_103 | 0.4 | n |  | TRUE
130 | bus_LV_3822-13_0_5_node_104 | 0.4 | n |  | TRUE
131 | bus_LV_3822-13_0_5_node_105 | 0.4 | n |  | TRUE
132 | bus_LV_3822-13_0_5_node_108 | 0.4 | n |  | TRUE
133 | bus_LV_3822-13_0_5_node_111 | 0.4 | n |  | TRUE
134 | bus_LV_3822-13_0_5_node_134 | 0.4 | n |  | TRUE
135 | bus_LV_3822-13_0_5_node_110 | 0.4 | n |  | TRUE
136 | bus_LV_3822-13_0_5_node_106 | 0.4 | n |  | TRUE
137 | bus_LV_3822-13_0_5_node_112 | 0.4 | n |  | TRUE
138 | bus_LV_3822-13_0_5_node_133 | 0.4 | n |  | TRUE
139 | bus_LV_3822-13_0_5_node_107 | 0.4 | n |  | TRUE
140 | bus_LV_3822-13_0_5_node_117 | 0.4 | n |  | TRUE
141 | bus_LV_3822-13_0_5_node_109 | 0.4 | n |  | TRUE
142 | bus_LV_3822-13_0_5_node_118 | 0.4 | n |  | TRUE
143 | bus_LV_3822-13_0_5_node_115 | 0.4 | n |  | TRUE
144 | bus_LV_3822-13_0_5_node_166 | 0.4 | n |  | TRUE
145 | bus_LV_3822-13_0_5_node_121 | 0.4 | n |  | TRUE
146 | bus_LV_3822-13_0_5_node_119 | 0.4 | n |  | TRUE
147 | bus_LV_3822-13_0_5_node_120 | 0.4 | n |  | TRUE
148 | bus_LV_3822-13_0_5_node_123 | 0.4 | n |  | TRUE
149 | bus_LV_3822-13_0_5_node_125 | 0.4 | n |  | TRUE
150 | bus_LV_3822-13_0_5_node_122 | 0.4 | n |  | TRUE
151 | bus_LV_3822-13_0_5_node_124 | 0.4 | n |  | TRUE
152 | bus_LV_3822-13_0_5_node_126 | 0.4 | n |  | TRUE
153 | bus_LV_3822-13_0_5_node_130 | 0.4 | n |  | TRUE
154 | bus_LV_3822-13_0_5_node_131 | 0.4 | n |  | TRUE
155 | bus_LV_3822-13_0_5_node_132 | 0.4 | n |  | TRUE
156 | bus_LV_3822-13_0_5_node_137 | 0.4 | n |  | TRUE
157 | bus_LV_3822-13_0_5_node_139 | 0.4 | n |  | TRUE
158 | bus_LV_3822-13_0_5_node_140 | 0.4 | n |  | TRUE
159 | bus_LV_3822-13_0_5_node_151 | 0.4 | n |  | TRUE
160 | bus_LV_3822-13_0_5_node_141 | 0.4 | n |  | TRUE
161 | bus_LV_3822-13_0_5_node_152 | 0.4 | n |  | TRUE
162 | bus_LV_3822-13_0_5_node_142 | 0.4 | n |  | TRUE
163 | bus_LV_3822-13_0_5_node_153 | 0.4 | n |  | TRUE
164 | bus_MV_173_0_node_38 | 20 | n |  | TRUE

## load
| name | bus | p_mw | q_mvar | const_z_percent | const_i_percent | sn_mva | scaling | in_service | type
0 | LV_3822-13_0_5_load_0 | 0 | 0.0022327 | 0.00055956 | 0 | 0 |  | 1 | TRUE | wye
1 | LV_3822-13_0_5_load_1 | 1 | 0.00038488 | 9.6461e-05 | 0 | 0 |  | 1 | TRUE | wye
2 | LV_3822-13_0_5_load_2 | 2 | 0.0011043 | 0.00027675 | 0 | 0 |  | 1 | TRUE | wye
3 | LV_3822-13_0_5_load_3 | 3 | 0.0018204 | 0.00045625 | 0 | 0 |  | 1 | TRUE | wye
4 | LV_3822-13_0_5_load_10 | 5 | 0.00016282 | 4.0806e-05 | 0 | 0 |  | 1 | TRUE | wye
5 | LV_3822-13_0_5_load_147 | 7 | 0.00013403 | 3.3591e-05 | 0 | 0 |  | 1 | TRUE | wye
6 | LV_3822-13_0_5_load_57 | 8 | 0.00013938 | 3.4932e-05 | 0 | 0 |  | 1 | TRUE | wye
7 | LV_3822-13_0_5_load_9 | 9 | 0.00016302 | 4.0857e-05 | 0 | 0 |  | 1 | TRUE | wye
8 | LV_3822-13_0_5_load_5 | 10 | 0.0017945 | 0.00044975 | 0 | 0 |  | 1 | TRUE | wye
9 | LV_3822-13_0_5_load_6 | 11 | 0.00038489 | 9.6462e-05 | 0 | 0 |  | 1 | TRUE | wye
10 | LV_3822-13_0_5_load_7 | 12 | 0.00047633 | 0.00011938 | 0 | 0 |  | 1 | TRUE | wye
11 | LV_3822-13_0_5_load_8 | 13 | 0.0034625 | 0.00086779 | 0 | 0 |  | 1 | TRUE | wye
12 | LV_3822-13_0_5_load_58 | 14 | 0.0035049 | 0.00087841 | 0 | 0 |  | 1 | TRUE | wye
13 | LV_3822-13_0_5_load_64 | 15 | 0.0023447 | 0.00058765 | 0 | 0 |  | 1 | TRUE | wye
14 | LV_3822-13_0_5_load_56 | 17 | 0.00020632 | 5.171e-05 | 0 | 0 |  | 1 | TRUE | wye
15 | LV_3822-13_0_5_load_12 | 18 | 0.0022862 | 0.00057297 | 0 | 0 |  | 1 | TRUE | wye
16 | LV_3822-13_0_5_load_13 | 19 | 0.0051044 | 0.0012793 | 0 | 0 |  | 1 | TRUE | wye
17 | LV_3822-13_0_5_load_14 | 20 | 0.0029627 | 0.00074251 | 0 | 0 |  | 1 | TRUE | wye
18 | LV_3822-13_0_5_load_15 | 21 | 0.0022767 | 0.00057059 | 0 | 0 |  | 1 | TRUE | wye
19 | LV_3822-13_0_5_load_16 | 22 | 0.0019562 | 0.00049028 | 0 | 0 |  | 1 | TRUE | wye
20 | LV_3822-13_0_5_load_28 | 23 | 0.0043816 | 0.0010981 | 0 | 0 |  | 1 | TRUE | wye
21 | LV_3822-13_0_5_load_161 | 24 | 0.0039339 | 0.00098594 | 0 | 0 |  | 1 | TRUE | wye
22 | LV_3822-13_0_5_load_27 | 25 | 0.0042882 | 0.0010747 | 0 | 0 |  | 1 | TRUE | wye
23 | LV_3822-13_0_5_load_17 | 26 | 0.0037017 | 0.00092773 | 0 | 0 |  | 1 | TRUE | wye
24 | LV_3822-13_0_5_load_18 | 27 | 0.0033518 | 0.00084005 | 0 | 0 |  | 1 | TRUE | wye
25 | LV_3822-13_0_5_load_19 | 28 | 0.002378 | 0.00059597 | 0 | 0 |  | 1 | TRUE | wye
26 | LV_3822-13_0_5_load_20 | 29 | 0.0039508 | 0.00099016 | 0 | 0 |  | 1 | TRUE | wye
27 | LV_3822-13_0_5_load_31 | 31 | 0.0064315 | 0.0016119 | 0 | 0 |  | 1 | TRUE | wye
28 | LV_3822-13_0_5_load_40 | 33 | 0.0023396 | 0.00058637 | 0 | 0 |  | 1 | TRUE | wye
29 | LV_3822-13_0_5_load_30 | 34 | 0.0042655 | 0.001069 | 0 | 0 |  | 1 | TRUE | wye
30 | LV_3822-13_0_5_load_55 | 35 | 0.0029633 | 0.00074267 | 0 | 0 |  | 1 | TRUE | wye
31 | LV_3822-13_0_5_load_39 | 37 | 0.0078942 | 0.0019785 | 0 | 0 |  | 1 | TRUE | wye
32 | LV_3822-13_0_5_load_22 | 38 | 0.0034919 | 0.00087515 | 0 | 0 |  | 1 | TRUE | wye
33 | LV_3822-13_0_5_load_23 | 39 | 0.0028966 | 0.00072595 | 0 | 0 |  | 1 | TRUE | wye
34 | LV_3822-13_0_5_load_25 | 40 | 0.00024382 | 6.1107e-05 | 0 | 0 |  | 1 | TRUE | wye
35 | LV_3822-13_0_5_load_54 | 41 | 0.00017919 | 4.4909e-05 | 0 | 0 |  | 1 | TRUE | wye
36 | LV_3822-13_0_5_load_29 | 42 | 0.001781 | 0.00044636 | 0 | 0 |  | 1 | TRUE | wye
37 | LV_3822-13_0_5_load_32 | 43 | 0.0012456 | 0.00031218 | 0 | 0 |  | 1 | TRUE | wye
38 | LV_3822-13_0_5_load_33 | 44 | 0.00017625 | 4.4173e-05 | 0 | 0 |  | 1 | TRUE | wye
39 | LV_3822-13_0_5_load_34 | 45 | 0.001546 | 0.00038746 | 0 | 0 |  | 1 | TRUE | wye
40 | LV_3822-13_0_5_load_143 | 46 | 0.0009605 | 0.00024072 | 0 | 0 |  | 1 | TRUE | wye
41 | LV_3822-13_0_5_load_36 | 48 | 0.0010014 | 0.00025097 | 0 | 0 |  | 1 | TRUE | wye
42 | LV_3822-13_0_5_load_37 | 49 | 0.00027019 | 6.7716e-05 | 0 | 0 |  | 1 | TRUE | wye
43 | LV_3822-13_0_5_load_38 | 50 | 0.0001533 | 3.842e-05 | 0 | 0 |  | 1 | TRUE | wye
44 | LV_3822-13_0_5_load_146 | 51 | 0.00091366 | 0.00022899 | 0 | 0 |  | 1 | TRUE | wye
45 | LV_3822-13_0_5_load_150 | 52 | 0.0007887 | 0.00019767 | 0 | 0 |  | 1 | TRUE | wye
46 | LV_3822-13_0_5_load_149 | 53 | 0.00039266 | 9.8409e-05 | 0 | 0 |  | 1 | TRUE | wye
47 | LV_3822-13_0_5_load_68 | 56 | 0.0017858 | 0.00044758 | 0 | 0 |  | 1 | TRUE | wye
48 | LV_3822-13_0_5_load_41 | 57 | 0.0021106 | 0.00052895 | 0 | 0 |  | 1 | TRUE | wye
49 | LV_3822-13_0_5_load_42 | 58 | 0.0030754 | 0.00077077 | 0 | 0 |  | 1 | TRUE | wye
50 | LV_3822-13_0_5_load_44 | 60 | 0.0026931 | 0.00067496 | 0 | 0 |  | 1 | TRUE | wye
51 | LV_3822-13_0_5_load_45 | 61 | 0.0025164 | 0.00063066 | 0 | 0 |  | 1 | TRUE | wye
52 | LV_3822-13_0_5_load_46 | 62 | 0.0016391 | 0.00041079 | 0 | 0 |  | 1 | TRUE | wye
53 | LV_3822-13_0_5_load_48 | 63 | 0.0022504 | 0.000564 | 0 | 0 |  | 1 | TRUE | wye
54 | LV_3822-13_0_5_load_47 | 64 | 0.0024151 | 0.00060528 | 0 | 0 |  | 1 | TRUE | wye
55 | LV_3822-13_0_5_load_49 | 65 | 0.0017938 | 0.00044956 | 0 | 0 |  | 1 | TRUE | wye
56 | LV_3822-13_0_5_load_50 | 66 | 0.0041117 | 0.0010305 | 0 | 0 |  | 1 | TRUE | wye
57 | LV_3822-13_0_5_load_51 | 67 | 0.0021157 | 0.00053024 | 0 | 0 |  | 1 | TRUE | wye
58 | LV_3822-13_0_5_load_53 | 68 | 0.0047334 | 0.0011863 | 0 | 0 |  | 1 | TRUE | wye
59 | LV_3822-13_0_5_load_62 | 71 | 0.0013324 | 0.00033394 | 0 | 0 |  | 1 | TRUE | wye
60 | LV_3822-13_0_5_load_67 | 72 | 0.0016895 | 0.00042343 | 0 | 0 |  | 1 | TRUE | wye
61 | LV_3822-13_0_5_load_59 | 73 | 0.0033386 | 0.00083673 | 0 | 0 |  | 1 | TRUE | wye
62 | LV_3822-13_0_5_load_60 | 74 | 0.0072726 | 0.0018227 | 0 | 0 |  | 1 | TRUE | wye
63 | LV_3822-13_0_5_load_159 | 75 | 0.0040858 | 0.001024 | 0 | 0 |  | 1 | TRUE | wye
64 | LV_3822-13_0_5_load_160 | 76 | 0.0033206 | 0.00083223 | 0 | 0 |  | 1 | TRUE | wye
65 | LV_3822-13_0_5_load_155 | 77 | 0.001639 | 0.00041077 | 0 | 0 |  | 1 | TRUE | wye
66 | LV_3822-13_0_5_load_63 | 78 | 0.001327 | 0.00033257 | 0 | 0 |  | 1 | TRUE | wye
67 | LV_3822-13_0_5_load_162 | 80 | 0.0050791 | 0.001273 | 0 | 0 |  | 1 | TRUE | wye
68 | LV_3822-13_0_5_load_66 | 81 | 0.0078916 | 0.0019778 | 0 | 0 |  | 1 | TRUE | wye
69 | LV_3822-13_0_5_load_164 | 82 | 0.002417 | 0.00060576 | 0 | 0 |  | 1 | TRUE | wye
70 | LV_3822-13_0_5_load_65 | 83 | 0.0017949 | 0.00044985 | 0 | 0 |  | 1 | TRUE | wye
71 | LV_3822-13_0_5_load_138 | 84 | 0.00078379 | 0.00019644 | 0 | 0 |  | 1 | TRUE | wye
72 | LV_3822-13_0_5_load_135 | 85 | 0.00085662 | 0.00021469 | 0 | 0 |  | 1 | TRUE | wye
73 | LV_3822-13_0_5_load_163 | 86 | 0.0059848 | 0.0014999 | 0 | 0 |  | 1 | TRUE | wye
74 | LV_3822-13_0_5_load_165 | 87 | 0.0030481 | 0.00076393 | 0 | 0 |  | 1 | TRUE | wye
75 | LV_3822-13_0_5_load_154 | 88 | 0.0012945 | 0.00032444 | 0 | 0 |  | 1 | TRUE | wye
76 | LV_3822-13_0_5_load_71 | 89 | 0.00037359 | 9.3629e-05 | 0 | 0 |  | 1 | TRUE | wye
77 | LV_3822-13_0_5_load_72 | 90 | 0.00038337 | 9.6082e-05 | 0 | 0 |  | 1 | TRUE | wye
78 | LV_3822-13_0_5_load_129 | 93 | 0.00037102 | 9.2986e-05 | 0 | 0 |  | 1 | TRUE | wye
79 | LV_3822-13_0_5_load_144 | 94 | 0.00014405 | 3.6101e-05 | 0 | 0 |  | 1 | TRUE | wye
80 | LV_3822-13_0_5_load_75 | 95 | 0.00059274 | 0.00014855 | 0 | 0 |  | 1 | TRUE | wye
81 | LV_3822-13_0_5_load_74 | 96 | 0.00032751 | 8.2082e-05 | 0 | 0 |  | 1 | TRUE | wye
82 | LV_3822-13_0_5_load_80 | 97 | 0.00042317 | 0.00010606 | 0 | 0 |  | 1 | TRUE | wye
83 | LV_3822-13_0_5_load_76 | 98 | 0.00044411 | 0.0001113 | 0 | 0 |  | 1 | TRUE | wye
84 | LV_3822-13_0_5_load_81 | 99 | 0.0004656 | 0.00011669 | 0 | 0 |  | 1 | TRUE | wye
85 | LV_3822-13_0_5_load_77 | 100 | 0.00032076 | 8.039e-05 | 0 | 0 |  | 1 | TRUE | wye
86 | LV_3822-13_0_5_load_79 | 101 | 0.00047551 | 0.00011917 | 0 | 0 |  | 1 | TRUE | wye
87 | LV_3822-13_0_5_load_82 | 102 | 0.00040817 | 0.0001023 | 0 | 0 |  | 1 | TRUE | wye
88 | LV_3822-13_0_5_load_78 | 103 | 0.00094663 | 0.00023725 | 0 | 0 |  | 1 | TRUE | wye
89 | LV_3822-13_0_5_load_87 | 104 | 0.00042292 | 0.00010599 | 0 | 0 |  | 1 | TRUE | wye
90 | LV_3822-13_0_5_load_98 | 105 | 0.00033958 | 8.5108e-05 | 0 | 0 |  | 1 | TRUE | wye
91 | LV_3822-13_0_5_load_86 | 106 | 0.0004249 | 0.00010649 | 0 | 0 |  | 1 | TRUE | wye
92 | LV_3822-13_0_5_load_83 | 107 | 0.00043222 | 0.00010832 | 0 | 0 |  | 1 | TRUE | wye
93 | LV_3822-13_0_5_load_84 | 108 | 0.00035552 | 8.9102e-05 | 0 | 0 |  | 1 | TRUE | wye
94 | LV_3822-13_0_5_load_85 | 109 | 0.00031169 | 7.8116e-05 | 0 | 0 |  | 1 | TRUE | wye
95 | LV_3822-13_0_5_load_99 | 110 | 0.00043989 | 0.00011025 | 0 | 0 |  | 1 | TRUE | wye
96 | LV_3822-13_0_5_load_100 | 111 | 0.00038071 | 9.5416e-05 | 0 | 0 |  | 1 | TRUE | wye
97 | LV_3822-13_0_5_load_88 | 112 | 0.00053715 | 0.00013462 | 0 | 0 |  | 1 | TRUE | wye
98 | LV_3822-13_0_5_load_95 | 116 | 0.00045999 | 0.00011528 | 0 | 0 |  | 1 | TRUE | wye
99 | LV_3822-13_0_5_load_127 | 117 | 0.00050574 | 0.00012675 | 0 | 0 |  | 1 | TRUE | wye
100 | LV_3822-13_0_5_load_94 | 118 | 0.0005064 | 0.00012692 | 0 | 0 |  | 1 | TRUE | wye
101 | LV_3822-13_0_5_load_92 | 120 | 0.00072776 | 0.00018239 | 0 | 0 |  | 1 | TRUE | wye
102 | LV_3822-13_0_5_load_113 | 123 | 0.00046643 | 0.0001169 | 0 | 0 |  | 1 | TRUE | wye
103 | LV_3822-13_0_5_load_96 | 125 | 0.001621 | 0.00040627 | 0 | 0 |  | 1 | TRUE | wye
104 | LV_3822-13_0_5_load_128 | 126 | 0.00051267 | 0.00012849 | 0 | 0 |  | 1 | TRUE | wye
105 | LV_3822-13_0_5_load_101 | 127 | 0.00050933 | 0.00012765 | 0 | 0 |  | 1 | TRUE | wye
106 | LV_3822-13_0_5_load_102 | 128 | 0.00046775 | 0.00011723 | 0 | 0 |  | 1 | TRUE | wye
107 | LV_3822-13_0_5_load_105 | 131 | 0.00035313 | 8.8503e-05 | 0 | 0 |  | 1 | TRUE | wye
108 | LV_3822-13_0_5_load_111 | 133 | 0.00037518 | 9.4029e-05 | 0 | 0 |  | 1 | TRUE | wye
109 | LV_3822-13_0_5_load_134 | 134 | 0.00038725 | 9.7054e-05 | 0 | 0 |  | 1 | TRUE | wye
110 | LV_3822-13_0_5_load_110 | 135 | 0.00057945 | 0.00014522 | 0 | 0 |  | 1 | TRUE | wye
111 | LV_3822-13_0_5_load_106 | 136 | 0.00037158 | 9.3126e-05 | 0 | 0 |  | 1 | TRUE | wye
112 | LV_3822-13_0_5_load_112 | 137 | 0.00043196 | 0.00010826 | 0 | 0 |  | 1 | TRUE | wye
113 | LV_3822-13_0_5_load_133 | 138 | 0.00028716 | 7.1968e-05 | 0 | 0 |  | 1 | TRUE | wye
114 | LV_3822-13_0_5_load_117 | 140 | 0.00041358 | 0.00010365 | 0 | 0 |  | 1 | TRUE | wye
115 | LV_3822-13_0_5_load_109 | 141 | 0.0018985 | 0.0004758 | 0 | 0 |  | 1 | TRUE | wye
116 | LV_3822-13_0_5_load_118 | 142 | 0.0004347 | 0.00010895 | 0 | 0 |  | 1 | TRUE | wye
117 | LV_3822-13_0_5_load_115 | 143 | 0.00055801 | 0.00013985 | 0 | 0 |  | 1 | TRUE | wye
118 | LV_3822-13_0_5_load_166 | 144 | 0.00019742 | 4.9477e-05 | 0 | 0 |  | 1 | TRUE | wye
119 | LV_3822-13_0_5_load_121 | 145 | 0.00026152 | 6.5542e-05 | 0 | 0 |  | 1 | TRUE | wye
120 | LV_3822-13_0_5_load_120 | 147 | 0.00023036 | 5.7735e-05 | 0 | 0 |  | 1 | TRUE | wye
121 | LV_3822-13_0_5_load_125 | 149 | 0.00020009 | 5.0148e-05 | 0 | 0 |  | 1 | TRUE | wye
122 | LV_3822-13_0_5_load_122 | 150 | 0.00023033 | 5.7726e-05 | 0 | 0 |  | 1 | TRUE | wye
123 | LV_3822-13_0_5_load_124 | 151 | 0.00024018 | 6.0196e-05 | 0 | 0 |  | 1 | TRUE | wye
124 | LV_3822-13_0_5_load_126 | 152 | 0.00019726 | 4.9438e-05 | 0 | 0 |  | 1 | TRUE | wye
125 | LV_3822-13_0_5_load_130 | 153 | 0.00040249 | 0.00010087 | 0 | 0 |  | 1 | TRUE | wye
126 | LV_3822-13_0_5_load_131 | 154 | 0.00040674 | 0.00010194 | 0 | 0 |  | 1 | TRUE | wye
127 | LV_3822-13_0_5_load_132 | 155 | 0.00046141 | 0.00011564 | 0 | 0 |  | 1 | TRUE | wye
128 | LV_3822-13_0_5_load_139 | 157 | 0.0011064 | 0.00027729 | 0 | 0 |  | 1 | TRUE | wye
129 | LV_3822-13_0_5_load_140 | 158 | 0.0011517 | 0.00028865 | 0 | 0 |  | 1 | TRUE | wye
130 | LV_3822-13_0_5_load_151 | 159 | 0.0010405 | 0.00026077 | 0 | 0 |  | 1 | TRUE | wye
131 | LV_3822-13_0_5_load_141 | 160 | 0.00063068 | 0.00015806 | 0 | 0 |  | 1 | TRUE | wye
132 | LV_3822-13_0_5_load_152 | 161 | 0.0014835 | 0.00037179 | 0 | 0 |  | 1 | TRUE | wye
133 | LV_3822-13_0_5_load_142 | 162 | 0.0012177 | 0.00030519 | 0 | 0 |  | 1 | TRUE | wye
134 | LV_3822-13_0_5_load_153 | 163 | 0.00095386 | 0.00023906 | 0 | 0 |  | 1 | TRUE | wye

## ext_grid
| name | bus | vm_pu | va_degree | slack_weight | in_service
0 |  | 6 | 1 | 0 | 1 | TRUE

## line
| name | std_type | from_bus | to_bus | length_km | r_ohm_per_km | x_ohm_per_km | c_nf_per_km | g_us_per_km | max_i_ka | df | parallel | type | in_service
0 | LV_3822-13_0_5_line_0 | NAYY 4x150 SE | 0 | 1 | 0.038617 | 0.208 | 0.08 | 261 | 0 | 0.27 | 1 | 1 | cs | TRUE
1 | LV_3822-13_0_5_line_1 | NAYY 4x150 SE | 0 | 2 | 0.040107 | 0.208 | 0.08 | 261 | 0 | 0.27 | 1 | 1 | cs | TRUE
2 | LV_3822-13_0_5_line_2 | NAYY 4x150 SE | 1 | 3 | 0.020362 | 0.208 | 0.08 | 261 | 0 | 0.27 | 1 | 1 | cs | TRUE
3 | LV_3822-13_0_5_line_3 | NAYY 4x150 SE | 2 | 4 | 0.019116 | 0.208 | 0.08 | 261 | 0 | 0.27 | 1 | 1 | cs | TRUE
4 | LV_3822-13_0_5_line_4 | NAYY 4x150 SE | 4 | 5 | 0.0040704 | 0.208 | 0.08 | 261 | 0 | 0.27 | 1 | 2 | cs | TRUE
5 | LV_3822-13_0_5_line_5 | NAYY 4x150 SE | 4 | 6 | 0.13206 | 0.208 | 0.08 | 261 | 0 | 0.27 | 1 | 2 | cs | TRUE
6 | LV_3822-13_0_5_line_6 | NAYY 4x150 SE | 5 | 7 | 0.0015562 | 0.208 | 0.08 | 261 | 0 | 0.27 | 1 | 2 | cs | TRUE
7 | LV_3822-13_0_5_line_7 | NAYY 4x150 SE | 6 | 8 | 0.013092 | 0.208 | 0.08 | 261 | 0 | 0.27 | 1 | 1 | cs | TRUE
8 | LV_3822-13_0_5_line_8 | NAYY 4x150 SE | 6 | 9 | 0.015991 | 0.208 | 0.08 | 261 | 0 | 0.27 | 1 | 2 | cs | TRUE
9 | LV_3822-13_0_5_line_9 | NAYY 4x150 SE | 7 | 16 | 0.14302 | 0.208 | 0.08 | 261 | 0 | 0.27 | 1 | 2 | cs | TRUE
10 | LV_3822-13_0_5_line_10 | NAYY 4x150 SE | 8 | 17 | 0.063808 | 0.208 | 0.08 | 261 | 0 | 0.27 | 1 | 1 | cs | TRUE
11 | LV_3822-13_0_5_line_11 | NAYY 4x150 SE | 9 | 12 | 0.024969 | 0.208 | 0.08 | 261 | 0 | 0.27 | 1 | 2 | cs | TRUE
12 | LV_3822-13_0_5_line_12 | NAYY 4x150 SE | 10 | 11 | 0.026627 | 0.208 | 0.08 | 261 | 0 | 0.27 | 1 | 2 | cs | TRUE
13 | LV_3822-13_0_5_line_13 | NAYY 4x150 SE | 10 | 12 | 0.0033365 | 0.208 | 0.08 | 261 | 0 | 0.27 | 1 | 2 | cs | TRUE
14 | LV_3822-13_0_5_line_14 | NAYY 4x150 SE | 11 | 13 | 0.02633 | 0.208 | 0.08 | 261 | 0 | 0.27 | 1 | 2 | cs | TRUE
15 | LV_3822-13_0_5_line_15 | NAYY 4x150 SE | 13 | 14 | 0.0034951 | 0.208 | 0.08 | 261 | 0 | 0.27 | 1 | 2 | cs | TRUE
16 | LV_3822-13_0_5_line_16 | NAYY 4x150 SE | 14 | 15 | 0.027065 | 0.208 | 0.08 | 261 | 0 | 0.27 | 1 | 2 | cs | TRUE
17 | LV_3822-13_0_5_line_17 | NAYY 4x150 SE | 15 | 78 | 0.038029 | 0.208 | 0.08 | 261 | 0 | 0.27 | 1 | 2 | cs | TRUE
18 | LV_3822-13_0_5_line_18 | NAYY 4x150 SE | 16 | 53 | 0.069252 | 0.208 | 0.08 | 261 | 0 | 0.27 | 1 | 1 | cs | TRUE
19 | LV_3822-13_0_5_line_19 | NAYY 4x150 SE | 16 | 94 | 0.060858 | 0.208 | 0.08 | 261 | 0 | 0.27 | 1 | 2 | cs | TRUE
20 | LV_3822-13_0_5_line_20 | NAYY 4x150 SE | 17 | 41 | 0.0085156 | 0.208 | 0.08 | 261 | 0 | 0.27 | 1 | 1 | cs | TRUE
21 | LV_3822-13_0_5_line_21 | NAYY 4x150 SE | 18 | 19 | 0.002894 | 0.208 | 0.08 | 261 | 0 | 0.27 | 1 | 1 | cs | TRUE
22 | LV_3822-13_0_5_line_22 | NAYY 4x150 SE | 18 | 20 | 0.0082105 | 0.208 | 0.08 | 261 | 0 | 0.27 | 1 | 1 | cs | TRUE
23 | LV_3822-13_0_5_line_23 | NAYY 4x150 SE | 19 | 21 | 0.0048225 | 0.208 | 0.08 | 261 | 0 | 0.27 | 1 | 1 | cs | TRUE
24 | LV_3822-13_0_5_line_24 | NAYY 4x150 SE | 20 | 22 | 0.014882 | 0.208 | 0.08 | 261 | 0 | 0.27 | 1 | 1 | cs | TRUE
25 | LV_3822-13_0_5_line_25 | NAYY 4x150 SE | 21 | 23 | 0.011458 | 0.208 | 0.08 | 261 | 0 | 0.27 | 1 | 1 | cs | TRUE
26 | LV_3822-13_0_5_line_26 | NAYY 4x150 SE | 22 | 24 | 0.0018732 | 0.208 | 0.08 | 261 | 0 | 0.27 | 1 | 1 | cs | TRUE
27 | LV_3822-13_0_5_line_27 | NAYY 4x150 SE | 23 | 25 | 0.0019672 | 0.208 | 0.08 | 261 | 0 | 0.27 | 1 | 1 | cs | TRUE
28 | LV_3822-13_0_5_line_28 | NAYY 4x150 SE | 25 | 42 | 0.0086815 | 0.208 | 0.08 | 261 | 0 | 0.27 | 1 | 1 | cs | TRUE
29 | LV_3822-13_0_5_line_29 | NAYY 4x150 SE | 26 | 27 | 0.031426 | 0.208 | 0.08 | 261 | 0 | 0.27 | 1 | 1 | cs | TRUE
30 | LV_3822-13_0_5_line_30 | NAYY 4x150 SE | 26 | 28 | 0.0034694 | 0.208 | 0.08 | 261 | 0 | 0.27 | 1 | 1 | cs | TRUE
31 | LV_3822-13_0_5_line_31 | NAYY 4x150 SE | 27 | 29 | 0.0014196 | 0.208 | 0.08 | 261 | 0 | 0.27 | 1 | 1 | cs | TRUE
32 | LV_3822-13_0_5_line_32 | NAYY 4x150 SE | 28 | 30 | 0.021262 | 0.208 | 0.08 | 261 | 0 | 0.27 | 1 | 1 | cs | TRUE
33 | LV_3822-13_0_5_line_33 | NAYY 4x150 SE | 29 | 31 | 0.015829 | 0.208 | 0.08 | 261 | 0 | 0.27 | 1 | 1 | cs | TRUE
34 | LV_3822-13_0_5_line_34 | NAYY 4x150 SE | 30 | 32 | 0.03617 | 0.208 | 0.08 | 261 | 0 | 0.27 | 1 | 1 | cs | TRUE
35 | LV_3822-13_0_5_line_35 | NAYY 4x150 SE | 30 | 33 | 0.02275 | 0.208 | 0.08 | 261 | 0 | 0.27 | 1 | 1 | cs | TRUE
36 | LV_3822-13_0_5_line_36 | NAYY 4x150 SE | 31 | 34 | 0.0061792 | 0.208 | 0.08 | 261 | 0 | 0.27 | 1 | 1 | cs | TRUE
37 | LV_3822-13_0_5_line_37 | NAYY 4x150 SE | 32 | 35 | 0.0064357 | 0.208 | 0.08 | 261 | 0 | 0.27 | 1 | 1 | cs | TRUE
38 | LV_3822-13_0_5_line_38 | NAYY 4x150 SE | 32 | 36 | 0.003195 | 0.208 | 0.08 | 261 | 0 | 0.27 | 1 | 1 | cs | TRUE
39 | LV_3822-13_0_5_line_39 | NAYY 4x150 SE | 33 | 37 | 0.035771 | 0.208 | 0.08 | 261 | 0 | 0.27 | 1 | 1 | cs | TRUE
40 | LV_3822-13_0_5_line_40 | NAYY 4x150 SE | 34 | 42 | 0.0033656 | 0.208 | 0.08 | 261 | 0 | 0.27 | 1 | 1 | cs | TRUE
41 | LV_3822-13_0_5_line_41 | NAYY 4x150 SE | 35 | 41 | 0.020574 | 0.208 | 0.08 | 261 | 0 | 0.27 | 1 | 1 | cs | TRUE
42 | LV_3822-13_0_5_line_42 | NAYY 4x150 SE | 36 | 40 | 0.024984 | 0.208 | 0.08 | 261 | 0 | 0.27 | 1 | 1 | cs | TRUE
43 | LV_3822-13_0_5_line_43 | NAYY 4x150 SE | 36 | 39 | 0.016567 | 0.208 | 0.08 | 261 | 0 | 0.27 | 1 | 1 | cs | TRUE
44 | LV_3822-13_0_5_line_44 | NAYY 4x150 SE | 37 | 57 | 0.021519 | 0.208 | 0.08 | 261 | 0 | 0.27 | 1 | 1 | cs | TRUE
45 | LV_3822-13_0_5_line_45 | NAYY 4x150 SE | 38 | 39 | 0.0022064 | 0.208 | 0.08 | 261 | 0 | 0.27 | 1 | 1 | cs | TRUE
46 | LV_3822-13_0_5_line_46 | NAYY 4x150 SE | 43 | 44 | 0.12488 | 0.208 | 0.08 | 261 | 0 | 0.27 | 1 | 1 | cs | TRUE
47 | LV_3822-13_0_5_line_47 | NAYY 4x150 SE | 43 | 45 | 0.025545 | 0.208 | 0.08 | 261 | 0 | 0.27 | 1 | 1 | cs | TRUE
48 | LV_3822-13_0_5_line_48 | NAYY 4x150 SE | 43 | 46 | 0.050556 | 0.208 | 0.08 | 261 | 0 | 0.27 | 1 | 1 | cs | TRUE
49 | LV_3822-13_0_5_line_49 | NAYY 4x150 SE | 44 | 47 | 0.05574 | 0.208 | 0.08 | 261 | 0 | 0.27 | 1 | 1 | cs | TRUE
50 | LV_3822-13_0_5_line_50 | NAYY 4x150 SE | 45 | 48 | 0.013494 | 0.208 | 0.08 | 261 | 0 | 0.27 | 1 | 1 | cs | TRUE
51 | LV_3822-13_0_5_line_51 | NAYY 4x150 SE | 47 | 49 | 0.025195 | 0.208 | 0.08 | 261 | 0 | 0.27 | 1 | 1 | cs | TRUE
52 | LV_3822-13_0_5_line_52 | NAYY 4x150 SE | 47 | 50 | 0.032857 | 0.208 | 0.08 | 261 | 0 | 0.27 | 1 | 1 | cs | TRUE
53 | LV_3822-13_0_5_line_53 | NAYY 4x150 SE | 48 | 51 | 0.011451 | 0.208 | 0.08 | 261 | 0 | 0.27 | 1 | 1 | cs | TRUE
54 | LV_3822-13_0_5_line_54 | NAYY 4x150 SE | 49 | 52 | 0.0056738 | 0.208 | 0.08 | 261 | 0 | 0.27 | 1 | 1 | cs | TRUE
55 | LV_3822-13_0_5_line_55 | NAYY 4x150 SE | 52 | 53 | 0.0049832 | 0.208 | 0.08 | 261 | 0 | 0.27 | 1 | 1 | cs | TRUE
56 | LV_3822-13_0_5_line_56 | NAYY 4x150 SE | 54 | 55 | 0.055525 | 0.208 | 0.08 | 261 | 0 | 0.27 | 1 | 1 | cs | TRUE
57 | LV_3822-13_0_5_line_57 | NAYY 4x150 SE | 54 | 56 | 0.087384 | 0.208 | 0.08 | 261 | 0 | 0.27 | 1 | 1 | cs | TRUE
58 | LV_3822-13_0_5_line_58 | NAYY 4x150 SE | 55 | 84 | 0.06952 | 0.208 | 0.08 | 261 | 0 | 0.27 | 1 | 1 | cs | TRUE
59 | LV_3822-13_0_5_line_59 | NAYY 4x150 SE | 55 | 85 | 0.16275 | 0.208 | 0.08 | 261 | 0 | 0.27 | 1 | 1 | cs | TRUE
60 | LV_3822-13_0_5_line_60 | NAYY 4x150 SE | 56 | 72 | 0.0029705 | 0.208 | 0.08 | 261 | 0 | 0.27 | 1 | 1 | cs | TRUE
61 | LV_3822-13_0_5_line_61 | NAYY 4x150 SE | 58 | 59 | 0.038081 | 0.208 | 0.08 | 261 | 0 | 0.27 | 1 | 1 | cs | TRUE
62 | LV_3822-13_0_5_line_62 | NAYY 4x150 SE | 59 | 60 | 0.025382 | 0.208 | 0.08 | 261 | 0 | 0.27 | 1 | 1 | cs | TRUE
63 | LV_3822-13_0_5_line_63 | NAYY 4x150 SE | 59 | 61 | 0.027988 | 0.208 | 0.08 | 261 | 0 | 0.27 | 1 | 2 | cs | TRUE
64 | LV_3822-13_0_5_line_64 | NAYY 4x150 SE | 60 | 62 | 0.023793 | 0.208 | 0.08 | 261 | 0 | 0.27 | 1 | 1 | cs | TRUE
65 | LV_3822-13_0_5_line_65 | NAYY 4x150 SE | 61 | 63 | 0.00075565 | 0.208 | 0.08 | 261 | 0 | 0.27 | 1 | 2 | cs | TRUE
66 | LV_3822-13_0_5_line_66 | NAYY 4x150 SE | 62 | 64 | 0.0089611 | 0.208 | 0.08 | 261 | 0 | 0.27 | 1 | 1 | cs | TRUE
67 | LV_3822-13_0_5_line_67 | NAYY 4x150 SE | 63 | 65 | 0.021818 | 0.208 | 0.08 | 261 | 0 | 0.27 | 1 | 2 | cs | TRUE
68 | LV_3822-13_0_5_line_68 | NAYY 4x150 SE | 64 | 66 | 0.011479 | 0.208 | 0.08 | 261 | 0 | 0.27 | 1 | 1 | cs | TRUE
69 | LV_3822-13_0_5_line_69 | NAYY 4x150 SE | 65 | 68 | 0.0031097 | 0.208 | 0.08 | 261 | 0 | 0.27 | 1 | 2 | cs | TRUE
70 | LV_3822-13_0_5_line_70 | NAYY 4x150 SE | 66 | 67 | 0.012667 | 0.208 | 0.08 | 261 | 0 | 0.27 | 1 | 1 | cs | TRUE
71 | LV_3822-13_0_5_line_71 | NAYY 4x150 SE | 67 | 70 | 0.030592 | 0.208 | 0.08 | 261 | 0 | 0.27 | 1 | 1 | cs | TRUE
72 | LV_3822-13_0_5_line_72 | NAYY 4x150 SE | 68 | 69 | 0.027373 | 0.208 | 0.08 | 261 | 0 | 0.27 | 1 | 2 | cs | TRUE
73 | LV_3822-13_0_5_line_73 | NAYY 4x150 SE | 69 | 75 | 0.0057023 | 0.208 | 0.08 | 261 | 0 | 0.27 | 1 | 2 | cs | TRUE
74 | LV_3822-13_0_5_line_74 | NAYY 4x150 SE | 69 | 76 | 0.011398 | 0.208 | 0.08 | 261 | 0 | 0.27 | 1 | 1 | cs | TRUE
75 | LV_3822-13_0_5_line_75 | NAYY 4x150 SE | 69 | 77 | 0.031208 | 0.208 | 0.08 | 261 | 0 | 0.27 | 1 | 1 | cs | TRUE
76 | LV_3822-13_0_5_line_76 | NAYY 4x150 SE | 70 | 71 | 0.014072 | 0.208 | 0.08 | 261 | 0 | 0.27 | 1 | 1 | cs | TRUE
77 | LV_3822-13_0_5_line_77 | NAYY 4x150 SE | 71 | 72 | 0.029321 | 0.208 | 0.08 | 261 | 0 | 0.27 | 1 | 1 | cs | TRUE
78 | LV_3822-13_0_5_line_78 | NAYY 4x150 SE | 73 | 74 | 0.018894 | 0.208 | 0.08 | 261 | 0 | 0.27 | 1 | 1 | cs | TRUE
79 | LV_3822-13_0_5_line_79 | NAYY 4x150 SE | 74 | 79 | 0.0023424 | 0.208 | 0.08 | 261 | 0 | 0.27 | 1 | 1 | cs | TRUE
80 | LV_3822-13_0_5_line_80 | NAYY 4x150 SE | 75 | 86 | 0.0072797 | 0.208 | 0.08 | 261 | 0 | 0.27 | 1 | 2 | cs | TRUE
81 | LV_3822-13_0_5_line_81 | NAYY 4x150 SE | 76 | 87 | 0.0057596 | 0.208 | 0.08 | 261 | 0 | 0.27 | 1 | 1 | cs | TRUE
82 | LV_3822-13_0_5_line_82 | NAYY 4x150 SE | 77 | 88 | 0.014172 | 0.208 | 0.08 | 261 | 0 | 0.27 | 1 | 1 | cs | TRUE
83 | LV_3822-13_0_5_line_83 | NAYY 4x150 SE | 78 | 83 | 0.018104 | 0.208 | 0.08 | 261 | 0 | 0.27 | 1 | 2 | cs | TRUE
84 | LV_3822-13_0_5_line_84 | NAYY 4x150 SE | 79 | 80 | 0.015276 | 0.208 | 0.08 | 261 | 0 | 0.27 | 1 | 2 | cs | TRUE
85 | LV_3822-13_0_5_line_85 | NAYY 4x150 SE | 79 | 81 | 0.035242 | 0.208 | 0.08 | 261 | 0 | 0.27 | 1 | 2 | cs | TRUE
86 | LV_3822-13_0_5_line_86 | NAYY 4x150 SE | 80 | 82 | 0.0033433 | 0.208 | 0.08 | 261 | 0 | 0.27 | 1 | 2 | cs | TRUE
87 | LV_3822-13_0_5_line_87 | NAYY 4x150 SE | 81 | 83 | 0.017379 | 0.208 | 0.08 | 261 | 0 | 0.27 | 1 | 2 | cs | TRUE
88 | LV_3822-13_0_5_line_88 | NAYY 4x150 SE | 82 | 86 | 0.012975 | 0.208 | 0.08 | 261 | 0 | 0.27 | 1 | 2 | cs | TRUE
89 | LV_3822-13_0_5_line_89 | NAYY 4x150 SE | 84 | 158 | 0.0060414 | 0.208 | 0.08 | 261 | 0 | 0.27 | 1 | 1 | cs | TRUE
90 | LV_3822-13_0_5_line_90 | NAYY 4x150 SE | 85 | 156 | 0.029328 | 0.208 | 0.08 | 261 | 0 | 0.27 | 1 | 1 | cs | TRUE
91 | LV_3822-13_0_5_line_91 | NAYY 4x150 SE | 89 | 90 | 0.022834 | 0.208 | 0.08 | 261 | 0 | 0.27 | 1 | 1 | cs | TRUE
92 | LV_3822-13_0_5_line_92 | NAYY 4x150 SE | 90 | 91 | 0.18935 | 0.208 | 0.08 | 261 | 0 | 0.27 | 1 | 1 | cs | TRUE
93 | LV_3822-13_0_5_line_93 | NAYY 4x150 SE | 91 | 95 | 0.060459 | 0.208 | 0.08 | 261 | 0 | 0.27 | 1 | 1 | cs | TRUE
94 | LV_3822-13_0_5_line_94 | NAYY 4x150 SE | 92 | 93 | 0.64112 | 0.208 | 0.08 | 261 | 0 | 0.27 | 1 | 2 | cs | TRUE
95 | LV_3822-13_0_5_line_95 | NAYY 4x150 SE | 92 | 94 | 0.065038 | 0.208 | 0.08 | 261 | 0 | 0.27 | 1 | 2 | cs | TRUE
96 | LV_3822-13_0_5_line_96 | NAYY 4x150 SE | 93 | 153 | 0.23257 | 0.208 | 0.08 | 261 | 0 | 0.27 | 1 | 2 | cs | TRUE
97 | LV_3822-13_0_5_line_97 | NAYY 4x150 SE | 93 | 126 | 0.19475 | 0.208 | 0.08 | 261 | 0 | 0.27 | 1 | 2 | cs | TRUE
98 | LV_3822-13_0_5_line_98 | NAYY 4x150 SE | 95 | 98 | 0.11863 | 0.208 | 0.08 | 261 | 0 | 0.27 | 1 | 1 | cs | TRUE
99 | LV_3822-13_0_5_line_99 | NAYY 4x150 SE | 96 | 97 | 0.044234 | 0.208 | 0.08 | 261 | 0 | 0.27 | 1 | 1 | cs | TRUE
100 | LV_3822-13_0_5_line_100 | NAYY 4x150 SE | 96 | 98 | 0.075538 | 0.208 | 0.08 | 261 | 0 | 0.27 | 1 | 1 | cs | TRUE
101 | LV_3822-13_0_5_line_101 | NAYY 4x150 SE | 97 | 99 | 0.026857 | 0.208 | 0.08 | 261 | 0 | 0.27 | 1 | 1 | cs | TRUE
102 | LV_3822-13_0_5_line_102 | NAYY 4x150 SE | 99 | 102 | 0.046181 | 0.208 | 0.08 | 261 | 0 | 0.27 | 1 | 1 | cs | TRUE
103 | LV_3822-13_0_5_line_103 | NAYY 4x150 SE | 99 | 100 | 0.060972 | 0.208 | 0.08 | 261 | 0 | 0.27 | 1 | 1 | cs | TRUE
104 | LV_3822-13_0_5_line_104 | NAYY 4x150 SE | 100 | 101 | 0.034956 | 0.208 | 0.08 | 261 | 0 | 0.27 | 1 | 1 | cs | TRUE
105 | LV_3822-13_0_5_line_105 | NAYY 4x150 SE | 102 | 107 | 0.15083 | 0.208 | 0.08 | 261 | 0 | 0.27 | 1 | 1 | cs | TRUE
106 | LV_3822-13_0_5_line_106 | NAYY 4x150 SE | 103 | 104 | 0.13121 | 0.208 | 0.08 | 261 | 0 | 0.27 | 1 | 1 | cs | TRUE
107 | LV_3822-13_0_5_line_107 | NAYY 4x150 SE | 104 | 105 | 0.17652 | 0.208 | 0.08 | 261 | 0 | 0.27 | 1 | 1 | cs | TRUE
108 | LV_3822-13_0_5_line_108 | NAYY 4x150 SE | 104 | 106 | 0.18727 | 0.208 | 0.08 | 261 | 0 | 0.27 | 1 | 1 | cs | TRUE
109 | LV_3822-13_0_5_line_109 | NAYY 4x150 SE | 106 | 109 | 0.23737 | 0.208 | 0.08 | 261 | 0 | 0.27 | 1 | 1 | cs | TRUE
110 | LV_3822-13_0_5_line_110 | NAYY 4x150 SE | 107 | 108 | 0.0020713 | 0.208 | 0.08 | 261 | 0 | 0.27 | 1 | 1 | cs | TRUE
111 | LV_3822-13_0_5_line_111 | NAYY 4x150 SE | 108 | 109 | 0.16812 | 0.208 | 0.08 | 261 | 0 | 0.27 | 1 | 2 | cs | TRUE
112 | LV_3822-13_0_5_line_112 | NAYY 4x150 SE | 109 | 110 | 0.1245 | 0.208 | 0.08 | 261 | 0 | 0.27 | 1 | 2 | cs | TRUE
113 | LV_3822-13_0_5_line_113 | NAYY 4x150 SE | 110 | 111 | 0.1921 | 0.208 | 0.08 | 261 | 0 | 0.27 | 1 | 2 | cs | TRUE
114 | LV_3822-13_0_5_line_114 | NAYY 4x150 SE | 111 | 115 | 0.152 | 0.208 | 0.08 | 261 | 0 | 0.27 | 1 | 2 | cs | TRUE
115 | LV_3822-13_0_5_line_115 | NAYY 4x150 SE | 112 | 113 | 0.0085022 | 0.208 | 0.08 | 261 | 0 | 0.27 | 1 | 1 | cs | TRUE
116 | LV_3822-13_0_5_line_116 | NAYY 4x150 SE | 113 | 114 | 0.22602 | 0.208 | 0.08 | 261 | 0 | 0.27 | 1 | 1 | cs | TRUE
117 | LV_3822-13_0_5_line_117 | NAYY 4x150 SE | 114 | 115 | 0.15562 | 0.208 | 0.08 | 261 | 0 | 0.27 | 1 | 1 | cs | TRUE
118 | LV_3822-13_0_5_line_118 | NAYY 4x150 SE | 114 | 116 | 0.08503 | 0.208 | 0.08 | 261 | 0 | 0.27 | 1 | 1 | cs | TRUE
119 | LV_3822-13_0_5_line_119 | NAYY 4x150 SE | 115 | 117 | 0.095691 | 0.208 | 0.08 | 261 | 0 | 0.27 | 1 | 2 | cs | TRUE
120 | LV_3822-13_0_5_line_120 | NAYY 4x150 SE | 116 | 118 | 0.019334 | 0.208 | 0.08 | 261 | 0 | 0.27 | 1 | 1 | cs | TRUE
121 | LV_3822-13_0_5_line_121 | NAYY 4x150 SE | 117 | 126 | 0.14614 | 0.208 | 0.08 | 261 | 0 | 0.27 | 1 | 2 | cs | TRUE
122 | LV_3822-13_0_5_line_122 | NAYY 4x150 SE | 118 | 125 | 0.015534 | 0.208 | 0.08 | 261 | 0 | 0.27 | 1 | 1 | cs | TRUE
123 | LV_3822-13_0_5_line_123 | NAYY 4x150 SE | 119 | 120 | 0.065916 | 0.208 | 0.08 | 261 | 0 | 0.27 | 1 | 1 | cs | TRUE
124 | LV_3822-13_0_5_line_124 | NAYY 4x150 SE | 119 | 121 | 0.077252 | 0.208 | 0.08 | 261 | 0 | 0.27 | 1 | 1 | cs | TRUE
125 | LV_3822-13_0_5_line_125 | NAYY 4x150 SE | 121 | 122 | 0.043367 | 0.208 | 0.08 | 261 | 0 | 0.27 | 1 | 1 | cs | TRUE
126 | LV_3822-13_0_5_line_126 | NAYY 4x150 SE | 121 | 123 | 0.045323 | 0.208 | 0.08 | 261 | 0 | 0.27 | 1 | 1 | cs | TRUE
127 | LV_3822-13_0_5_line_127 | NAYY 4x150 SE | 122 | 124 | 0.25071 | 0.208 | 0.08 | 261 | 0 | 0.27 | 1 | 2 | cs | TRUE
128 | LV_3822-13_0_5_line_128 | NAYY 4x150 SE | 124 | 143 | 0.12935 | 0.208 | 0.08 | 261 | 0 | 0.27 | 1 | 2 | cs | TRUE
129 | LV_3822-13_0_5_line_129 | NAYY 4x150 SE | 127 | 128 | 0.039099 | 0.208 | 0.08 | 261 | 0 | 0.27 | 1 | 1 | cs | TRUE
130 | LV_3822-13_0_5_line_130 | NAYY 4x150 SE | 128 | 129 | 0.01881 | 0.208 | 0.08 | 261 | 0 | 0.27 | 1 | 1 | cs | TRUE
131 | LV_3822-13_0_5_line_131 | NAYY 4x150 SE | 129 | 130 | 0.21967 | 0.208 | 0.08 | 261 | 0 | 0.27 | 1 | 2 | cs | TRUE
132 | LV_3822-13_0_5_line_132 | NAYY 4x150 SE | 129 | 131 | 0.18406 | 0.208 | 0.08 | 261 | 0 | 0.27 | 1 | 2 | cs | TRUE
133 | LV_3822-13_0_5_line_133 | NAYY 4x150 SE | 130 | 132 | 0.1278 | 0.208 | 0.08 | 261 | 0 | 0.27 | 1 | 2 | cs | TRUE
134 | LV_3822-13_0_5_line_134 | NAYY 4x150 SE | 130 | 133 | 0.020428 | 0.208 | 0.08 | 261 | 0 | 0.27 | 1 | 1 | cs | TRUE
135 | LV_3822-13_0_5_line_135 | NAYY 4x150 SE | 131 | 134 | 0.019771 | 0.208 | 0.08 | 261 | 0 | 0.27 | 1 | 2 | cs | TRUE
136 | LV_3822-13_0_5_line_136 | NAYY 4x150 SE | 132 | 135 | 0.021518 | 0.208 | 0.08 | 261 | 0 | 0.27 | 1 | 1 | cs | TRUE
137 | LV_3822-13_0_5_line_137 | NAYY 4x150 SE | 132 | 136 | 0.017929 | 0.208 | 0.08 | 261 | 0 | 0.27 | 1 | 2 | cs | TRUE
138 | LV_3822-13_0_5_line_138 | NAYY 4x150 SE | 133 | 137 | 0.063885 | 0.208 | 0.08 | 261 | 0 | 0.27 | 1 | 1 | cs | TRUE
139 | LV_3822-13_0_5_line_139 | NAYY 4x150 SE | 134 | 138 | 0.21509 | 0.208 | 0.08 | 261 | 0 | 0.27 | 1 | 2 | cs | TRUE
140 | LV_3822-13_0_5_line_140 | NAYY 4x150 SE | 136 | 139 | 0.17185 | 0.208 | 0.08 | 261 | 0 | 0.27 | 1 | 1 | cs | TRUE
141 | LV_3822-13_0_5_line_141 | NAYY 4x150 SE | 136 | 140 | 0.40701 | 0.208 | 0.08 | 261 | 0 | 0.27 | 1 | 2 | cs | TRUE
142 | LV_3822-13_0_5_line_142 | NAYY 4x150 SE | 138 | 155 | 0.020375 | 0.208 | 0.08 | 261 | 0 | 0.27 | 1 | 2 | cs | TRUE
143 | LV_3822-13_0_5_line_143 | NAYY 4x150 SE | 139 | 141 | 0.016796 | 0.208 | 0.08 | 261 | 0 | 0.27 | 1 | 1 | cs | TRUE
144 | LV_3822-13_0_5_line_144 | NAYY 4x150 SE | 140 | 142 | 0.11581 | 0.208 | 0.08 | 261 | 0 | 0.27 | 1 | 2 | cs | TRUE
145 | LV_3822-13_0_5_line_145 | NAYY 4x150 SE | 142 | 144 | 0.36276 | 0.208 | 0.08 | 261 | 0 | 0.27 | 1 | 2 | cs | TRUE
146 | LV_3822-13_0_5_line_146 | NAYY 4x150 SE | 142 | 143 | 0.12676 | 0.208 | 0.08 | 261 | 0 | 0.27 | 1 | 2 | cs | TRUE
147 | LV_3822-13_0_5_line_147 | NAYY 4x150 SE | 144 | 145 | 0.015072 | 0.208 | 0.08 | 261 | 0 | 0.27 | 1 | 2 | cs | TRUE
148 | LV_3822-13_0_5_line_148 | NAYY 4x150 SE | 145 | 146 | 0.18736 | 0.208 | 0.08 | 261 | 0 | 0.27 | 1 | 1 | cs | TRUE
149 | LV_3822-13_0_5_line_149 | NAYY 4x150 SE | 146 | 147 | 0.057741 | 0.208 | 0.08 | 261 | 0 | 0.27 | 1 | 1 | cs | TRUE
150 | LV_3822-13_0_5_line_150 | NAYY 4x150 SE | 147 | 148 | 0.018949 | 0.208 | 0.08 | 261 | 0 | 0.27 | 1 | 1 | cs | TRUE
151 | LV_3822-13_0_5_line_151 | NAYY 4x150 SE | 148 | 149 | 0.0092812 | 0.208 | 0.08 | 261 | 0 | 0.27 | 1 | 1 | cs | TRUE
152 | LV_3822-13_0_5_line_152 | NAYY 4x150 SE | 148 | 150 | 0.031506 | 0.208 | 0.08 | 261 | 0 | 0.27 | 1 | 1 | cs | TRUE
153 | LV_3822-13_0_5_line_153 | NAYY 4x150 SE | 149 | 152 | 0.047126 | 0.208 | 0.08 | 261 | 0 | 0.27 | 1 | 1 | cs | TRUE
154 | LV_3822-13_0_5_line_154 | NAYY 4x150 SE | 150 | 151 | 0.017941 | 0.208 | 0.08 | 261 | 0 | 0.27 | 1 | 1 | cs | TRUE
155 | LV_3822-13_0_5_line_155 | NAYY 4x150 SE | 153 | 154 | 0.012887 | 0.208 | 0.08 | 261 | 0 | 0.27 | 1 | 2 | cs | TRUE
156 | LV_3822-13_0_5_line_156 | NAYY 4x150 SE | 154 | 155 | 0.028015 | 0.208 | 0.08 | 261 | 0 | 0.27 | 1 | 2 | cs | TRUE
157 | LV_3822-13_0_5_line_157 | NAYY 4x150 SE | 156 | 157 | 0.085806 | 0.208 | 0.08 | 261 | 0 | 0.27 | 1 | 1 | cs | TRUE
158 | LV_3822-13_0_5_line_158 | NAYY 4x150 SE | 157 | 159 | 0.13461 | 0.208 | 0.08 | 261 | 0 | 0.27 | 1 | 1 | cs | TRUE
159 | LV_3822-13_0_5_line_159 | NAYY 4x150 SE | 158 | 160 | 0.0034853 | 0.208 | 0.08 | 261 | 0 | 0.27 | 1 | 1 | cs | TRUE
160 | LV_3822-13_0_5_line_160 | NAYY 4x150 SE | 159 | 161 | 0.15932 | 0.208 | 0.08 | 261 | 0 | 0.27 | 1 | 1 | cs | TRUE
161 | LV_3822-13_0_5_line_161 | NAYY 4x150 SE | 160 | 162 | 0.017083 | 0.208 | 0.08 | 261 | 0 | 0.27 | 1 | 1 | cs | TRUE
162 | LV_3822-13_0_5_line_162 | NAYY 4x150 SE | 161 | 163 | 0.021706 | 0.208 | 0.08 | 261 | 0 | 0.27 | 1 | 1 | cs | TRUE

## trafo
| name | std_type | hv_bus | lv_bus | sn_mva | vn_hv_kv | vn_lv_kv | vk_percent | vkr_percent | pfe_kw | i0_percent | shift_degree | tap_side | tap_neutral | tap_min | tap_max | tap_step_percent | tap_step_degree | tap_pos | tap_phase_shifter | parallel | df | in_service
0 | LV_3822-13_0_5_trafo_11 | 0.25 MVA 20/0.4 kV | 164 | 6 | 0.25 | 20 | 0.4 | 6 | 1.44 | 0.8 | 0.32 | 150 | hv | 0 | -2 | 2 | 2.5 | 0 | 0 | FALSE | 1 | 1 | TRUE

## line_geodata
| x0 | y0 | x1 | y1 | x2 | y2 | x3 | y3 | x4 | y4 | x5 | y5 | x6 | y6 | x7 | y7 | x8 | y8 | x9 | y9 | x10 | y10 | x11 | y11 | x12 | y12 | x13 | y13 | x14 | y14 | x15 | y15 | x16 | y16 | x17 | y17 | x18 | y18 | x19 | y19 | x20 | y20 | x21 | y21 | x22 | y22 | x23 | y23 | x24 | y24 | x25 | y25 | x26 | y26 | x27 | y27 | x28 | y28 | x29 | y29 | x30 | y30 | x31 | y31 | x32 | y32 | x33 | y33 | x34 | y34 | x35 | y35 | x36 | y36 | x37 | y37 | x38 | y38 | x39 | y39 | x40 | y40 | x41 | y41 | x42 | y42 | x43 | y43 | x44 | y44 | x45 | y45 | x46 | y46 | x47 | y47 | x48 | y48 | x49 | y49 | x50 | y50 | x51 | y51
0 | 2737782.5177 | 1139962.1967 | 2737782.774 | 1139956.9014 | 2737782.3012 | 1139944.5926 | 2737777.135 | 1139938.0365 | 2737766.0659 | 1139931.9126
1 | 2737782.5177 | 1139962.1967 | 2737782.0601 | 1139971.6517 | 2737776.2998 | 1139982.6839 | 2737770.6594 | 1139988.8042 | 2737769.9782 | 1139993.7034 | 2737771.7328 | 1139998.306
2 | 2737746.3432 | 1139926.8508 | 2737766.0659 | 1139931.9126 | 2737766.0659 | 1139931.9126
3 | 2737788.4817 | 1140006.4352 | 2737780.1702 | 1140004.5441 | 2737771.9452 | 1139998.8633 | 2737771.7328 | 1139998.306
4 | 2737788.4817 | 1140006.4352 | 2737788.4841 | 1140010.5057
5 | 2737835.016 | 1139886.6418 | 2737819.8369 | 1139905.5093 | 2737804.0447 | 1139932.024 | 2737795.0613 | 1139951.122 | 2737791.0877 | 1139967.121 | 2737789.1408 | 1139986.0017 | 2737788.4817 | 1140006.4352
6 | 2737788.485 | 1140012.0619 | 2737788.4841 | 1140010.5057
7 | 2737835.016 | 1139886.6418 | 2737842.8397 | 1139876.1449
8 | 2737835.016 | 1139886.6418 | 2737832.1445 | 1139870.9104
9 | 2737751.1045 | 1140145.3967 | 2737753.9998 | 1140137.8682 | 2737762.7576 | 1140125.937 | 2737771.5765 | 1140114.0294 | 2737779.4724 | 1140100.7664 | 2737784.7111 | 1140087.6429 | 2737786.4936 | 1140075.9527 | 2737788.5004 | 1140037.948 | 2737788.485 | 1140012.0619
10 | 2737875.8007 | 1139822.4639 | 2737870.612 | 1139838.5411 | 2737865.0696 | 1139848.4441 | 2737857.5491 | 1139859.0581 | 2737845.0717 | 1139873.1503 | 2737842.8397 | 1139876.1449
11 | 2737832.1445 | 1139870.9104 | 2737830.4281 | 1139861.5072 | 2737827.1878 | 1139846.4411
12 | 2737826.4863 | 1139843.1792 | 2737822.1175 | 1139822.8665 | 2737821.4875 | 1139817.0504
13 | 2737826.4863 | 1139843.1792 | 2737827.1878 | 1139846.4411
14 | 2737820.8235 | 1139790.7674 | 2737820.6372 | 1139809.2003 | 2737821.4875 | 1139817.0504
15 | 2737820.8235 | 1139790.7674 | 2737820.8588 | 1139787.2725
16 | 2737821.1322 | 1139760.209 | 2737820.8588 | 1139787.2725
17 | 2737821.1322 | 1139760.209 | 2737821.1678 | 1139756.6845 | 2737822.3108 | 1139722.1994
18 | 2737751.1045 | 1140145.3967 | 2737746.8099 | 1140142.452 | 2737745.8062 | 1140138.9042 | 2737746.8373 | 1140135.5253 | 2737753.5881 | 1140125.9166 | 2737756.3543 | 1140117.9738 | 2737756.7674 | 1140112.0122 | 2737753.8362 | 1140103.261 | 2737739.6453 | 1140087.1546
19 | 2737751.1045 | 1140145.3967 | 2737690.424 | 1140150.038
20 | 2737875.8007 | 1139822.4639 | 2737878.4162 | 1139814.3599
21 | 2737926.2531 | 1139648.052 | 2737927.0496 | 1139645.2699
22 | 2737929.3094 | 1139637.3764 | 2737927.0496 | 1139645.2699
23 | 2737924.9529 | 1139652.696 | 2737925.7829 | 1139649.6942 | 2737926.2531 | 1139648.052
24 | 2737933.4055 | 1139623.069 | 2737929.3094 | 1139637.3764
25 | 2737924.9529 | 1139652.696 | 2737921.8994 | 1139663.7392
26 | 2737933.4055 | 1139623.069 | 2737933.921 | 1139621.2681
27 | 2737921.3751 | 1139665.6352 | 2737921.8994 | 1139663.7392
28 | 2737921.3751 | 1139665.6352 | 2737919.0614 | 1139674.0028
29 | 2737911.8225 | 1139699.7992 | 2737903.0108 | 1139729.9641
30 | 2737902.038 | 1139733.2943 | 2737903.0108 | 1139729.9641
31 | 2737912.2205 | 1139698.4366 | 2737911.8225 | 1139699.7992
32 | 2737896.0776 | 1139753.7041 | 2737896.3115 | 1139752.8977 | 2737902.038 | 1139733.2943
33 | 2737916.5177 | 1139683.2023 | 2737913.8062 | 1139693.0083 | 2737912.2205 | 1139698.4366
34 | 2737886.0588 | 1139788.4567 | 2737896.0776 | 1139753.7041
35 | 2737896.0776 | 1139753.7041 | 2737888.8125 | 1139751.4587 | 2737885.5495 | 1139749.4827 | 2737883.4354 | 1139745.7094 | 2737881.9418 | 1139738.8647
36 | 2737916.5177 | 1139683.2023 | 2737918.1644 | 1139677.2467
37 | 2737886.0588 | 1139788.4567 | 2737884.2747 | 1139794.6401
38 | 2737886.0588 | 1139788.4567 | 2737889.1831 | 1139787.7497
39 | 2737866.393 | 1139711.439 | 2737870.4411 | 1139711.0423 | 2737873.3561 | 1139712.0874 | 2737876.1099 | 1139715.1415 | 2737878.3597 | 1139721.0528 | 2737881.2139 | 1139735.5288 | 2737881.9418 | 1139738.8647
40 | 2737919.0614 | 1139674.0028 | 2737918.1644 | 1139677.2467
41 | 2737878.4162 | 1139814.3599 | 2737880.0095 | 1139809.423 | 2737884.2747 | 1139794.6401
42 | 2737903.9955 | 1139807.8253 | 2737898.423 | 1139798.8468 | 2737889.1831 | 1139787.7497
43 | 2737889.1831 | 1139787.7497 | 2737905.3365 | 1139784.0696
44 | 2737856.5257 | 1139730.1387 | 2737858.8133 | 1139726.655 | 2737861.319 | 1139719.0177 | 2737864.0171 | 1139713.3973 | 2737866.393 | 1139711.439
45 | 2737907.4878 | 1139783.5795 | 2737905.3365 | 1139784.0696
46 | 2737657.3176 | 1139922.7538 | 2737659.0697 | 1139927.4905 | 2737668.8256 | 1139971.9461 | 2737673.432 | 1140023.256 | 2737673.3621 | 1140038.4546 | 2737672.093 | 1140045.9512
47 | 2737657.3176 | 1139922.7538 | 2737653.8887 | 1139913.4842 | 2737643.2979 | 1139901.9462
48 | 2737657.3176 | 1139922.7538 | 2737691.6246 | 1139885.6199
49 | 2737708.8343 | 1140071.833 | 2737697.3993 | 1140070.6268 | 2737678.4249 | 1140067.0691 | 2737672.2528 | 1140063.1254 | 2737670.4572 | 1140058.203 | 2737670.8456 | 1140053.3193 | 2737672.093 | 1140045.9512
50 | 2737643.2979 | 1139901.9462 | 2737634.1729 | 1139892.0051
51 | 2737708.8343 | 1140071.833 | 2737722.2329 | 1140074.3072 | 2737727.369 | 1140075.781 | 2737732.6001 | 1140079.1584
52 | 2737708.8343 | 1140071.833 | 2737704.6232 | 1140050.0652 | 2737704.2447 | 1140039.3861
53 | 2737626.4295 | 1139883.5692 | 2737634.1729 | 1139892.0051
54 | 2737736.3509 | 1140083.4156 | 2737732.6001 | 1140079.1584
55 | 2737736.3509 | 1140083.4156 | 2737739.6453 | 1140087.1546
56 | 2737725.4773 | 1139829.7882 | 2737707.4475 | 1139816.8339 | 2737691.081 | 1139806.842 | 2737685.5876 | 1139801.8019 | 2737683.7209 | 1139795.2767
57 | 2737725.4773 | 1139829.7882 | 2737738.014 | 1139821.179 | 2737751.6727 | 1139805.2121 | 2737756.5618 | 1139790.5572 | 2737766.5775 | 1139767.7021 | 2737767.4265 | 1139756.9737
58 | 2737683.7209 | 1139795.2767 | 2737679.3058 | 1139795.9098 | 2737679.1699 | 1139801.8666 | 2737678.7868 | 1139809.8861 | 2737679.5731 | 1139820.6009 | 2737680.8592 | 1139827.6243 | 2737679.6664 | 1139834.3799 | 2737677.123 | 1139837.6132 | 2737671.3529 | 1139837.2814 | 2737663.5098 | 1139837.1024 | 2737654.9382 | 1139837.6652
59 | 2737683.7209 | 1139795.2767 | 2737685.017 | 1139787.7006 | 2737691.2816 | 1139768.3958 | 2737691.2879 | 1139758.344 | 2737690.937 | 1139747.4279 | 2737691.0826 | 1139741.0487 | 2737691.3736 | 1139728.3014 | 2737691.4459 | 1139716.3719 | 2737692.2394 | 1139708.5731 | 2737692.3848 | 1139702.205 | 2737692.9032 | 1139697.6913 | 2737692.1572 | 1139693.9715 | 2737688.4509 | 1139693.8869 | 2737685.0272 | 1139698.9459 | 2737682.4181 | 1139705.0576 | 2737678.5352 | 1139712.3745 | 2737675.1238 | 1139717.2336 | 2737670.2901 | 1139721.0373 | 2737663.4428 | 1139722.7269 | 2737656.8282 | 1139722.9874 | 2737650.3913 | 1139724.8975 | 2737647.5708 | 1139725.8349
60 | 2737767.4265 | 1139756.9737 | 2737767.6609 | 1139754.0124
61 | 2737758.8089 | 1139607.6057 | 2737767.7042 | 1139570.5781
62 | 2737758.8089 | 1139607.6057 | 2737756.5833 | 1139613.4259 | 2737758.4826 | 1139632.4818
63 | 2737758.8089 | 1139607.6057 | 2737786.6912 | 1139605.1805
64 | 2737758.4826 | 1139632.4818 | 2737760.2889 | 1139650.6048 | 2737762.4714 | 1139655.74
65 | 2737787.444 | 1139605.1151 | 2737786.6912 | 1139605.1805
66 | 2737765.5736 | 1139664.1331 | 2737764.436 | 1139660.3623 | 2737762.4714 | 1139655.74
67 | 2737787.444 | 1139605.1151 | 2737794.9561 | 1139604.4617 | 2737803.1201 | 1139603.0692 | 2737809.1096 | 1139603.3403
68 | 2737765.5736 | 1139664.1331 | 2737768.8893 | 1139675.1226
69 | 2737812.2162 | 1139603.4809 | 2737809.1096 | 1139603.3403
70 | 2737774.1612 | 1139686.6202 | 2737769.3781 | 1139676.7428 | 2737768.8893 | 1139675.1226
71 | 2737785.4468 | 1139714.9379 | 2737781.89 | 1139702.5809 | 2737774.1612 | 1139686.6202
72 | 2737838.1235 | 1139608.9061 | 2737825.0352 | 1139609.3075 | 2737814.5333 | 1139603.5857 | 2737812.2162 | 1139603.4809
73 | 2737838.1235 | 1139608.9061 | 2737836.4294 | 1139614.3508
74 | 2737838.1235 | 1139608.9061 | 2737841.6121 | 1139598.0554
75 | 2737838.1235 | 1139608.9061 | 2737852.9979 | 1139608.7901 | 2737867.9407 | 1139602.1954
76 | 2737785.4468 | 1139714.9379 | 2737778.8503 | 1139727.3683
77 | 2737767.6609 | 1139754.0124 | 2737768.178 | 1139747.4791 | 2737778.8503 | 1139727.3683
78 | 2737824.2509 | 1139653.7094 | 2737820.5751 | 1139662.0783 | 2737815.5962 | 1139670.4657
79 | 2737825.1929 | 1139651.5648 | 2737824.2509 | 1139653.7094
80 | 2737836.4294 | 1139614.3508 | 2737834.2666 | 1139621.3018
81 | 2737843.3749 | 1139592.5723 | 2737841.6121 | 1139598.0554
82 | 2737880.2038 | 1139595.2789 | 2737875.4435 | 1139598.8842 | 2737867.9407 | 1139602.1954
83 | 2737822.9105 | 1139704.1051 | 2737822.3108 | 1139722.1994
84 | 2737825.1929 | 1139651.5648 | 2737829.4999 | 1139636.9082
85 | 2737825.1929 | 1139651.5648 | 2737825.2245 | 1139667.355 | 2737823.7078 | 1139686.7478
86 | 2737829.4999 | 1139636.9082 | 2737830.4425 | 1139633.7005
87 | 2737822.9105 | 1139704.1051 | 2737823.3225 | 1139691.6742 | 2737823.7078 | 1139686.7478
88 | 2737834.2666 | 1139621.3018 | 2737831.0158 | 1139631.7497 | 2737830.4425 | 1139633.7005
89 | 2737648.9009 | 1139837.8777 | 2737654.21 | 1139837.713 | 2737654.9382 | 1139837.6652
90 | 2737622.7677 | 1139732.4956 | 2737625.1732 | 1139735.6417 | 2737629.71 | 1139735.7452 | 2737633.0588 | 1139733.9646 | 2737636.2344 | 1139730.3343 | 2737642.2824 | 1139727.5924 | 2737647.5708 | 1139725.8349
91 | 2737961.5189 | 1141840.4976 | 2737963.9072 | 1141840.3306 | 2737972.3898 | 1141840.3468 | 2737982.3754 | 1141841.8985 | 2737984.0949 | 1141842.5845
92 | 2738144.8059 | 1141767.9929 | 2738142.4685 | 1141771.998 | 2738139.5752 | 1141775.7568 | 2738133.1391 | 1141783.0927 | 2738118.7091 | 1141799.9639 | 2738110.8959 | 1141807.6575 | 2738105.5594 | 1141812.3166 | 2738100.386 | 1141816.2344 | 2738094.4331 | 1141819.2671 | 2738087.4528 | 1141821.1532 | 2738047.11 | 1141831.0932 | 2738037.7244 | 1141833.9028 | 2738030.1214 | 1141836.7866 | 2738023.4155 | 1141840.1246 | 2738016.4964 | 1141844.3806 | 2738009.9896 | 1141847.423 | 2738005.8382 | 1141848.6956 | 2738002.3995 | 1141849.0728 | 2737998.8448 | 1141848.4689 | 2737984.0949 | 1141842.5845
93 | 2738144.8059 | 1141767.9929 | 2738151.6323 | 1141707.9203
94 | 2737696.3079 | 1140214.8091 | 2737471.8049 | 1140815.3381
95 | 2737696.3079 | 1140214.8091 | 2737695.6338 | 1140207.9442 | 2737690.424 | 1140150.038
96 | 2737471.8049 | 1140815.3381 | 2737471.8049 | 1140815.3381 | 2737466.325 | 1140812.7781 | 2737462.739 | 1140810.4836 | 2737458.987 | 1140806.6953 | 2737456.7774 | 1140803.7428 | 2737454.7873 | 1140799.2608 | 2737453.2925 | 1140793.6337 | 2737451.6896 | 1140782.2888 | 2737450.8937 | 1140771.9852 | 2737450.7625 | 1140759.851 | 2737450.6816 | 1140754.2895 | 2737450.8642 | 1140746.2766 | 2737452.2378 | 1140740.3479 | 2737451.8025 | 1140732.1096 | 2737449.6608 | 1140726.5122 | 2737444.5754 | 1140723.5164 | 2737438.3864 | 1140723.3754 | 2737429.2629 | 1140725.4247 | 2737413.8894 | 1140730.0114 | 2737361.6304 | 1140759.6661 | 2737354.3204 | 1140763.8251 | 2737346.9002 | 1140767.4255 | 2737341.1347 | 1140769.6293 | 2737336.4756 | 1140770.8798 | 2737331.7937 | 1140771.4403 | 2737327.0606 | 1140771.2102
97 | 2737592.279 | 1140968.352 | 2737471.8049 | 1140815.3381
98 | 2738151.6323 | 1141707.9203 | 2738144.4053 | 1141717.6685 | 2738136.4807 | 1141727.1942 | 2738126.9723 | 1141737.0394 | 2738118.5637 | 1141744.8639 | 2738108.8436 | 1141752.536 | 2738095.8319 | 1141761.545 | 2738079.8499 | 1141770.6305 | 2738063.7716 | 1141778.5463 | 2738059.5882 | 1141779.9656
99 | 2737985.1056 | 1141767.3816 | 2737983.5774 | 1141766.8478 | 2737968.2343 | 1141759.7806 | 2737957.7851 | 1141755.2939 | 2737948.7126 | 1141751.139 | 2737945.0376 | 1141748.7694
100 | 2737985.1056 | 1141767.3816 | 2738059.5882 | 1141779.9656
101 | 2737945.0376 | 1141748.7694 | 2737943.1344 | 1141747.5421 | 2737938.8037 | 1141743.8737 | 2737933.985 | 1141738.0037 | 2737928.239 | 1141728.2473
102 | 2737928.239 | 1141728.2473 | 2737926.8556 | 1141725.8984 | 2737924.5235 | 1141722.2757 | 2737921.7917 | 1141718.6439 | 2737917.3425 | 1141714.4391 | 2737915.8278 | 1141712.4029 | 2737914.4793 | 1141709.8257 | 2737913.1619 | 1141706.5599 | 2737912.2689 | 1141702.2251 | 2737912.0687 | 1141697.5282 | 2737912.3727 | 1141692.6426 | 2737913.3268 | 1141687.5828 | 2737913.419 | 1141687.254
103 | 2737928.239 | 1141728.2473 | 2737884.3582 | 1141770.5807
104 | 2737851.9336 | 1141757.5207 | 2737881.5892 | 1141769.5186 | 2737884.3582 | 1141770.5807
105 | 2737913.419 | 1141687.254 | 2737914.3986 | 1141683.76 | 2737916.5096 | 1141678.8936 | 2737925.7173 | 1141662.3472 | 2737927.9435 | 1141657.1498 | 2737929.2754 | 1141652.7214 | 2737930.1617 | 1141647.2598 | 2737930.9744 | 1141639.9729 | 2737930.7906 | 1141633.5528 | 2737930.1493 | 1141629.98 | 2737928.7309 | 1141627.4345 | 2737927.1381 | 1141625.7858 | 2737925.1405 | 1141624.6838 | 2737921.4121 | 1141623.5977 | 2737917.8599 | 1141623.2163 | 2737914.6885 | 1141622.9992 | 2737909.6449 | 1141622.25 | 2737906.924 | 1141621.1648 | 2737905.0958 | 1141620.0555 | 2737902.7326 | 1141617.4552 | 2737901.2491 | 1141615.0639 | 2737899.2826 | 1141610.2487 | 2737897.3835 | 1141606.8584 | 2737896.183 | 1141605.2075 | 2737894.7781 | 1141603.7521 | 2737892.3056 | 1141602.2278 | 2737889.2234 | 1141601.1343 | 2737885.4997 | 1141600.5154 | 2737882.5843 | 1141600.5377 | 2737878.4091 | 1141601.4986 | 2737869.4845 | 1141604.319 | 2737859.5392 | 1141606.7047 | 2737856.3692 | 1141607.0993 | 2737854.3116 | 1141606.941 | 2737854.3116 | 1141606.941
106 | 2738078.5913 | 1141330.564 | 2738193.5016 | 1141393.9107
107 | 2738078.5913 | 1141330.564 | 2738083.4783 | 1141309.87 | 2738086.373 | 1141299.0059 | 2738091.1695 | 1141288.3855 | 2738106.6749 | 1141257.5173 | 2738109.9392 | 1141252.6773 | 2738111.9313 | 1141250.9994 | 2738120.6952 | 1141245.4847 | 2738123.5083 | 1141243.5588 | 2738125.3145 | 1141241.5987 | 2738126.2011 | 1141239.1616 | 2738125.8786 | 1141236.7858 | 2738124.4858 | 1141234.4633 | 2738122.2554 | 1141232.7776 | 2738119.1905 | 1141232.2627 | 2738115.4012 | 1141232.8208 | 2738109.5614 | 1141235.2557 | 2738099.7596 | 1141238.7339 | 2738090.7942 | 1141242.2981 | 2738086.279 | 1141244.6632 | 2738079.0744 | 1141250.2692 | 2738075.5654 | 1141252.3572 | 2738072.4282 | 1141252.9859 | 2738069.7157 | 1141252.5346 | 2738067.6404 | 1141251.1305 | 2738066.457 | 1141249.0686
108 | 2738063.6543 | 1141485.9602 | 2738060.9494 | 1141480.226 | 2738057.4263 | 1141473.8629 | 2738051.4967 | 1141465.7879 | 2738045.5527 | 1141459.6807 | 2738040.7646 | 1141455.1567 | 2738037.8235 | 1141452.265 | 2738036.2177 | 1141449.8376 | 2738035.2589 | 1141446.7022 | 2738035.6029 | 1141442.7627 | 2738036.3417 | 1141439.0435 | 2738038.5674 | 1141434.213 | 2738061.0259 | 1141408.3519 | 2738065.4377 | 1141404.1164 | 2738070.041 | 1141400.5857 | 2738078.7779 | 1141395.9044 | 2738082.2665 | 1141393.0265 | 2738084.1141 | 1141390.6003 | 2738084.9624 | 1141388.1512 | 2738085.0019 | 1141385.4167 | 2738077.4539 | 1141355.6441 | 2738076.5097 | 1141351.5305 | 2738076.0369 | 1141348.3284 | 2738076.1132 | 1141344.3272 | 2738077.5077 | 1141335.1522 | 2738078.5913 | 1141330.564
109 | 2737895.3481 | 1141547.5455 | 2737895.3481 | 1141547.5455 | 2737896.6689 | 1141545.9522 | 2737898.4253 | 1141545.1584 | 2737901.1045 | 1141545.0418 | 2737903.977 | 1141545.5523 | 2737907.0861 | 1141546.8131 | 2737912.1237 | 1141548.1626 | 2737916.034 | 1141548.6968 | 2737920.6355 | 1141548.6019 | 2737930.4299 | 1141547.1024 | 2737935.7955 | 1141545.8797 | 2737941.633 | 1141543.8672 | 2737946.7209 | 1141541.6707 | 2737950.2776 | 1141539.1724 | 2737953.7357 | 1141536.2715 | 2737963.7239 | 1141526.3035 | 2737971.7818 | 1141519.3492 | 2737975.5562 | 1141516.4111 | 2737977.6528 | 1141515.2026 | 2737980.4772 | 1141514.4555 | 2737983.2579 | 1141514.6081 | 2737986.3721 | 1141515.3131 | 2737989.1945 | 1141516.334 | 2737991.3269 | 1141517.5948 | 2738010.5722 | 1141531.6231 | 2738012.9595 | 1141532.8342 | 2738015.5414 | 1141533.2713 | 2738018.0896 | 1141532.8293 | 2738020.5759 | 1141531.3962 | 2738021.8853 | 1141529.9695 | 2738022.7108 | 1141527.8424 | 2738024.395 | 1141518.4405 | 2738025.5392 | 1141515.4979 | 2738026.5654 | 1141514.0091 | 2738029.2481 | 1141511.7243 | 2738031.7607 | 1141510.1473 | 2738034.3801 | 1141509.2843 | 2738036.6399 | 1141509.3472 | 2738039.842 | 1141510.2433 | 2738048.1644 | 1141513.5806 | 2738051.3102 | 1141514.5867 | 2738053.7732 | 1141514.8432 | 2738057.1403 | 1141514.5756 | 2738068.836 | 1141512.6751 | 2738070.2586 | 1141512.0182 | 2738071.6935 | 1141510.4833 | 2738072.3077 | 1141508.8516 | 2738072.5001 | 1141507.1659 | 2738072.3012 | 1141504.7707 | 2738071.3581 | 1141502.2917 | 2738063.6543 | 1141485.9602
110 | 2737854.3116 | 1141606.941 | 2737852.3585 | 1141606.2515
111 | 2737852.3585 | 1141606.2515 | 2737852.3585 | 1141606.2515 | 2737850.5451 | 1141604.8312 | 2737848.7787 | 1141602.7004 | 2737848.0436 | 1141600.5375 | 2737848.2566 | 1141598.2852 | 2737849.0103 | 1141596.2675 | 2737850.7459 | 1141594.0277 | 2737853.3227 | 1141591.9962 | 2737856.5198 | 1141590.7572 | 2737863.7851 | 1141588.5215 | 2737869.6399 | 1141587.4322 | 2737876.3077 | 1141586.773 | 2737883.2419 | 1141585.2302 | 2737915.2454 | 1141576.455 | 2737918.8287 | 1141575.8142 | 2737921.9604 | 1141575.7524 | 2737926.079 | 1141576.258 | 2737932.3645 | 1141576.8466 | 2737935.1746 | 1141576.3882 | 2737937.3119 | 1141575.4141 | 2737939.065 | 1141573.4194 | 2737939.6796 | 1141571.432 | 2737939.7963 | 1141569.3553 | 2737939.1723 | 1141567.7176 | 2737938.0782 | 1141566.4583 | 2737936.4832 | 1141565.5768 | 2737933.9925 | 1141564.8526 | 2737930.9032 | 1141564.4039 | 2737924.3301 | 1141564.6205 | 2737919.3942 | 1141564.541 | 2737913.9972 | 1141563.7726 | 2737908.0735 | 1141562.4918 | 2737903.4018 | 1141560.9506 | 2737899.9218 | 1141559.0919 | 2737896.8019 | 1141556.9523 | 2737895.2411 | 1141555.2488 | 2737894.4636 | 1141553.2628 | 2737894.2198 | 1141551.4782 | 2737894.4826 | 1141549.4048 | 2737895.3481 | 1141547.5455
112 | 2737895.3481 | 1141547.5455 | 2737907.1532 | 1141423.6088
113 | 2737907.1532 | 1141423.6088 | 2737903.5121 | 1141422.6056 | 2737886.7726 | 1141416.0182 | 2737871.2214 | 1141407.5789 | 2737859.7724 | 1141400.3675 | 2737855.3657 | 1141397.3201 | 2737842.7316 | 1141387.1017 | 2737833.3998 | 1141378.4488 | 2737824.1153 | 1141368.0623 | 2737816.6382 | 1141359.6965 | 2737806.079 | 1141344.166 | 2737798.4752 | 1141330.9047 | 2737794.6551 | 1141323.3897 | 2737789.0274 | 1141309.8178 | 2737784.6214 | 1141296.9743 | 2737782.2875 | 1141288.4283
114 | 2737676.4578 | 1141179.3294 | 2737782.2875 | 1141288.4283
115 | 2737655.6874 | 1141520.4538 | 2737657.7363 | 1141522.68 | 2737659.3316 | 1141524.8958 | 2737660.3036 | 1141527.4643
116 | 2737655.6874 | 1141520.4538 | 2737656.576 | 1141517.9166 | 2737656.4114 | 1141515.3554 | 2737655.5838 | 1141513.2016 | 2737653.7808 | 1141510.6474 | 2737650.2719 | 1141508.3657 | 2737644.0984 | 1141505.5561 | 2737636.9437 | 1141502.9466 | 2737626.5333 | 1141499.0841 | 2737622.6963 | 1141497.3619 | 2737619.3906 | 1141495.2739 | 2737616.5235 | 1141492.84 | 2737614.1403 | 1141490.0948 | 2737612.355 | 1141487.441 | 2737610.4902 | 1141483.5511 | 2737608.7871 | 1141478.9755 | 2737607.7907 | 1141474.783 | 2737607.479 | 1141470.2392 | 2737608.3344 | 1141356.2406 | 2737608.8104 | 1141348.1899 | 2737609.9759 | 1141340.9333 | 2737612.904 | 1141330.2477 | 2737615.3269 | 1141322.1525
117 | 2737615.3269 | 1141322.1525 | 2737618.5652 | 1141313.72 | 2737630.2498 | 1141290.0689 | 2737644.5713 | 1141263.7871 | 2737657.3975 | 1141232.5898 | 2737671.4482 | 1141192.2358 | 2737676.4578 | 1141179.3294
118 | 2737615.3269 | 1141322.1525 | 2737617.6095 | 1141326.2742 | 2737618.438 | 1141328.7283 | 2737619.2415 | 1141332.6162 | 2737620.2265 | 1141337.9871 | 2737621.6402 | 1141343.4456 | 2737624.0363 | 1141349.6715 | 2737626.7709 | 1141355.8941 | 2737634.1311 | 1141370.7396 | 2737638.4489 | 1141379.7115 | 2737642.4482 | 1141389.1541 | 2737645.1036 | 1141396.4868 | 2737646.5994 | 1141400.849
119 | 2737676.4578 | 1141179.3294 | 2737670.0842 | 1141173.4796 | 2737668.7573 | 1141170.9586 | 2737668.1909 | 1141168.1436 | 2737668.5536 | 1141164.3824 | 2737671.4154 | 1141155.2631 | 2737675.033 | 1141145.3827 | 2737677.4947 | 1141136.9437 | 2737678.2012 | 1141131.6003 | 2737678.2787 | 1141125.1751 | 2737676.5873 | 1141095.4922 | 2737675.5555 | 1141088.4433
120 | 2737655.0173 | 1141418.1972 | 2737650.5455 | 1141410.4547 | 2737647.6131 | 1141403.8051 | 2737646.5994 | 1141400.849
121 | 2737675.5555 | 1141088.4433 | 2737592.279 | 1140968.352
122 | 2737664.1182 | 1141430.7794 | 2737655.5176 | 1141419.0634 | 2737655.0173 | 1141418.1972
123 | 2737487.6554 | 1141807.3143 | 2737490.3829 | 1141816.2052 | 2737496.785 | 1141828.8716 | 2737498.8086 | 1141837.602 | 2737500.3157 | 1141851.7802 | 2737503.5107 | 1141862.7612 | 2737506.3994 | 1141869.9768
124 | 2737487.6554 | 1141807.3143 | 2737485.4097 | 1141808.6641 | 2737483.4566 | 1141810.332 | 2737480.8933 | 1141814.1431 | 2737468.6412 | 1141843.1855 | 2737462.851 | 1141851.9157 | 2737451.2584 | 1141874.6352
125 | 2737451.2584 | 1141874.6352 | 2737434.8085 | 1141914.7681
126 | 2737451.2584 | 1141874.6352 | 2737452.0114 | 1141877.3655 | 2737454.2492 | 1141883.1096 | 2737469.3235 | 1141916.1608
127 | 2737434.8085 | 1141914.7681 | 2737184.4247 | 1141927.5803
128 | 2737184.4247 | 1141927.5803 | 2737177.3118 | 1141929.2309 | 2737165.2162 | 1141928.4776 | 2737161.4805 | 1141926.7025 | 2737157.7918 | 1141922.8602 | 2737154.72 | 1141915.5628 | 2737153.4456 | 1141909.7184 | 2737156.0269 | 1141876.3634 | 2737156.8903 | 1141868.4994 | 2737156.8213 | 1141861.0479 | 2737154.8432 | 1141846.5811 | 2737154.6146 | 1141839.7263 | 2737155.8486 | 1141832.4712 | 2737158.1146 | 1141823.8381
129 | 2736990.8711 | 1141023.9855 | 2736996.4931 | 1141030.2343 | 2737004.1355 | 1141038.8364 | 2737006.7538 | 1141042.7654 | 2737008.8185 | 1141047.3601 | 2737013.5638 | 1141055.5072
130 | 2737028.5791 | 1141065.2776 | 2737023.9371 | 1141064.7718 | 2737020.4145 | 1141063.0684 | 2737017.5518 | 1141060.4237 | 2737013.5638 | 1141055.5072
131 | 2737028.5791 | 1141065.2776 | 2737030.1913 | 1141068.461 | 2737034.4232 | 1141069.747 | 2737046.7398 | 1141069.3152 | 2737055.625 | 1141073.9982 | 2737058.7001 | 1141074.0681 | 2737065.8762 | 1141070.6952 | 2737109.1477 | 1141041.0117 | 2737114.1332 | 1141029.7944 | 2737116.3913 | 1141024.186 | 2737118.3332 | 1141022.3398 | 2737119.4612 | 1141024.4893 | 2737118.108 | 1141042.394 | 2737117.4674 | 1141049.9295 | 2737110.3451 | 1141061.0871 | 2737107.7462 | 1141092.1733 | 2737109.4445 | 1141100.696 | 2737106.8967 | 1141108.8998 | 2737098.1001 | 1141120.9644 | 2737097.7478 | 1141121.2344
132 | 2737028.5791 | 1141065.2776 | 2737032.8486 | 1141064.574 | 2737037.4613 | 1141063.3223 | 2737044.2627 | 1141060.5302 | 2737051.3063 | 1141056.2203 | 2737057.0418 | 1141051.5915 | 2737061.9583 | 1141047.4668 | 2737065.5998 | 1141043.2575 | 2737067.9548 | 1141039.1413 | 2737070.3659 | 1141032.8914 | 2737073.1964 | 1141026.462 | 2737076.0919 | 1141020.9014 | 2737079.7008 | 1141014.0672 | 2737081.1304 | 1141010.7305 | 2737082.1207 | 1141007.0948 | 2737085.0395 | 1140985.2782 | 2737086.1586 | 1140976.6528 | 2737089.5458 | 1140962.3191 | 2737090.67 | 1140953.805 | 2737090.9581 | 1140946.8842 | 2737089.9257 | 1140937.8207 | 2737086.5457 | 1140918.3406 | 2737085.0667 | 1140908.162
133 | 2737066.1819 | 1141219.3458 | 2737062.2565 | 1141204.9126 | 2737062.1147 | 1141201.34 | 2737063.4708 | 1141197.5124 | 2737067.9804 | 1141189.2865 | 2737068.8208 | 1141185.1359 | 2737069.5564 | 1141182.5507 | 2737070.6145 | 1141181.6852 | 2737072.3303 | 1141181.6574 | 2737075.1519 | 1141182.3887 | 2737086.0959 | 1141186.4959 | 2737088.0938 | 1141186.9194 | 2737089.815 | 1141186.6583 | 2737090.9611 | 1141185.6391 | 2737094.7486 | 1141173.316 | 2737092.5917 | 1141156.5435 | 2737092.2827 | 1141153.5565 | 2737095.1724 | 1141147.9068 | 2737097.7478 | 1141121.2344
134 | 2737097.7478 | 1141121.2344 | 2737094.8364 | 1141123.4366 | 2737086.277 | 1141124.0537 | 2737078.1025 | 1141124.6515
135 | 2737085.0667 | 1140908.162 | 2737084.8695 | 1140906.8051 | 2737084.9402 | 1140900.313 | 2737085.506 | 1140895.7224 | 2737087.5691 | 1140888.7383
136 | 2737066.1819 | 1141219.3458 | 2737046.6682 | 1141228.4152
137 | 2737066.1819 | 1141219.3458 | 2737071.6677 | 1141224.0071 | 2737073.8667 | 1141229.1164 | 2737074.4191 | 1141234.255
138 | 2737016.5326 | 1141138.4584 | 2737040.5682 | 1141132.3996 | 2737053.9481 | 1141126.7993 | 2737069.8001 | 1141127.1596 | 2737076.0686 | 1141124.8002 | 2737078.1025 | 1141124.6515
139 | 2737087.5691 | 1140888.7383 | 2737266.0502 | 1140768.6983
140 | 2737225.0485 | 1141236.6688 | 2737219.2369 | 1141234.5017 | 2737216.2997 | 1141232.4334 | 2737204.1958 | 1141223.5294 | 2737191.874 | 1141214.3981 | 2737176.2399 | 1141206.8371 | 2737168.0542 | 1141205.9059 | 2737161.5364 | 1141207.3922 | 2737151.2968 | 1141218.312 | 2737137.4199 | 1141225.1351 | 2737119.4803 | 1141236.7694 | 2737107.6204 | 1141240.1358 | 2737091.781 | 1141241.2657 | 2737087.4021 | 1141240.3544 | 2737082.8244 | 1141238.3823 | 2737077.3377 | 1141237.1457 | 2737075.4224 | 1141236.1348 | 2737074.4191 | 1141234.255
141 | 2737074.4191 | 1141234.255 | 2737116.7245 | 1141639.0608
142 | 2737286.3779 | 1140769.6345 | 2737280.6504 | 1140769.6866 | 2737272.218 | 1140769.428 | 2737266.0502 | 1140768.6983
143 | 2737225.0485 | 1141236.6688 | 2737224.0665 | 1141233.8555 | 2737223.8411 | 1141230.9149 | 2737224.347 | 1141227.6128 | 2737226.9307 | 1141220.5441
144 | 2737116.7245 | 1141639.0608 | 2737114.2516 | 1141637.548 | 2737111.8659 | 1141636.9377 | 2737109.4522 | 1141637.5611 | 2737107.4567 | 1141639.4061 | 2737106.432 | 1141644.2197 | 2737106.568 | 1141652.1064 | 2737106.2374 | 1141657.514 | 2737104.949 | 1141665.1348 | 2737103.4132 | 1141671.7938 | 2737100.0642 | 1141680.4019 | 2737094.0092 | 1141691.6615 | 2737086.4191 | 1141704.8211 | 2737074.8547 | 1141720.6034 | 2737069.2804 | 1141731.6962 | 2737068.0044 | 1141734.6894
145 | 2736736.8712 | 1141882.8338 | 2737068.0044 | 1141734.6894
146 | 2737158.1146 | 1141823.8381 | 2737068.0044 | 1141734.6894
147 | 2736733.8063 | 1141897.5106 | 2736734.1358 | 1141896.8709 | 2736735.9178 | 1141890.8624 | 2736736.8712 | 1141882.8338
148 | 2736678.0879 | 1142073.91 | 2736682.4143 | 1142058.4521 | 2736690.6695 | 1142039.981 | 2736701.4611 | 1142014.1174 | 2736709.6013 | 1141993.9425 | 2736712.3469 | 1141984.4421 | 2736713.2764 | 1141972.9546 | 2736712.3594 | 1141958.79 | 2736713.6385 | 1141945.4536 | 2736715.7741 | 1141935.3834 | 2736720.5321 | 1141923.2822 | 2736733.8063 | 1141897.5106
149 | 2736678.0879 | 1142073.91 | 2736695.2152 | 1142051.1478 | 2736701.6591 | 1142044.0552 | 2736708.0686 | 1142038.8187 | 2736717.3172 | 1142034.2026 | 2736718.2057 | 1142033.6263
150 | 2736731.0839 | 1142019.9262 | 2736728.3871 | 1142023.5456 | 2736721.3916 | 1142031.5597 | 2736718.2057 | 1142033.6263
151 | 2736731.0839 | 1142019.9262 | 2736736.6431 | 1142012.4942
152 | 2736731.0839 | 1142019.9262 | 2736756.8868 | 1142002.5759 | 2736757.1817 | 1142002.2884
153 | 2736752.6663 | 1141968.4887 | 2736743.9831 | 1141998.1246 | 2736739.7286 | 1142008.3691 | 2736736.6431 | 1142012.4942
154 | 2736770.0282 | 1141989.7642 | 2736757.1817 | 1142002.2884
155 | 2737314.3683 | 1140769.0308 | 2737315.724 | 1140769.1174 | 2737320.865 | 1140770.0128 | 2737327.0606 | 1140771.2102 | 2737327.0606 | 1140771.2102
156 | 2737314.3683 | 1140769.0308 | 2737310.5854 | 1140768.7891 | 2737291.4677 | 1140769.5882 | 2737286.3779 | 1140769.6345
157 | 2737622.7677 | 1139732.4956 | 2737612.3939 | 1139739.7089 | 2737606.6993 | 1139737.0771 | 2737603.8046 | 1139722.3224 | 2737574.8759 | 1139699.1013 | 2737561.3844 | 1139705.1008
158 | 2737481.5711 | 1139634.5499 | 2737495.1322 | 1139637.0273 | 2737497.1042 | 1139646.0344 | 2737493.0675 | 1139655.7163 | 2737496.5601 | 1139669.9064 | 2737533.285 | 1139679.528 | 2737538.0689 | 1139690.3895 | 2737541.3335 | 1139704.7857 | 2737549.4942 | 1139709.2638 | 2737560.2718 | 1139705.5956 | 2737561.3844 | 1139705.1008
159 | 2737648.9009 | 1139837.8777 | 2737645.4173 | 1139837.9858
160 | 2737481.5711 | 1139634.5499 | 2737596.9531 | 1139524.6907
161 | 2737629.9217 | 1139844.1417 | 2737635.3747 | 1139840.1631 | 2737642.8544 | 1139838.0654 | 2737645.4173 | 1139837.9858
162 | 2737596.9531 | 1139524.6907 | 2737591.8294 | 1139503.598

## bus_geodata
| x | y | coords
0 | 2737782.5177 | 1139962.1967
1 | 2737766.0659 | 1139931.9126
2 | 2737771.7328 | 1139998.306
3 | 2737746.3432 | 1139926.8508
4 | 2737788.4817 | 1140006.4352
5 | 2737788.4841 | 1140010.5057
6 | 2737835.016 | 1139886.6418
7 | 2737788.485 | 1140012.0619
8 | 2737842.8397 | 1139876.1449
9 | 2737832.1445 | 1139870.9104
10 | 2737826.4863 | 1139843.1792
11 | 2737821.4875 | 1139817.0504
12 | 2737827.1878 | 1139846.4411
13 | 2737820.8235 | 1139790.7674
14 | 2737820.8588 | 1139787.2725
15 | 2737821.1322 | 1139760.209
16 | 2737751.1045 | 1140145.3967
17 | 2737875.8007 | 1139822.4639
18 | 2737927.0496 | 1139645.2699
19 | 2737926.2531 | 1139648.052
20 | 2737929.3094 | 1139637.3764
21 | 2737924.9529 | 1139652.696
22 | 2737933.4055 | 1139623.069
23 | 2737921.8994 | 1139663.7392
24 | 2737933.921 | 1139621.2681
25 | 2737921.3751 | 1139665.6352
26 | 2737903.0108 | 1139729.9641
27 | 2737911.8225 | 1139699.7992
28 | 2737902.038 | 1139733.2943
29 | 2737912.2205 | 1139698.4366
30 | 2737896.0776 | 1139753.7041
31 | 2737916.5177 | 1139683.2023
32 | 2737886.0588 | 1139788.4567
33 | 2737881.9418 | 1139738.8647
34 | 2737918.1644 | 1139677.2467
35 | 2737884.2747 | 1139794.6401
36 | 2737889.1831 | 1139787.7497
37 | 2737866.393 | 1139711.439
38 | 2737907.4878 | 1139783.5795
39 | 2737905.3365 | 1139784.0696
40 | 2737903.9955 | 1139807.8253
41 | 2737878.4162 | 1139814.3599
42 | 2737919.0614 | 1139674.0028
43 | 2737657.3176 | 1139922.7538
44 | 2737672.093 | 1140045.9512
45 | 2737643.2979 | 1139901.9462
46 | 2737691.6246 | 1139885.6199
47 | 2737708.8343 | 1140071.833
48 | 2737634.1729 | 1139892.0051
49 | 2737732.6001 | 1140079.1584
50 | 2737704.2447 | 1140039.3861
51 | 2737626.4295 | 1139883.5692
52 | 2737736.3509 | 1140083.4156
53 | 2737739.6453 | 1140087.1546
54 | 2737725.4773 | 1139829.7882
55 | 2737683.7209 | 1139795.2767
56 | 2737767.4265 | 1139756.9737
57 | 2737856.5257 | 1139730.1387
58 | 2737767.7042 | 1139570.5781
59 | 2737758.8089 | 1139607.6057
60 | 2737758.4826 | 1139632.4818
61 | 2737786.6912 | 1139605.1805
62 | 2737762.4714 | 1139655.74
63 | 2737787.444 | 1139605.1151
64 | 2737765.5736 | 1139664.1331
65 | 2737809.1096 | 1139603.3403
66 | 2737768.8893 | 1139675.1226
67 | 2737774.1612 | 1139686.6202
68 | 2737812.2162 | 1139603.4809
69 | 2737838.1235 | 1139608.9061
70 | 2737785.4468 | 1139714.9379
71 | 2737778.8503 | 1139727.3683
72 | 2737767.6609 | 1139754.0124
73 | 2737815.5962 | 1139670.4657
74 | 2737824.2509 | 1139653.7094
75 | 2737836.4294 | 1139614.3508
76 | 2737841.6121 | 1139598.0554
77 | 2737867.9407 | 1139602.1954
78 | 2737822.3108 | 1139722.1994
79 | 2737825.1929 | 1139651.5648
80 | 2737829.4999 | 1139636.9082
81 | 2737823.7078 | 1139686.7478
82 | 2737830.4425 | 1139633.7005
83 | 2737822.9105 | 1139704.1051
84 | 2737654.9382 | 1139837.6652
85 | 2737647.5708 | 1139725.8349
86 | 2737834.2666 | 1139621.3018
87 | 2737843.3749 | 1139592.5723
88 | 2737880.2038 | 1139595.2789
89 | 2737961.5189 | 1141840.4976
90 | 2737984.0949 | 1141842.5845
91 | 2738144.8059 | 1141767.9929
92 | 2737696.3079 | 1140214.8091
93 | 2737471.8049 | 1140815.3381
94 | 2737690.424 | 1140150.038
95 | 2738151.6323 | 1141707.9203
96 | 2737985.1056 | 1141767.3816
97 | 2737945.0376 | 1141748.7694
98 | 2738059.5882 | 1141779.9656
99 | 2737928.239 | 1141728.2473
100 | 2737884.3582 | 1141770.5807
101 | 2737851.9336 | 1141757.5207
102 | 2737913.419 | 1141687.254
103 | 2738193.5016 | 1141393.9107
104 | 2738078.5913 | 1141330.564
105 | 2738066.457 | 1141249.0686
106 | 2738063.6543 | 1141485.9602
107 | 2737854.3116 | 1141606.941
108 | 2737852.3585 | 1141606.2515
109 | 2737895.3481 | 1141547.5455
110 | 2737907.1532 | 1141423.6088
111 | 2737782.2875 | 1141288.4283
112 | 2737660.3036 | 1141527.4643
113 | 2737655.6874 | 1141520.4538
114 | 2737615.3269 | 1141322.1525
115 | 2737676.4578 | 1141179.3294
116 | 2737646.5994 | 1141400.849
117 | 2737675.5555 | 1141088.4433
118 | 2737655.0173 | 1141418.1972
119 | 2737487.6554 | 1141807.3143
120 | 2737506.3994 | 1141869.9768
121 | 2737451.2584 | 1141874.6352
122 | 2737434.8085 | 1141914.7681
123 | 2737469.3235 | 1141916.1608
124 | 2737184.4247 | 1141927.5803
125 | 2737664.1182 | 1141430.7794
126 | 2737592.279 | 1140968.352
127 | 2736990.8711 | 1141023.9855
128 | 2737013.5638 | 1141055.5072
129 | 2737028.5791 | 1141065.2776
130 | 2737097.7478 | 1141121.2344
131 | 2737085.0667 | 1140908.162
132 | 2737066.1819 | 1141219.3458
133 | 2737078.1025 | 1141124.6515
134 | 2737087.5691 | 1140888.7383
135 | 2737046.6682 | 1141228.4152
136 | 2737074.4191 | 1141234.255
137 | 2737016.5326 | 1141138.4584
138 | 2737266.0502 | 1140768.6983
139 | 2737225.0485 | 1141236.6688
140 | 2737116.7245 | 1141639.0608
141 | 2737226.9307 | 1141220.5441
142 | 2737068.0044 | 1141734.6894
143 | 2737158.1146 | 1141823.8381
144 | 2736736.8712 | 1141882.8338
145 | 2736733.8063 | 1141897.5106
146 | 2736678.0879 | 1142073.91
147 | 2736718.2057 | 1142033.6263
148 | 2736731.0839 | 1142019.9262
149 | 2736736.6431 | 1142012.4942
150 | 2736757.1817 | 1142002.2884
151 | 2736770.0282 | 1141989.7642
152 | 2736752.6663 | 1141968.4887
153 | 2737327.0606 | 1140771.2102
154 | 2737314.3683 | 1140769.0308
155 | 2737286.3779 | 1140769.6345
156 | 2737622.7677 | 1139732.4956
157 | 2737561.3844 | 1139705.1008
158 | 2737648.9009 | 1139837.8777
159 | 2737481.5711 | 1139634.5499
160 | 2737645.4173 | 1139837.9858
161 | 2737596.9531 | 1139524.6907
162 | 2737629.9217 | 1139844.1417
163 | 2737591.8294 | 1139503.598
164 | 2737886.0588 | 1139788.4567

## line_std_types
| c_nf_per_km | r_ohm_per_km | x_ohm_per_km | max_i_ka | type | q_mm2 | alpha | voltage_rating
NAYY 4x50 SE | 210 | 0.642 | 0.083 | 0.142 | cs | 50 | 0.00403 | LV
NAYY 4x120 SE | 264 | 0.225 | 0.08 | 0.242 | cs | 120 | 0.00403 | LV
NAYY 4x150 SE | 261 | 0.208 | 0.08 | 0.27 | cs | 150 | 0.00403 | LV
NA2XS2Y 1x95 RM/25 12/20 kV | 216 | 0.313 | 0.132 | 0.252 | cs | 95 | 0.00403 | MV
NA2XS2Y 1x185 RM/25 12/20 kV | 273 | 0.161 | 0.117 | 0.362 | cs | 185 | 0.00403 | MV
NA2XS2Y 1x240 RM/25 12/20 kV | 304 | 0.122 | 0.112 | 0.421 | cs | 240 | 0.00403 | MV
NA2XS2Y 1x95 RM/25 6/10 kV | 315 | 0.313 | 0.123 | 0.249 | cs | 95 | 0.00403 | MV
NA2XS2Y 1x185 RM/25 6/10 kV | 406 | 0.161 | 0.11 | 0.358 | cs | 185 | 0.00403 | MV
NA2XS2Y 1x240 RM/25 6/10 kV | 456 | 0.122 | 0.105 | 0.416 | cs | 240 | 0.00403 | MV
NA2XS2Y 1x150 RM/25 12/20 kV | 250 | 0.206 | 0.116 | 0.319 | cs | 150 | 0.00403 | MV
NA2XS2Y 1x120 RM/25 12/20 kV | 230 | 0.253 | 0.119 | 0.283 | cs | 120 | 0.00403 | MV
NA2XS2Y 1x70 RM/25 12/20 kV | 190 | 0.443 | 0.132 | 0.22 | cs | 70 | 0.00403 | MV
NA2XS2Y 1x150 RM/25 6/10 kV | 360 | 0.206 | 0.11 | 0.315 | cs | 150 | 0.00403 | MV
NA2XS2Y 1x120 RM/25 6/10 kV | 340 | 0.253 | 0.113 | 0.28 | cs | 120 | 0.00403 | MV
NA2XS2Y 1x70 RM/25 6/10 kV | 280 | 0.443 | 0.123 | 0.217 | cs | 70 | 0.00403 | MV
N2XS(FL)2Y 1x120 RM/35 64/110 kV | 112 | 0.153 | 0.166 | 0.366 | cs | 120 | 0.00393 | HV
N2XS(FL)2Y 1x185 RM/35 64/110 kV | 125 | 0.099 | 0.156 | 0.457 | cs | 185 | 0.00393 | HV
N2XS(FL)2Y 1x240 RM/35 64/110 kV | 135 | 0.075 | 0.149 | 0.526 | cs | 240 | 0.00393 | HV
N2XS(FL)2Y 1x300 RM/35 64/110 kV | 144 | 0.06 | 0.144 | 0.588 | cs | 300 | 0.00393 | HV
15-AL1/3-ST1A 0.4 | 11 | 1.8769 | 0.35 | 0.105 | ol | 16 | 0.00403 | LV
24-AL1/4-ST1A 0.4 | 11.25 | 1.2012 | 0.335 | 0.14 | ol | 24 | 0.00403 | LV
48-AL1/8-ST1A 0.4 | 12.2 | 0.5939 | 0.3 | 0.21 | ol | 48 | 0.00403 | LV
94-AL1/15-ST1A 0.4 | 13.2 | 0.306 | 0.29 | 0.35 | ol | 94 | 0.00403 | LV
34-AL1/6-ST1A 10.0 | 9.7 | 0.8342 | 0.36 | 0.17 | ol | 34 | 0.00403 | MV
48-AL1/8-ST1A 10.0 | 10.1 | 0.5939 | 0.35 | 0.21 | ol | 48 | 0.00403 | MV
70-AL1/11-ST1A 10.0 | 10.4 | 0.4132 | 0.339 | 0.29 | ol | 70 | 0.00403 | MV
94-AL1/15-ST1A 10.0 | 10.75 | 0.306 | 0.33 | 0.35 | ol | 94 | 0.00403 | MV
122-AL1/20-ST1A 10.0 | 11.1 | 0.2376 | 0.323 | 0.41 | ol | 122 | 0.00403 | MV
149-AL1/24-ST1A 10.0 | 11.25 | 0.194 | 0.315 | 0.47 | ol | 149 | 0.00403 | MV
34-AL1/6-ST1A 20.0 | 9.15 | 0.8342 | 0.382 | 0.17 | ol | 34 | 0.00403 | MV
48-AL1/8-ST1A 20.0 | 9.5 | 0.5939 | 0.372 | 0.21 | ol | 48 | 0.00403 | MV
70-AL1/11-ST1A 20.0 | 9.7 | 0.4132 | 0.36 | 0.29 | ol | 70 | 0.00403 | MV
94-AL1/15-ST1A 20.0 | 10 | 0.306 | 0.35 | 0.35 | ol | 94 | 0.00403 | MV
122-AL1/20-ST1A 20.0 | 10.3 | 0.2376 | 0.344 | 0.41 | ol | 122 | 0.00403 | MV
149-AL1/24-ST1A 20.0 | 10.5 | 0.194 | 0.337 | 0.47 | ol | 149 | 0.00403 | MV
184-AL1/30-ST1A 20.0 | 10.75 | 0.1571 | 0.33 | 0.535 | ol | 184 | 0.00403 | MV
243-AL1/39-ST1A 20.0 | 11 | 0.1188 | 0.32 | 0.645 | ol | 243 | 0.00403 | MV
48-AL1/8-ST1A 110.0 | 8 | 0.5939 | 0.46 | 0.21 | ol | 48 | 0.00403 | HV
70-AL1/11-ST1A 110.0 | 8.4 | 0.4132 | 0.45 | 0.29 | ol | 70 | 0.00403 | HV
94-AL1/15-ST1A 110.0 | 8.65 | 0.306 | 0.44 | 0.35 | ol | 94 | 0.00403 | HV
122-AL1/20-ST1A 110.0 | 8.5 | 0.2376 | 0.43 | 0.41 | ol | 122 | 0.00403 | HV
149-AL1/24-ST1A 110.0 | 8.75 | 0.194 | 0.41 | 0.47 | ol | 149 | 0.00403 | HV
184-AL1/30-ST1A 110.0 | 8.8 | 0.1571 | 0.4 | 0.535 | ol | 184 | 0.00403 | HV
243-AL1/39-ST1A 110.0 | 9 | 0.1188 | 0.39 | 0.645 | ol | 243 | 0.00403 | HV
305-AL1/39-ST1A 110.0 | 9.2 | 0.0949 | 0.38 | 0.74 | ol | 305 | 0.00403 | HV
490-AL1/64-ST1A 110.0 | 9.75 | 0.059 | 0.37 | 0.96 | ol | 490 | 0.00403 | HV
679-AL1/86-ST1A 110.0 | 9.95 | 0.042 | 0.36 | 1.15 | ol | 679 | 0.00403 | HV
490-AL1/64-ST1A 220.0 | 10 | 0.059 | 0.285 | 0.96 | ol | 490 | 0.00403 | HV
679-AL1/86-ST1A 220.0 | 11.7 | 0.042 | 0.275 | 1.15 | ol | 679 | 0.00403 | HV
490-AL1/64-ST1A 380.0 | 11 | 0.059 | 0.253 | 0.96 | ol | 490 | 0.00403 | HV
679-AL1/86-ST1A 380.0 | 14.6 | 0.042 | 0.25 | 1.15 | ol | 679 | 0.00403 | HV

## trafo_std_types
| i0_percent | pfe_kw | vkr_percent | sn_mva | vn_lv_kv | vn_hv_kv | vk_percent | shift_degree | vector_group | tap_side | tap_neutral | tap_min | tap_max | tap_step_degree | tap_step_percent | tap_phase_shifter
160 MVA 380/110 kV | 0.06 | 60 | 0.25 | 160 | 110 | 380 | 12.2 | 0 | Yy0 | hv | 0 | -9 | 9 | 0 | 1.5 | FALSE
100 MVA 220/110 kV | 0.06 | 55 | 0.26 | 100 | 110 | 220 | 12 | 0 | Yy0 | hv | 0 | -9 | 9 | 0 | 1.5 | FALSE
63 MVA 110/20 kV | 0.04 | 22 | 0.32 | 63 | 20 | 110 | 18 | 150 | YNd5 | hv | 0 | -9 | 9 | 0 | 1.5 | FALSE
40 MVA 110/20 kV | 0.05 | 18 | 0.34 | 40 | 20 | 110 | 16.2 | 150 | YNd5 | hv | 0 | -9 | 9 | 0 | 1.5 | FALSE
25 MVA 110/20 kV | 0.07 | 14 | 0.41 | 25 | 20 | 110 | 12 | 150 | YNd5 | hv | 0 | -9 | 9 | 0 | 1.5 | FALSE
63 MVA 110/10 kV | 0.04 | 22 | 0.32 | 63 | 10 | 110 | 18 | 150 | YNd5 | hv | 0 | -9 | 9 | 0 | 1.5 | FALSE
40 MVA 110/10 kV | 0.05 | 18 | 0.34 | 40 | 10 | 110 | 16.2 | 150 | YNd5 | hv | 0 | -9 | 9 | 0 | 1.5 | FALSE
25 MVA 110/10 kV | 0.07 | 14 | 0.41 | 25 | 10 | 110 | 12 | 150 | YNd5 | hv | 0 | -9 | 9 | 0 | 1.5 | FALSE
0.25 MVA 20/0.4 kV | 0.32 | 0.8 | 1.44 | 0.25 | 0.4 | 20 | 6 | 150 | Yzn5 | hv | 0 | -2 | 2 | 0 | 2.5 | FALSE
0.4 MVA 20/0.4 kV | 0.3375 | 1.35 | 1.425 | 0.4 | 0.4 | 20 | 6 | 150 | Dyn5 | hv | 0 | -2 | 2 | 0 | 2.5 | FALSE
0.63 MVA 20/0.4 kV | 0.2619 | 1.65 | 1.206 | 0.63 | 0.4 | 20 | 6 | 150 | Dyn5 | hv | 0 | -2 | 2 | 0 | 2.5 | FALSE
0.25 MVA 10/0.4 kV | 0.24 | 0.6 | 1.2 | 0.25 | 0.4 | 10 | 4 | 150 | Dyn5 | hv | 0 | -2 | 2 | 0 | 2.5 | FALSE
0.4 MVA 10/0.4 kV | 0.2375 | 0.95 | 1.325 | 0.4 | 0.4 | 10 | 4 | 150 | Dyn5 | hv | 0 | -2 | 2 | 0 | 2.5 | FALSE
0.63 MVA 10/0.4 kV | 0.1873 | 1.18 | 1.0794 | 0.63 | 0.4 | 10 | 4 | 150 | Dyn5 | hv | 0 | -2 | 2 | 0 | 2.5 | FALSE

## trafo3w_std_types
| sn_hv_mva | sn_mv_mva | sn_lv_mva | vn_hv_kv | vn_mv_kv | vn_lv_kv | vk_hv_percent | vk_mv_percent | vk_lv_percent | vkr_hv_percent | vkr_mv_percent | vkr_lv_percent | pfe_kw | i0_percent | shift_mv_degree | shift_lv_degree | vector_group | tap_side | tap_neutral | tap_min | tap_max | tap_step_percent
63/25/38 MVA 110/20/10 kV | 63 | 25 | 38 | 110 | 20 | 10 | 10.4 | 10.4 | 10.4 | 0.28 | 0.32 | 0.35 | 35 | 0.89 | 0 | 0 | YN0yn0yn0 | hv | 0 | -10 | 10 | 1.2
63/25/38 MVA 110/10/10 kV | 63 | 25 | 38 | 110 | 10 | 10 | 10.4 | 10.4 | 10.4 | 0.28 | 0.32 | 0.35 | 35 | 0.89 | 0 | 0 | YN0yn0yn0 | hv | 0 | -10 | 10 | 1.2

## fuse_std_types
| fuse_type | i_rated_a | t_avg | t_min | t_total | x_avg | x_min | x_total
HV 100A | HV 100A | 100 | 0 | [10.0, 3.64, 0.854, 0.281, 0.1, 0.0531, 0.022, 0.01] | [10.0, 4.267, 1.21, 0.403, 0.1, 0.058, 0.022, 0.01] | 0 | [300.0, 350.0, 450.0, 550.0, 700.0, 850.0, 1200.0, 1752.0] | [600.0, 700.0, 900.0, 1150.0, 1665.0, 2000.0, 3000.0, 4313.0]
HV 10A | HV 10A | 10 | 0 | [10.0, 1675.0, 0.344, 0.156, 0.1, 0.0417, 0.0171, 0.01] | [10.0, 1.3, 0.3, 0.155, 0.1, 0.0555, 0.023, 0.01] | 0 | [30.0, 32.0, 35.0, 37.0, 39.0, 50.0, 70.0, 88.0] | [60.0, 70.0, 80.0, 87.0, 94.0, 110.0, 150.0, 216.0]
HV 125A | HV 125A | 125 | 0 | [10.0, 1.82, 0.344, 0.1, 0.0467, 0.0269, 0.01] | [10.0, 2.478, 0.426, 0.1, 0.0427, 0.0211, 0.01] | 0 | [375.0, 500.0, 700.0, 925.0, 1200.0, 1500.0, 2341.0] | [750.0, 1000.0, 1500.0, 2200.0, 3000.0, 4000.0, 5765.0]
HV 160A | HV 160A | 160 | 0 | [10.0, 4.15, 1.03, 0.198, 0.1, 0.051, 0.0172, 0.01] | [10.0, 2.3, 0.734, 0.274, 0.1, 0.046, 0.0177, 0.01] | 0 | [480.0, 550.0, 700.0, 1000.0, 1260.0, 1600.0, 2500.0, 3227.0] | [960.0, 1300.0, 1700.0, 2200.0, 2996.0, 4000.0, 6000.0, 7946.0]
HV 16A | HV 16A | 16 | 0 | [10.0, 0.352, 0.164, 0.1, 0.0649, 0.0342, 0.01] | [10.0, 2.34, 0.722, 0.181, 0.1, 0.055, 0.0296, 0.01] | 0 | [48.0, 60.0, 65.0, 71.0, 80.0, 100.0, 162.0] | [96.0, 110.0, 125.0, 150.0, 168.0, 200.0, 250.0, 398.0]
HV 200A | HV 200A | 200 | 0 | [10.0, 4.267, 1.21, 0.403, 0.1, 0.058, 0.022, 0.01] | [10.0, 3.73, 1.654, 0.328, 0.1, 0.0531, 0.019, 0.01] | 0 | [600.0, 700.0, 900.0, 1150.0, 1665.0, 2000.0, 3000.0, 4313.0] | [1200.0, 1500.0, 1800.0, 2700.0, 3960.0, 5000.0, 7500.0, 10620.0]
HV 20A | HV 20A | 20 | 0 | [10.0, 1.3, 0.3, 0.155, 0.1, 0.0555, 0.023, 0.01] | [10.0, 1.3, 0.161, 0.1, 0.0611, 0.0399, 0.0141, 0.01] | 0 | [60.0, 70.0, 80.0, 87.0, 94.0, 110.0, 150.0, 216.0] | [120.0, 150.0, 200.0, 223.0, 260.0, 300.0, 450.0, 532.0]
HV 25A | HV 25A | 25 | 0 | [10.0, 2.512, 0.833, 0.299, 0.1, 0.0372, 0.0223, 0.01] | [10.0, 3.125, 0.597, 0.198, 0.1, 0.0378, 0.022, 0.01] | 0 | [75.0, 82.0, 90.0, 100.0, 124.0, 170.0, 200.0, 289.0] | [150.0, 170.0, 210.0, 250.0, 294.0, 400.0, 500.0, 711.0]
HV 31.5A | HV 31.5A | 31.5 | 0 | [10.0, 2.34, 0.722, 0.181, 0.1, 0.055, 0.0296, 0.01] | [10.0, 2.84, 0.368, 0.164, 0.1, 0.0621, 0.0378, 0.0195, 0.01] | 0 | [95.0, 110.0, 125.0, 150.0, 165.0, 200.0, 250.0, 390.0] | [189.0, 220.0, 300.0, 350.0, 393.0, 450.0, 530.0, 700.0, 960.0]
HV 40A | HV 40A | 40 | 0 | [10.0, 1.3, 0.161, 0.1, 0.0611, 0.0399, 0.0141, 0.01] | [10.0, 2.05, 0.369, 0.198, 0.1, 0.051, 0.0298, 0.01] | 0 | [120.0, 150.0, 200.0, 223.0, 260.0, 300.0, 450.0, 532.0] | [240.0, 300.0, 400.0, 450.0, 530.0, 650.0, 800.0, 1311.0]
HV 50A | HV 50A | 50 | 0 | [10.0, 3.215, 0.597, 0.198, 0.1, 0.0378, 0.022, 0.01] | [10.0, 3.64, 0.854, 0.281, 0.1, 0.0531, 0.022, 0.01] | 0 | [150.0, 170.0, 210.0, 250.0, 294.0, 400.0, 500.0, 711.0] | [300.0, 350.0, 450.0, 550.0, 700.0, 850.0, 1200.0, 1752.0]
HV 6.3A | HV 6.3A | 6.3 | 0 | [10.0, 1.39, 0.344, 0.168, 0.1, 0.056, 0.0263, 0.01] | [10.0, 1.711, 0.516, 0.198, 0.1, 0.0634, 0.0303, 0.01] | 0 | [19.0, 19.5, 20.4, 20.8, 22.0, 25.0, 32.0, 48.0] | [38.0, 40.0, 43.0, 48.0, 53.0, 60.0, 75.0, 118.0]
HV 63A | HV 63A | 63 | 0 | [10.0, 2.84, 0.368, 0.164, 0.1, 0.0621, 0.0378, 0.0195, 0.01] | [10.0, 1.82, 0.344, 0.1, 0.0467, 0.0269, 0.01] | 0 | [189.0, 220.0, 300.0, 350.0, 393.0, 450.0, 530.0, 700.0, 961.0] | [378.0, 500.0, 700.0, 934.0, 1200.0, 1500.0, 2366.0]
HV 80A | HV 80A | 80 | 0 | [10.0, 2.05, 0.369, 0.198, 0.1, 0.051, 0.0298, 0.01] | [10.0, 4.15, 1.03, 0.198, 0.1, 0.051, 0.0172, 0.01] | 0 | [240.0, 300.0, 400.0, 450.0, 530.0, 650.0, 800.0, 1311.0] | [480.0, 550.0, 700.0, 1000.0, 1260.0, 1600.0, 2500.0, 3227.0]
Siemens NH-1-100 | Siemens NH-1-100 | 100 | [5400.0, 2000.0, 400.0, 20.0, 1.0, 0.2, 0.012, 0.004] | 0 | 0 | [150.0, 190.0, 250.0, 430.0, 900.0, 1250.0, 2700.0, 3600.0] | 0 | 0
Siemens NH-1-125 | Siemens NH-1-125 | 125 | [4800.0, 120.0, 7.0, 0.1, 0.004] | 0 | 0 | [180.0, 400.0, 740.0, 2000.0, 4250.0] | 0 | 0
Siemens NH-1-16 | Siemens NH-1-16 | 16 | [4000.0, 400.0, 2.0, 0.1, 0.04, 0.01] | 0 | 0 | [26.0, 35.0, 75.0, 150.0, 200.0, 300.0] | 0 | 0
Siemens NH-1-160 | Siemens NH-1-160 | 160 | [4800.0, 120.0, 7.0, 0.1, 0.004] | 0 | 0 | [210.0, 500.0, 900.0, 2300.0, 5000.0] | 0 | 0
Siemens NH-1-25 | Siemens NH-1-25 | 25 | [4000.0, 1000.0, 10.0, 0.2, 0.02, 0.01] | 0 | 0 | [40.0, 50.0, 100.0, 210.0, 400.0, 500.0] | 0 | 0
Siemens NH-1-50 | Siemens NH-1-50 | 50 | [4000.0, 40.0, 4.0, 1.0, 0.02, 0.01] | 0 | 0 | [86.0, 200.0, 300.0, 400.0, 1000.0, 1280.0] | 0 | 0
Siemens NH-1-63 | Siemens NH-1-63 | 63 | [4000.0, 100.0, 10.0, 2.0, 0.04, 0.01] | 0 | 0 | [100.0, 200.0, 300.0, 400.0, 1000.0, 1500.0] | 0 | 0
Siemens NH-1-80 | Siemens NH-1-80 | 80 | [4800.0, 120.0, 7.0, 0.1, 0.01] | 0 | 0 | [150.58, 250.0, 450.0, 1150.0, 2470.0] | 0 | 0
Siemens NH-2-1000 | Siemens NH-2-1000 | 1000 | [4800.0, 120.0, 7.0, 0.1, 0.004] | 0 | 0 | [1900.0, 3500.0, 8400.0, 24000.0, 52000.0] | 0 | 0
Siemens NH-2-200 | Siemens NH-2-200 | 200 | [4800.0, 120.0, 7.0, 0.1, 0.004] | 0 | 0 | [280.0, 650.0, 1200.0, 3000.0, 7000.0] | 0 | 0
Siemens NH-2-224 | Siemens NH-2-224 | 224 | [4800.0, 120.0, 7.0, 0.2, 0.04, 0.004] | 0 | 0 | [400.0, 750.0, 1453.0, 3025.0, 4315.0, 7600.0] | 0 | 0
Siemens NH-2-250 | Siemens NH-2-250 | 250 | [4800.0, 120.0, 7.0, 0.1, 0.004] | 0 | 0 | [450.0, 800.0, 1650.0, 4000.0, 8500.0] | 0 | 0
Siemens NH-2-315 | Siemens NH-2-315 | 315 | [4800.0, 120.0, 7.0, 0.1, 0.004] | 0 | 0 | [550.0, 920.0, 1900.0, 5000.0, 11000.0] | 0 | 0
Siemens NH-2-355 | Siemens NH-2-355 | 355 | [4800.0, 120.0, 6.0, 0.1, 0.004] | 0 | 0 | [650.0, 1116.27, 2350.0, 5840.0, 12790.0] | 0 | 0
Siemens NH-2-400 | Siemens NH-2-400 | 400 | [4800.0, 120.0, 7.0, 0.1, 0.004] | 0 | 0 | [720.0, 1350.0, 2800.0, 6500.0, 15000.0] | 0 | 0
Siemens NH-2-425 | Siemens NH-2-425 | 425 | [4800.0, 120.0, 7.0, 0.1, 0.004] | 0 | 0 | [850.0, 1500.0, 3050.0, 7500.0, 16500.0] | 0 | 0
Siemens NH-2-630 | Siemens NH-2-630 | 630 | [4800.0, 120.0, 7.0, 0.1, 0.004] | 0 | 0 | [1200.0, 2000.0, 4800.0, 12000.0, 26000.0] | 0 | 0

## dtypes
| element | column | dtype
0 | bus | name | object
1 | bus | vn_kv | float64
2 | bus | type | object
3 | bus | zone | object
4 | bus | in_service | bool
5 | load | name | object
6 | load | bus | uint32
7 | load | p_mw | float64
8 | load | q_mvar | float64
9 | load | const_z_percent | float64
10 | load | const_i_percent | float64
11 | load | sn_mva | float64
12 | load | scaling | float64
13 | load | in_service | bool
14 | load | type | object
15 | ext_grid | name | object
16 | ext_grid | bus | uint32
17 | ext_grid | vm_pu | float64
18 | ext_grid | va_degree | float64
19 | ext_grid | slack_weight | float64
20 | ext_grid | in_service | bool
21 | line | name | object
22 | line | std_type | object
23 | line | from_bus | uint32
24 | line | to_bus | uint32
25 | line | length_km | float64
26 | line | r_ohm_per_km | float64
27 | line | x_ohm_per_km | float64
28 | line | c_nf_per_km | float64
29 | line | g_us_per_km | float64
30 | line | max_i_ka | float64
31 | line | df | float64
32 | line | parallel | uint32
33 | line | type | object
34 | line | in_service | bool
35 | trafo | name | object
36 | trafo | std_type | object
37 | trafo | hv_bus | uint32
38 | trafo | lv_bus | uint32
39 | trafo | sn_mva | float64
40 | trafo | vn_hv_kv | float64
41 | trafo | vn_lv_kv | float64
42 | trafo | vk_percent | float64
43 | trafo | vkr_percent | float64
44 | trafo | pfe_kw | float64
45 | trafo | i0_percent | float64
46 | trafo | shift_degree | float64
47 | trafo | tap_side | object
48 | trafo | tap_neutral | int32
49 | trafo | tap_min | int32
50 | trafo | tap_max | int32
51 | trafo | tap_step_percent | float64
52 | trafo | tap_step_degree | float64
53 | trafo | tap_pos | int32
54 | trafo | tap_phase_shifter | bool
55 | trafo | parallel | uint32
56 | trafo | df | float64
57 | trafo | in_service | bool
58 | line_geodata | coords | object
59 | bus_geodata | x | float64
60 | bus_geodata | y | float64
61 | bus_geodata | coords | object

## parameters
| version | format_version | converged | OPF_converged | name | f_hz | sn_mva
0 | 2.14.6 | 2.14.0 | FALSE | FALSE |  | 50 | 1