## bus
| name | vn_kv | type | zone | in_service
0 | bus_LV_3822-16_0_2_node_0 | 0.4 | n |  | TRUE
1 | bus_LV_3822-16_0_2_node_1 | 0.4 | n |  | TRUE
2 | bus_LV_3822-16_0_2_node_3 | 0.4 | n |  | TRUE
3 | bus_LV_3822-16_0_2_node_2 | 0.4 | n |  | TRUE
4 | bus_LV_3822-16_0_2_node_4 | 0.4 | n |  | TRUE
5 | bus_LV_3822-16_0_2_node_5 | 0.4 | n |  | TRUE
6 | bus_LV_3822-16_0_2_node_6 | 0.4 | n |  | TRUE
7 | bus_LV_3822-16_0_2_node_7 | 0.4 | n |  | TRUE
8 | bus_LV_3822-16_0_2_node_177 | 0.4 | n |  | TRUE
9 | bus_LV_3822-16_0_2_node_174 | 0.4 | n |  | TRUE
10 | bus_LV_3822-16_0_2_node_157 | 0.4 | n |  | TRUE
11 | bus_LV_3822-16_0_2_node_179 | 0.4 | n |  | TRUE
12 | bus_LV_3822-16_0_2_node_173 | 0.4 | n |  | TRUE
13 | bus_LV_3822-16_0_2_node_164 | 0.4 | n |  | TRUE
14 | bus_LV_3822-16_0_2_node_8 | 0.4 | n |  | TRUE
15 | bus_LV_3822-16_0_2_node_9 | 0.4 | n |  | TRUE
16 | bus_LV_3822-16_0_2_node_10 | 0.4 | n |  | TRUE
17 | bus_LV_3822-16_0_2_node_11 | 0.4 | n |  | TRUE
18 | bus_LV_3822-16_0_2_node_12 | 0.4 | n |  | TRUE
19 | bus_LV_3822-16_0_2_node_13 | 0.4 | n |  | TRUE
20 | bus_LV_3822-16_0_2_node_14 | 0.4 | n |  | TRUE
21 | bus_LV_3822-16_0_2_node_15 | 0.4 | n |  | TRUE
22 | bus_LV_3822-16_0_2_node_16 | 0.4 | n |  | TRUE
23 | bus_LV_3822-16_0_2_node_86 | 0.4 | n |  | TRUE
24 | bus_LV_3822-16_0_2_node_77 | 0.4 | n |  | TRUE
25 | bus_LV_3822-16_0_2_node_78 | 0.4 | n |  | TRUE
26 | bus_LV_3822-16_0_2_node_88 | 0.4 | n |  | TRUE
27 | bus_LV_3822-16_0_2_node_74 | 0.4 | n |  | TRUE
28 | bus_LV_3822-16_0_2_node_79 | 0.4 | n |  | TRUE
29 | bus_LV_3822-16_0_2_node_80 | 0.4 | n |  | TRUE
30 | bus_LV_3822-16_0_2_node_81 | 0.4 | n |  | TRUE
31 | bus_LV_3822-16_0_2_node_82 | 0.4 | n |  | TRUE
32 | bus_LV_3822-16_0_2_node_83 | 0.4 | n |  | TRUE
33 | bus_LV_3822-16_0_2_node_93 | 0.4 | n |  | TRUE
34 | bus_LV_3822-16_0_2_node_87 | 0.4 | n |  | TRUE
35 | bus_LV_3822-16_0_2_node_90 | 0.4 | n |  | TRUE
36 | bus_LV_3822-16_0_2_node_89 | 0.4 | n |  | TRUE
37 | bus_LV_3822-16_0_2_node_91 | 0.4 | n |  | TRUE
38 | bus_LV_3822-16_0_2_node_94 | 0.4 | n |  | TRUE
39 | bus_LV_3822-16_0_2_node_75 | 0.4 | n |  | TRUE
40 | bus_LV_3822-16_0_2_node_147 | 0.4 | n |  | TRUE
41 | bus_LV_3822-16_0_2_node_85 | 0.4 | n |  | TRUE
42 | bus_LV_3822-16_0_2_node_17 | 0.4 | n |  | TRUE
43 | bus_LV_3822-16_0_2_node_18 | 0.4 | n |  | TRUE
44 | bus_LV_3822-16_0_2_node_19 | 0.4 | n |  | TRUE
45 | bus_LV_3822-16_0_2_node_20 | 0.4 | n |  | TRUE
46 | bus_LV_3822-16_0_2_node_21 | 0.4 | n |  | TRUE
47 | bus_LV_3822-16_0_2_node_22 | 0.4 | n |  | TRUE
48 | bus_LV_3822-16_0_2_node_23 | 0.4 | n |  | TRUE
49 | bus_LV_3822-16_0_2_node_24 | 0.4 | n |  | TRUE
50 | bus_LV_3822-16_0_2_node_31 | 0.4 | n |  | TRUE
51 | bus_LV_3822-16_0_2_node_27 | 0.4 | n |  | TRUE
52 | bus_LV_3822-16_0_2_node_25 | 0.4 | n |  | TRUE
53 | bus_LV_3822-16_0_2_node_32 | 0.4 | n |  | TRUE
54 | bus_LV_3822-16_0_2_node_42 | 0.4 | n |  | TRUE
55 | bus_LV_3822-16_0_2_node_26 | 0.4 | n |  | TRUE
56 | bus_LV_3822-16_0_2_node_28 | 0.4 | n |  | TRUE
57 | bus_LV_3822-16_0_2_node_105 | 0.4 | n |  | TRUE
58 | bus_LV_3822-16_0_2_node_43 | 0.4 | n |  | TRUE
59 | bus_LV_3822-16_0_2_node_106 | 0.4 | n |  | TRUE
60 | bus_LV_3822-16_0_2_node_29 | 0.4 | n |  | TRUE
61 | bus_LV_3822-16_0_2_node_30 | 0.4 | n |  | TRUE
62 | bus_LV_3822-16_0_2_node_109 | 0.4 | n |  | TRUE
63 | bus_LV_3822-16_0_2_node_139 | 0.4 | n |  | TRUE
64 | bus_LV_3822-16_0_2_node_110 | 0.4 | n |  | TRUE
65 | bus_LV_3822-16_0_2_node_108 | 0.4 | n |  | TRUE
66 | bus_LV_3822-16_0_2_node_138 | 0.4 | n |  | TRUE
67 | bus_LV_3822-16_0_2_node_33 | 0.4 | n |  | TRUE
68 | bus_LV_3822-16_0_2_node_34 | 0.4 | n |  | TRUE
69 | bus_LV_3822-16_0_2_node_118 | 0.4 | n |  | TRUE
70 | bus_LV_3822-16_0_2_node_47 | 0.4 | n |  | TRUE
71 | bus_LV_3822-16_0_2_node_35 | 0.4 | n |  | TRUE
72 | bus_LV_3822-16_0_2_node_36 | 0.4 | n |  | TRUE
73 | bus_LV_3822-16_0_2_node_37 | 0.4 | n |  | TRUE
74 | bus_LV_3822-16_0_2_node_38 | 0.4 | n |  | TRUE
75 | bus_LV_3822-16_0_2_node_39 | 0.4 | n |  | TRUE
76 | bus_LV_3822-16_0_2_node_40 | 0.4 | n |  | TRUE
77 | bus_LV_3822-16_0_2_node_41 | 0.4 | n |  | TRUE
78 | bus_LV_3822-16_0_2_node_44 | 0.4 | n |  | TRUE
79 | bus_LV_3822-16_0_2_node_46 | 0.4 | n |  | TRUE
80 | bus_LV_3822-16_0_2_node_45 | 0.4 | n |  | TRUE
81 | bus_LV_3822-16_0_2_node_63 | 0.4 | n |  | TRUE
82 | bus_LV_3822-16_0_2_node_56 | 0.4 | n |  | TRUE
83 | bus_LV_3822-16_0_2_node_48 | 0.4 | n |  | TRUE
84 | bus_LV_3822-16_0_2_node_49 | 0.4 | n |  | TRUE
85 | bus_LV_3822-16_0_2_node_119 | 0.4 | n |  | TRUE
86 | bus_LV_3822-16_0_2_node_122 | 0.4 | n |  | TRUE
87 | bus_LV_3822-16_0_2_node_50 | 0.4 | n |  | TRUE
88 | bus_LV_3822-16_0_2_node_51 | 0.4 | n |  | TRUE
89 | bus_LV_3822-16_0_2_node_52 | 0.4 | n |  | TRUE
90 | bus_LV_3822-16_0_2_node_114 | 0.4 | n |  | TRUE
91 | bus_LV_3822-16_0_2_node_115 | 0.4 | n |  | TRUE
92 | bus_LV_3822-16_0_2_node_53 | 0.4 | n |  | TRUE
93 | bus_LV_3822-16_0_2_node_54 | 0.4 | n |  | TRUE
94 | bus_LV_3822-16_0_2_node_55 | 0.4 | n |  | TRUE
95 | bus_LV_3822-16_0_2_node_59 | 0.4 | n |  | TRUE
96 | bus_LV_3822-16_0_2_node_61 | 0.4 | n |  | TRUE
97 | bus_LV_3822-16_0_2_node_57 | 0.4 | n |  | TRUE
98 | bus_LV_3822-16_0_2_node_58 | 0.4 | n |  | TRUE
99 | bus_LV_3822-16_0_2_node_60 | 0.4 | n |  | TRUE
100 | bus_LV_3822-16_0_2_node_62 | 0.4 | n |  | TRUE
101 | bus_LV_3822-16_0_2_node_64 | 0.4 | n |  | TRUE
102 | bus_LV_3822-16_0_2_node_70 | 0.4 | n |  | TRUE
103 | bus_LV_3822-16_0_2_node_65 | 0.4 | n |  | TRUE
104 | bus_LV_3822-16_0_2_node_76 | 0.4 | n |  | TRUE
105 | bus_LV_3822-16_0_2_node_66 | 0.4 | n |  | TRUE
106 | bus_LV_3822-16_0_2_node_67 | 0.4 | n |  | TRUE
107 | bus_LV_3822-16_0_2_node_68 | 0.4 | n |  | TRUE
108 | bus_LV_3822-16_0_2_node_69 | 0.4 | n |  | TRUE
109 | bus_LV_3822-16_0_2_node_72 | 0.4 | n |  | TRUE
110 | bus_LV_3822-16_0_2_node_104 | 0.4 | n |  | TRUE
111 | bus_LV_3822-16_0_2_node_71 | 0.4 | n |  | TRUE
112 | bus_LV_3822-16_0_2_node_97 | 0.4 | n |  | TRUE
113 | bus_LV_3822-16_0_2_node_95 | 0.4 | n |  | TRUE
114 | bus_LV_3822-16_0_2_node_103 | 0.4 | n |  | TRUE
115 | bus_LV_3822-16_0_2_node_99 | 0.4 | n |  | TRUE
116 | bus_LV_3822-16_0_2_node_100 | 0.4 | n |  | TRUE
117 | bus_LV_3822-16_0_2_node_98 | 0.4 | n |  | TRUE
118 | bus_LV_3822-16_0_2_node_96 | 0.4 | n |  | TRUE
119 | bus_LV_3822-16_0_2_node_101 | 0.4 | n |  | TRUE
120 | bus_LV_3822-16_0_2_node_102 | 0.4 | n |  | TRUE
121 | bus_LV_3822-16_0_2_node_107 | 0.4 | n |  | TRUE
122 | bus_LV_3822-16_0_2_node_111 | 0.4 | n |  | TRUE
123 | bus_LV_3822-16_0_2_node_112 | 0.4 | n |  | TRUE
124 | bus_LV_3822-16_0_2_node_113 | 0.4 | n |  | TRUE
125 | bus_LV_3822-16_0_2_node_127 | 0.4 | n |  | TRUE
126 | bus_LV_3822-16_0_2_node_126 | 0.4 | n |  | TRUE
127 | bus_LV_3822-16_0_2_node_116 | 0.4 | n |  | TRUE
128 | bus_LV_3822-16_0_2_node_117 | 0.4 | n |  | TRUE
129 | bus_LV_3822-16_0_2_node_133 | 0.4 | n |  | TRUE
130 | bus_LV_3822-16_0_2_node_185 | 0.4 | n |  | TRUE
131 | bus_LV_3822-16_0_2_node_184 | 0.4 | n |  | TRUE
132 | bus_LV_3822-16_0_2_node_120 | 0.4 | n |  | TRUE
133 | bus_LV_3822-16_0_2_node_121 | 0.4 | n |  | TRUE
134 | bus_LV_3822-16_0_2_node_178 | 0.4 | n |  | TRUE
135 | bus_LV_3822-16_0_2_node_183 | 0.4 | n |  | TRUE
136 | bus_LV_3822-16_0_2_node_123 | 0.4 | n |  | TRUE
137 | bus_LV_3822-16_0_2_node_124 | 0.4 | n |  | TRUE
138 | bus_LV_3822-16_0_2_node_125 | 0.4 | n |  | TRUE
139 | bus_LV_3822-16_0_2_node_153 | 0.4 | n |  | TRUE
140 | bus_LV_3822-16_0_2_node_135 | 0.4 | n |  | TRUE
141 | bus_LV_3822-16_0_2_node_148 | 0.4 | n |  | TRUE
142 | bus_LV_3822-16_0_2_node_128 | 0.4 | n |  | TRUE
143 | bus_LV_3822-16_0_2_node_129 | 0.4 | n |  | TRUE
144 | bus_LV_3822-16_0_2_node_134 | 0.4 | n |  | TRUE
145 | bus_LV_3822-16_0_2_node_130 | 0.4 | n |  | TRUE
146 | bus_LV_3822-16_0_2_node_150 | 0.4 | n |  | TRUE
147 | bus_LV_3822-16_0_2_node_131 | 0.4 | n |  | TRUE
148 | bus_LV_3822-16_0_2_node_132 | 0.4 | n |  | TRUE
149 | bus_LV_3822-16_0_2_node_149 | 0.4 | n |  | TRUE
150 | bus_LV_3822-16_0_2_node_141 | 0.4 | n |  | TRUE
151 | bus_LV_3822-16_0_2_node_136 | 0.4 | n |  | TRUE
152 | bus_LV_3822-16_0_2_node_137 | 0.4 | n |  | TRUE
153 | bus_LV_3822-16_0_2_node_165 | 0.4 | n |  | TRUE
154 | bus_LV_3822-16_0_2_node_169 | 0.4 | n |  | TRUE
155 | bus_LV_3822-16_0_2_node_170 | 0.4 | n |  | TRUE
156 | bus_LV_3822-16_0_2_node_168 | 0.4 | n |  | TRUE
157 | bus_LV_3822-16_0_2_node_154 | 0.4 | n |  | TRUE
158 | bus_LV_3822-16_0_2_node_166 | 0.4 | n |  | TRUE
159 | bus_LV_3822-16_0_2_node_162 | 0.4 | n |  | TRUE
160 | bus_LV_3822-16_0_2_node_140 | 0.4 | n |  | TRUE
161 | bus_LV_3822-16_0_2_node_152 | 0.4 | n |  | TRUE
162 | bus_LV_3822-16_0_2_node_156 | 0.4 | n |  | TRUE
163 | bus_LV_3822-16_0_2_node_151 | 0.4 | n |  | TRUE
164 | bus_LV_3822-16_0_2_node_155 | 0.4 | n |  | TRUE
165 | bus_LV_3822-16_0_2_node_142 | 0.4 | n |  | TRUE
166 | bus_LV_3822-16_0_2_node_143 | 0.4 | n |  | TRUE
167 | bus_LV_3822-16_0_2_node_144 | 0.4 | n |  | TRUE
168 | bus_LV_3822-16_0_2_node_145 | 0.4 | n |  | TRUE
169 | bus_LV_3822-16_0_2_node_158 | 0.4 | n |  | TRUE
170 | bus_LV_3822-16_0_2_node_159 | 0.4 | n |  | TRUE
171 | bus_LV_3822-16_0_2_node_160 | 0.4 | n |  | TRUE
172 | bus_LV_3822-16_0_2_node_161 | 0.4 | n |  | TRUE
173 | bus_LV_3822-16_0_2_node_163 | 0.4 | n |  | TRUE
174 | bus_LV_3822-16_0_2_node_167 | 0.4 | n |  | TRUE
175 | bus_LV_3822-16_0_2_node_171 | 0.4 | n |  | TRUE
176 | bus_LV_3822-16_0_2_node_172 | 0.4 | n |  | TRUE
177 | bus_LV_3822-16_0_2_node_175 | 0.4 | n |  | TRUE
178 | bus_LV_3822-16_0_2_node_176 | 0.4 | n |  | TRUE
179 | bus_LV_3822-16_0_2_node_180 | 0.4 | n |  | TRUE
180 | bus_LV_3822-16_0_2_node_181 | 0.4 | n |  | TRUE
181 | bus_LV_3822-16_0_2_node_182 | 0.4 | n |  | TRUE
182 | bus_MV_173_0_node_14 | 20 | n |  | TRUE

## load
| name | bus | p_mw | q_mvar | const_z_percent | const_i_percent | sn_mva | scaling | in_service | type
0 | LV_3822-16_0_2_load_0 | 0 | 0.003869 | 0.00096967 | 0 | 0 |  | 1 | TRUE | wye
1 | LV_3822-16_0_2_load_2 | 3 | 0.0015937 | 0.00039941 | 0 | 0 |  | 1 | TRUE | wye
2 | LV_3822-16_0_2_load_6 | 6 | 0.00088703 | 0.00022231 | 0 | 0 |  | 1 | TRUE | wye
3 | LV_3822-16_0_2_load_177 | 8 | 0.00090094 | 0.0002258 | 0 | 0 |  | 1 | TRUE | wye
4 | LV_3822-16_0_2_load_174 | 9 | 0.0014176 | 0.00035528 | 0 | 0 |  | 1 | TRUE | wye
5 | LV_3822-16_0_2_load_157 | 10 | 0.00087153 | 0.00021843 | 0 | 0 |  | 1 | TRUE | wye
6 | LV_3822-16_0_2_load_179 | 11 | 0.0013411 | 0.00033611 | 0 | 0 |  | 1 | TRUE | wye
7 | LV_3822-16_0_2_load_173 | 12 | 0.0012189 | 0.00030548 | 0 | 0 |  | 1 | TRUE | wye
8 | LV_3822-16_0_2_load_164 | 13 | 0.0014156 | 0.00035479 | 0 | 0 |  | 1 | TRUE | wye
9 | LV_3822-16_0_2_load_8 | 14 | 0.00039821 | 9.98e-05 | 0 | 0 |  | 1 | TRUE | wye
10 | LV_3822-16_0_2_load_9 | 15 | 0.00030858 | 7.7338e-05 | 0 | 0 |  | 1 | TRUE | wye
11 | LV_3822-16_0_2_load_11 | 17 | 0.00039881 | 9.9951e-05 | 0 | 0 |  | 1 | TRUE | wye
12 | LV_3822-16_0_2_load_12 | 18 | 0.0004043 | 0.00010133 | 0 | 0 |  | 1 | TRUE | wye
13 | LV_3822-16_0_2_load_13 | 19 | 0.00047264 | 0.00011845 | 0 | 0 |  | 1 | TRUE | wye
14 | LV_3822-16_0_2_load_15 | 21 | 0.00030571 | 7.6617e-05 | 0 | 0 |  | 1 | TRUE | wye
15 | LV_3822-16_0_2_load_16 | 22 | 0.00043462 | 0.00010893 | 0 | 0 |  | 1 | TRUE | wye
16 | LV_3822-16_0_2_load_77 | 24 | 0.00039863 | 9.9907e-05 | 0 | 0 |  | 1 | TRUE | wye
17 | LV_3822-16_0_2_load_88 | 26 | 0.00031978 | 8.0145e-05 | 0 | 0 |  | 1 | TRUE | wye
18 | LV_3822-16_0_2_load_74 | 27 | 0.00066382 | 0.00016637 | 0 | 0 |  | 1 | TRUE | wye
19 | LV_3822-16_0_2_load_79 | 28 | 0.00023504 | 5.8908e-05 | 0 | 0 |  | 1 | TRUE | wye
20 | LV_3822-16_0_2_load_80 | 29 | 0.00033275 | 8.3396e-05 | 0 | 0 |  | 1 | TRUE | wye
21 | LV_3822-16_0_2_load_81 | 30 | 0.00041073 | 0.00010294 | 0 | 0 |  | 1 | TRUE | wye
22 | LV_3822-16_0_2_load_82 | 31 | 0.00037082 | 9.2936e-05 | 0 | 0 |  | 1 | TRUE | wye
23 | LV_3822-16_0_2_load_83 | 32 | 0.00044581 | 0.00011173 | 0 | 0 |  | 1 | TRUE | wye
24 | LV_3822-16_0_2_load_93 | 33 | 0.00062832 | 0.00015747 | 0 | 0 |  | 1 | TRUE | wye
25 | LV_3822-16_0_2_load_87 | 34 | 0.00031758 | 7.9593e-05 | 0 | 0 |  | 1 | TRUE | wye
26 | LV_3822-16_0_2_load_90 | 35 | 0.00025646 | 6.4275e-05 | 0 | 0 |  | 1 | TRUE | wye
27 | LV_3822-16_0_2_load_89 | 36 | 0.00022631 | 5.672e-05 | 0 | 0 |  | 1 | TRUE | wye
28 | LV_3822-16_0_2_load_91 | 37 | 0.00020141 | 5.0477e-05 | 0 | 0 |  | 1 | TRUE | wye
29 | LV_3822-16_0_2_load_94 | 38 | 0.00041225 | 0.00010332 | 0 | 0 |  | 1 | TRUE | wye
30 | LV_3822-16_0_2_load_75 | 39 | 0.00042233 | 0.00010584 | 0 | 0 |  | 1 | TRUE | wye
31 | LV_3822-16_0_2_load_147 | 40 | 0.00039209 | 9.8266e-05 | 0 | 0 |  | 1 | TRUE | wye
32 | LV_3822-16_0_2_load_85 | 41 | 0.00058521 | 0.00014667 | 0 | 0 |  | 1 | TRUE | wye
33 | LV_3822-16_0_2_load_17 | 42 | 0.0028313 | 0.00070958 | 0 | 0 |  | 1 | TRUE | wye
34 | LV_3822-16_0_2_load_18 | 43 | 0.0042082 | 0.0010547 | 0 | 0 |  | 1 | TRUE | wye
35 | LV_3822-16_0_2_load_19 | 44 | 0.002177 | 0.00054561 | 0 | 0 |  | 1 | TRUE | wye
36 | LV_3822-16_0_2_load_20 | 45 | 0.0018772 | 0.00047047 | 0 | 0 |  | 1 | TRUE | wye
37 | LV_3822-16_0_2_load_22 | 47 | 0.0029497 | 0.00073927 | 0 | 0 |  | 1 | TRUE | wye
38 | LV_3822-16_0_2_load_23 | 48 | 0.0026441 | 0.00066268 | 0 | 0 |  | 1 | TRUE | wye
39 | LV_3822-16_0_2_load_24 | 49 | 0.0028304 | 0.00070935 | 0 | 0 |  | 1 | TRUE | wye
40 | LV_3822-16_0_2_load_31 | 50 | 0.0013852 | 0.00034716 | 0 | 0 |  | 1 | TRUE | wye
41 | LV_3822-16_0_2_load_27 | 51 | 0.002432 | 0.00060952 | 0 | 0 |  | 1 | TRUE | wye
42 | LV_3822-16_0_2_load_32 | 53 | 0.0020592 | 0.00051609 | 0 | 0 |  | 1 | TRUE | wye
43 | LV_3822-16_0_2_load_42 | 54 | 0.0021916 | 0.00054928 | 0 | 0 |  | 1 | TRUE | wye
44 | LV_3822-16_0_2_load_26 | 55 | 0.0019017 | 0.00047661 | 0 | 0 |  | 1 | TRUE | wye
45 | LV_3822-16_0_2_load_28 | 56 | 0.0025821 | 0.00064715 | 0 | 0 |  | 1 | TRUE | wye
46 | LV_3822-16_0_2_load_105 | 57 | 0.0038105 | 0.00095499 | 0 | 0 |  | 1 | TRUE | wye
47 | LV_3822-16_0_2_load_43 | 58 | 0.0024492 | 0.00061384 | 0 | 0 |  | 1 | TRUE | wye
48 | LV_3822-16_0_2_load_106 | 59 | 0.00084666 | 0.00021219 | 0 | 0 |  | 1 | TRUE | wye
49 | LV_3822-16_0_2_load_29 | 60 | 0.0030561 | 0.00076593 | 0 | 0 |  | 1 | TRUE | wye
50 | LV_3822-16_0_2_load_30 | 61 | 0.0024534 | 0.00061489 | 0 | 0 |  | 1 | TRUE | wye
51 | LV_3822-16_0_2_load_109 | 62 | 0.00080856 | 0.00020264 | 0 | 0 |  | 1 | TRUE | wye
52 | LV_3822-16_0_2_load_139 | 63 | 0.0024975 | 0.00062594 | 0 | 0 |  | 1 | TRUE | wye
53 | LV_3822-16_0_2_load_110 | 64 | 0.00072407 | 0.00018147 | 0 | 0 |  | 1 | TRUE | wye
54 | LV_3822-16_0_2_load_108 | 65 | 0.00088139 | 0.0002209 | 0 | 0 |  | 1 | TRUE | wye
55 | LV_3822-16_0_2_load_138 | 66 | 0.00049161 | 0.00012321 | 0 | 0 |  | 1 | TRUE | wye
56 | LV_3822-16_0_2_load_33 | 67 | 0.0017523 | 0.00043918 | 0 | 0 |  | 1 | TRUE | wye
57 | LV_3822-16_0_2_load_34 | 68 | 0.002069 | 0.00051853 | 0 | 0 |  | 1 | TRUE | wye
58 | LV_3822-16_0_2_load_118 | 69 | 0.0022281 | 0.00055841 | 0 | 0 |  | 1 | TRUE | wye
59 | LV_3822-16_0_2_load_35 | 71 | 0.0014856 | 0.00037234 | 0 | 0 |  | 1 | TRUE | wye
60 | LV_3822-16_0_2_load_36 | 72 | 0.0010261 | 0.00025715 | 0 | 0 |  | 1 | TRUE | wye
61 | LV_3822-16_0_2_load_37 | 73 | 0.00092004 | 0.00023058 | 0 | 0 |  | 1 | TRUE | wye
62 | LV_3822-16_0_2_load_38 | 74 | 0.001482 | 0.00037144 | 0 | 0 |  | 1 | TRUE | wye
63 | LV_3822-16_0_2_load_39 | 75 | 0.0012463 | 0.00031236 | 0 | 0 |  | 1 | TRUE | wye
64 | LV_3822-16_0_2_load_40 | 76 | 0.0011313 | 0.00028353 | 0 | 0 |  | 1 | TRUE | wye
65 | LV_3822-16_0_2_load_41 | 77 | 0.0014808 | 0.00037112 | 0 | 0 |  | 1 | TRUE | wye
66 | LV_3822-16_0_2_load_44 | 78 | 0.0025938 | 0.00065006 | 0 | 0 |  | 1 | TRUE | wye
67 | LV_3822-16_0_2_load_45 | 80 | 0.0021221 | 0.00053184 | 0 | 0 |  | 1 | TRUE | wye
68 | LV_3822-16_0_2_load_63 | 81 | 0.0020968 | 0.00052552 | 0 | 0 |  | 1 | TRUE | wye
69 | LV_3822-16_0_2_load_48 | 83 | 0.0071611 | 0.0017947 | 0 | 0 |  | 1 | TRUE | wye
70 | LV_3822-16_0_2_load_49 | 84 | 0.0025525 | 0.00063972 | 0 | 0 |  | 1 | TRUE | wye
71 | LV_3822-16_0_2_load_119 | 85 | 0.0021535 | 0.00053971 | 0 | 0 |  | 1 | TRUE | wye
72 | LV_3822-16_0_2_load_50 | 87 | 0.0022793 | 0.00057125 | 0 | 0 |  | 1 | TRUE | wye
73 | LV_3822-16_0_2_load_51 | 88 | 0.0017038 | 0.000427 | 0 | 0 |  | 1 | TRUE | wye
74 | LV_3822-16_0_2_load_52 | 89 | 0.0023232 | 0.00058225 | 0 | 0 |  | 1 | TRUE | wye
75 | LV_3822-16_0_2_load_114 | 90 | 0.0022315 | 0.00055927 | 0 | 0 |  | 1 | TRUE | wye
76 | LV_3822-16_0_2_load_115 | 91 | 0.0019243 | 0.00048228 | 0 | 0 |  | 1 | TRUE | wye
77 | LV_3822-16_0_2_load_53 | 92 | 0.0011956 | 0.00029965 | 0 | 0 |  | 1 | TRUE | wye
78 | LV_3822-16_0_2_load_54 | 93 | 0.0012207 | 0.00030593 | 0 | 0 |  | 1 | TRUE | wye
79 | LV_3822-16_0_2_load_55 | 94 | 0.0013936 | 0.00034928 | 0 | 0 |  | 1 | TRUE | wye
80 | LV_3822-16_0_2_load_61 | 96 | 0.0015798 | 0.00039593 | 0 | 0 |  | 1 | TRUE | wye
81 | LV_3822-16_0_2_load_57 | 97 | 0.0011976 | 0.00030014 | 0 | 0 |  | 1 | TRUE | wye
82 | LV_3822-16_0_2_load_58 | 98 | 0.00074071 | 0.00018564 | 0 | 0 |  | 1 | TRUE | wye
83 | LV_3822-16_0_2_load_62 | 100 | 0.001968 | 0.00049322 | 0 | 0 |  | 1 | TRUE | wye
84 | LV_3822-16_0_2_load_64 | 101 | 0.0019052 | 0.00047749 | 0 | 0 |  | 1 | TRUE | wye
85 | LV_3822-16_0_2_load_70 | 102 | 0.00090549 | 0.00022694 | 0 | 0 |  | 1 | TRUE | wye
86 | LV_3822-16_0_2_load_76 | 104 | 0.00093051 | 0.00023321 | 0 | 0 |  | 1 | TRUE | wye
87 | LV_3822-16_0_2_load_66 | 105 | 0.0015503 | 0.00038854 | 0 | 0 |  | 1 | TRUE | wye
88 | LV_3822-16_0_2_load_67 | 106 | 0.00031335 | 7.8534e-05 | 0 | 0 |  | 1 | TRUE | wye
89 | LV_3822-16_0_2_load_68 | 107 | 0.0022905 | 0.00057405 | 0 | 0 |  | 1 | TRUE | wye
90 | LV_3822-16_0_2_load_69 | 108 | 0.00027741 | 6.9525e-05 | 0 | 0 |  | 1 | TRUE | wye
91 | LV_3822-16_0_2_load_72 | 109 | 0.00027595 | 6.916e-05 | 0 | 0 |  | 1 | TRUE | wye
92 | LV_3822-16_0_2_load_104 | 110 | 0.00023702 | 5.9404e-05 | 0 | 0 |  | 1 | TRUE | wye
93 | LV_3822-16_0_2_load_71 | 111 | 0.00063792 | 0.00015988 | 0 | 0 |  | 1 | TRUE | wye
94 | LV_3822-16_0_2_load_97 | 112 | 0.0003981 | 9.9773e-05 | 0 | 0 |  | 1 | TRUE | wye
95 | LV_3822-16_0_2_load_95 | 113 | 0.00023525 | 5.896e-05 | 0 | 0 |  | 1 | TRUE | wye
96 | LV_3822-16_0_2_load_103 | 114 | 0.00027584 | 6.9132e-05 | 0 | 0 |  | 1 | TRUE | wye
97 | LV_3822-16_0_2_load_100 | 116 | 0.00037183 | 9.319e-05 | 0 | 0 |  | 1 | TRUE | wye
98 | LV_3822-16_0_2_load_96 | 118 | 0.00022136 | 5.5478e-05 | 0 | 0 |  | 1 | TRUE | wye
99 | LV_3822-16_0_2_load_101 | 119 | 0.00034778 | 8.7161e-05 | 0 | 0 |  | 1 | TRUE | wye
100 | LV_3822-16_0_2_load_102 | 120 | 0.00034803 | 8.7225e-05 | 0 | 0 |  | 1 | TRUE | wye
101 | LV_3822-16_0_2_load_107 | 121 | 0.00054761 | 0.00013724 | 0 | 0 |  | 1 | TRUE | wye
102 | LV_3822-16_0_2_load_111 | 122 | 0.0004635 | 0.00011617 | 0 | 0 |  | 1 | TRUE | wye
103 | LV_3822-16_0_2_load_112 | 123 | 0.00068409 | 0.00017145 | 0 | 0 |  | 1 | TRUE | wye
104 | LV_3822-16_0_2_load_113 | 124 | 0.00057074 | 0.00014304 | 0 | 0 |  | 1 | TRUE | wye
105 | LV_3822-16_0_2_load_127 | 125 | 0.00058462 | 0.00014652 | 0 | 0 |  | 1 | TRUE | wye
106 | LV_3822-16_0_2_load_126 | 126 | 0.00055956 | 0.00014024 | 0 | 0 |  | 1 | TRUE | wye
107 | LV_3822-16_0_2_load_116 | 127 | 0.0029422 | 0.00073738 | 0 | 0 |  | 1 | TRUE | wye
108 | LV_3822-16_0_2_load_117 | 128 | 0.0018093 | 0.00045345 | 0 | 0 |  | 1 | TRUE | wye
109 | LV_3822-16_0_2_load_133 | 129 | 0.00049125 | 0.00012312 | 0 | 0 |  | 1 | TRUE | wye
110 | LV_3822-16_0_2_load_185 | 130 | 0.0017126 | 0.00042921 | 0 | 0 |  | 1 | TRUE | wye
111 | LV_3822-16_0_2_load_184 | 131 | 0.0023806 | 0.00059665 | 0 | 0 |  | 1 | TRUE | wye
112 | LV_3822-16_0_2_load_120 | 132 | 0.0021761 | 0.00054537 | 0 | 0 |  | 1 | TRUE | wye
113 | LV_3822-16_0_2_load_121 | 133 | 0.0010648 | 0.00026687 | 0 | 0 |  | 1 | TRUE | wye
114 | LV_3822-16_0_2_load_178 | 134 | 0.0010211 | 0.00025591 | 0 | 0 |  | 1 | TRUE | wye
115 | LV_3822-16_0_2_load_123 | 136 | 0.00061548 | 0.00015425 | 0 | 0 |  | 1 | TRUE | wye
116 | LV_3822-16_0_2_load_124 | 137 | 0.00061699 | 0.00015463 | 0 | 0 |  | 1 | TRUE | wye
117 | LV_3822-16_0_2_load_125 | 138 | 0.00039805 | 9.9762e-05 | 0 | 0 |  | 1 | TRUE | wye
118 | LV_3822-16_0_2_load_153 | 139 | 0.00045779 | 0.00011473 | 0 | 0 |  | 1 | TRUE | wye
119 | LV_3822-16_0_2_load_135 | 140 | 0.00065627 | 0.00016448 | 0 | 0 |  | 1 | TRUE | wye
120 | LV_3822-16_0_2_load_148 | 141 | 0.00042171 | 0.00010569 | 0 | 0 |  | 1 | TRUE | wye
121 | LV_3822-16_0_2_load_128 | 142 | 0.00044186 | 0.00011074 | 0 | 0 |  | 1 | TRUE | wye
122 | LV_3822-16_0_2_load_129 | 143 | 0.00058713 | 0.00014715 | 0 | 0 |  | 1 | TRUE | wye
123 | LV_3822-16_0_2_load_134 | 144 | 0.0005641 | 0.00014138 | 0 | 0 |  | 1 | TRUE | wye
124 | LV_3822-16_0_2_load_130 | 145 | 0.00040897 | 0.0001025 | 0 | 0 |  | 1 | TRUE | wye
125 | LV_3822-16_0_2_load_150 | 146 | 0.00056304 | 0.00014111 | 0 | 0 |  | 1 | TRUE | wye
126 | LV_3822-16_0_2_load_132 | 148 | 0.00042332 | 0.00010609 | 0 | 0 |  | 1 | TRUE | wye
127 | LV_3822-16_0_2_load_149 | 149 | 0.00045622 | 0.00011434 | 0 | 0 |  | 1 | TRUE | wye
128 | LV_3822-16_0_2_load_141 | 150 | 0.00029124 | 7.2992e-05 | 0 | 0 |  | 1 | TRUE | wye
129 | LV_3822-16_0_2_load_136 | 151 | 0.00084002 | 0.00021053 | 0 | 0 |  | 1 | TRUE | wye
130 | LV_3822-16_0_2_load_137 | 152 | 0.0010056 | 0.00025203 | 0 | 0 |  | 1 | TRUE | wye
131 | LV_3822-16_0_2_load_165 | 153 | 0.00067781 | 0.00016988 | 0 | 0 |  | 1 | TRUE | wye
132 | LV_3822-16_0_2_load_169 | 154 | 0.0009058 | 0.00022702 | 0 | 0 |  | 1 | TRUE | wye
133 | LV_3822-16_0_2_load_170 | 155 | 0.0011158 | 0.00027966 | 0 | 0 |  | 1 | TRUE | wye
134 | LV_3822-16_0_2_load_168 | 156 | 0.0012101 | 0.00030328 | 0 | 0 |  | 1 | TRUE | wye
135 | LV_3822-16_0_2_load_154 | 157 | 0.00051841 | 0.00012993 | 0 | 0 |  | 1 | TRUE | wye
136 | LV_3822-16_0_2_load_166 | 158 | 0.0011351 | 0.00028449 | 0 | 0 |  | 1 | TRUE | wye
137 | LV_3822-16_0_2_load_162 | 159 | 0.00082223 | 0.00020607 | 0 | 0 |  | 1 | TRUE | wye
138 | LV_3822-16_0_2_load_140 | 160 | 0.000436 | 0.00010927 | 0 | 0 |  | 1 | TRUE | wye
139 | LV_3822-16_0_2_load_152 | 161 | 0.00036611 | 9.1757e-05 | 0 | 0 |  | 1 | TRUE | wye
140 | LV_3822-16_0_2_load_156 | 162 | 0.00043296 | 0.00010851 | 0 | 0 |  | 1 | TRUE | wye
141 | LV_3822-16_0_2_load_151 | 163 | 0.00052969 | 0.00013275 | 0 | 0 |  | 1 | TRUE | wye
142 | LV_3822-16_0_2_load_155 | 164 | 0.0004177 | 0.00010469 | 0 | 0 |  | 1 | TRUE | wye
143 | LV_3822-16_0_2_load_142 | 165 | 0.00028446 | 7.1292e-05 | 0 | 0 |  | 1 | TRUE | wye
144 | LV_3822-16_0_2_load_143 | 166 | 0.00049728 | 0.00012463 | 0 | 0 |  | 1 | TRUE | wye
145 | LV_3822-16_0_2_load_145 | 168 | 0.00044347 | 0.00011114 | 0 | 0 |  | 1 | TRUE | wye
146 | LV_3822-16_0_2_load_158 | 169 | 0.0012377 | 0.0003102 | 0 | 0 |  | 1 | TRUE | wye
147 | LV_3822-16_0_2_load_159 | 170 | 0.00081694 | 0.00020474 | 0 | 0 |  | 1 | TRUE | wye
148 | LV_3822-16_0_2_load_160 | 171 | 0.00088457 | 0.0002217 | 0 | 0 |  | 1 | TRUE | wye
149 | LV_3822-16_0_2_load_161 | 172 | 0.0011919 | 0.00029872 | 0 | 0 |  | 1 | TRUE | wye
150 | LV_3822-16_0_2_load_163 | 173 | 0.0010498 | 0.00026311 | 0 | 0 |  | 1 | TRUE | wye
151 | LV_3822-16_0_2_load_167 | 174 | 0.00068324 | 0.00017124 | 0 | 0 |  | 1 | TRUE | wye
152 | LV_3822-16_0_2_load_171 | 175 | 0.00090114 | 0.00022585 | 0 | 0 |  | 1 | TRUE | wye
153 | LV_3822-16_0_2_load_172 | 176 | 0.001082 | 0.00027118 | 0 | 0 |  | 1 | TRUE | wye
154 | LV_3822-16_0_2_load_176 | 178 | 0.0026894 | 0.00067403 | 0 | 0 |  | 1 | TRUE | wye
155 | LV_3822-16_0_2_load_180 | 179 | 0.0020652 | 0.0005176 | 0 | 0 |  | 1 | TRUE | wye
156 | LV_3822-16_0_2_load_181 | 180 | 0.0026264 | 0.00065823 | 0 | 0 |  | 1 | TRUE | wye
157 | LV_3822-16_0_2_load_182 | 181 | 0.0030727 | 0.00077009 | 0 | 0 |  | 1 | TRUE | wye

## ext_grid
| name | bus | vm_pu | va_degree | slack_weight | in_service
0 |  | 50 | 1 | 0 | 1 | TRUE

## line
| name | std_type | from_bus | to_bus | length_km | r_ohm_per_km | x_ohm_per_km | c_nf_per_km | g_us_per_km | max_i_ka | df | parallel | type | in_service
0 | LV_3822-16_0_2_line_0 | NAYY 4x150 SE | 0 | 1 | 0.0087451 | 0.208 | 0.08 | 261 | 0 | 0.27 | 1 | 1 | cs | TRUE
1 | LV_3822-16_0_2_line_1 | NAYY 4x150 SE | 1 | 2 | 0.095904 | 0.208 | 0.08 | 261 | 0 | 0.27 | 1 | 1 | cs | TRUE
2 | LV_3822-16_0_2_line_2 | NAYY 4x150 SE | 2 | 3 | 0.05837 | 0.208 | 0.08 | 261 | 0 | 0.27 | 1 | 1 | cs | TRUE
3 | LV_3822-16_0_2_line_3 | NAYY 4x150 SE | 3 | 4 | 0.032311 | 0.208 | 0.08 | 261 | 0 | 0.27 | 1 | 1 | cs | TRUE
4 | LV_3822-16_0_2_line_4 | NAYY 4x150 SE | 4 | 5 | 0.00795 | 0.208 | 0.08 | 261 | 0 | 0.27 | 1 | 1 | cs | TRUE
5 | LV_3822-16_0_2_line_5 | NAYY 4x150 SE | 5 | 6 | 0.017849 | 0.208 | 0.08 | 261 | 0 | 0.27 | 1 | 1 | cs | TRUE
6 | LV_3822-16_0_2_line_6 | NAYY 4x150 SE | 5 | 7 | 0.032679 | 0.208 | 0.08 | 261 | 0 | 0.27 | 1 | 1 | cs | TRUE
7 | LV_3822-16_0_2_line_7 | NAYY 4x150 SE | 6 | 8 | 0.061278 | 0.208 | 0.08 | 261 | 0 | 0.27 | 1 | 1 | cs | TRUE
8 | LV_3822-16_0_2_line_8 | NAYY 4x150 SE | 6 | 9 | 0.033215 | 0.208 | 0.08 | 261 | 0 | 0.27 | 1 | 1 | cs | TRUE
9 | LV_3822-16_0_2_line_9 | NAYY 4x150 SE | 7 | 10 | 0.0081785 | 0.208 | 0.08 | 261 | 0 | 0.27 | 1 | 1 | cs | TRUE
10 | LV_3822-16_0_2_line_10 | NAYY 4x150 SE | 8 | 11 | 0.02055 | 0.208 | 0.08 | 261 | 0 | 0.27 | 1 | 1 | cs | TRUE
11 | LV_3822-16_0_2_line_11 | NAYY 4x150 SE | 9 | 12 | 0.0070102 | 0.208 | 0.08 | 261 | 0 | 0.27 | 1 | 1 | cs | TRUE
12 | LV_3822-16_0_2_line_12 | NAYY 4x150 SE | 11 | 134 | 0.001856 | 0.208 | 0.08 | 261 | 0 | 0.27 | 1 | 1 | cs | TRUE
13 | LV_3822-16_0_2_line_13 | NAYY 4x150 SE | 12 | 13 | 0.028017 | 0.208 | 0.08 | 261 | 0 | 0.27 | 1 | 1 | cs | TRUE
14 | LV_3822-16_0_2_line_14 | NAYY 4x150 SE | 13 | 172 | 0.041163 | 0.208 | 0.08 | 261 | 0 | 0.27 | 1 | 1 | cs | TRUE
15 | LV_3822-16_0_2_line_15 | NAYY 4x150 SE | 13 | 173 | 0.033028 | 0.208 | 0.08 | 261 | 0 | 0.27 | 1 | 1 | cs | TRUE
16 | LV_3822-16_0_2_line_16 | NAYY 4x150 SE | 14 | 15 | 0.00084086 | 0.208 | 0.08 | 261 | 0 | 0.27 | 1 | 1 | cs | TRUE
17 | LV_3822-16_0_2_line_17 | NAYY 4x150 SE | 14 | 16 | 0.015706 | 0.208 | 0.08 | 261 | 0 | 0.27 | 1 | 1 | cs | TRUE
18 | LV_3822-16_0_2_line_18 | NAYY 4x150 SE | 15 | 17 | 0.047188 | 0.208 | 0.08 | 261 | 0 | 0.27 | 1 | 1 | cs | TRUE
19 | LV_3822-16_0_2_line_19 | NAYY 4x150 SE | 16 | 18 | 0.011682 | 0.208 | 0.08 | 261 | 0 | 0.27 | 1 | 1 | cs | TRUE
20 | LV_3822-16_0_2_line_20 | NAYY 4x150 SE | 16 | 19 | 0.054576 | 0.208 | 0.08 | 261 | 0 | 0.27 | 1 | 1 | cs | TRUE
21 | LV_3822-16_0_2_line_21 | NAYY 4x150 SE | 17 | 20 | 0.0070919 | 0.208 | 0.08 | 261 | 0 | 0.27 | 1 | 1 | cs | TRUE
22 | LV_3822-16_0_2_line_22 | NAYY 4x150 SE | 18 | 21 | 0.075389 | 0.208 | 0.08 | 261 | 0 | 0.27 | 1 | 1 | cs | TRUE
23 | LV_3822-16_0_2_line_23 | NAYY 4x150 SE | 19 | 22 | 0.025864 | 0.208 | 0.08 | 261 | 0 | 0.27 | 1 | 1 | cs | TRUE
24 | LV_3822-16_0_2_line_24 | NAYY 4x150 SE | 19 | 23 | 0.043866 | 0.208 | 0.08 | 261 | 0 | 0.27 | 1 | 1 | cs | TRUE
25 | LV_3822-16_0_2_line_25 | NAYY 4x150 SE | 20 | 24 | 0.024967 | 0.208 | 0.08 | 261 | 0 | 0.27 | 1 | 1 | cs | TRUE
26 | LV_3822-16_0_2_line_26 | NAYY 4x150 SE | 20 | 25 | 0.060596 | 0.208 | 0.08 | 261 | 0 | 0.27 | 1 | 1 | cs | TRUE
27 | LV_3822-16_0_2_line_27 | NAYY 4x150 SE | 21 | 26 | 0.037926 | 0.208 | 0.08 | 261 | 0 | 0.27 | 1 | 1 | cs | TRUE
28 | LV_3822-16_0_2_line_28 | NAYY 4x150 SE | 23 | 27 | 0.050677 | 0.208 | 0.08 | 261 | 0 | 0.27 | 1 | 1 | cs | TRUE
29 | LV_3822-16_0_2_line_29 | NAYY 4x150 SE | 25 | 28 | 0.019776 | 0.208 | 0.08 | 261 | 0 | 0.27 | 1 | 1 | cs | TRUE
30 | LV_3822-16_0_2_line_30 | NAYY 4x150 SE | 25 | 29 | 0.060196 | 0.208 | 0.08 | 261 | 0 | 0.27 | 1 | 1 | cs | TRUE
31 | LV_3822-16_0_2_line_31 | NAYY 4x150 SE | 25 | 30 | 0.010625 | 0.208 | 0.08 | 261 | 0 | 0.27 | 1 | 1 | cs | TRUE
32 | LV_3822-16_0_2_line_32 | NAYY 4x150 SE | 26 | 35 | 0.027846 | 0.208 | 0.08 | 261 | 0 | 0.27 | 1 | 1 | cs | TRUE
33 | LV_3822-16_0_2_line_33 | NAYY 4x150 SE | 26 | 34 | 0.028196 | 0.208 | 0.08 | 261 | 0 | 0.27 | 1 | 1 | cs | TRUE
34 | LV_3822-16_0_2_line_34 | NAYY 4x150 SE | 27 | 39 | 0.031745 | 0.208 | 0.08 | 261 | 0 | 0.27 | 1 | 1 | cs | TRUE
35 | LV_3822-16_0_2_line_35 | NAYY 4x150 SE | 28 | 114 | 0.0041834 | 0.208 | 0.08 | 261 | 0 | 0.27 | 1 | 1 | cs | TRUE
36 | LV_3822-16_0_2_line_36 | NAYY 4x150 SE | 29 | 115 | 0.046588 | 0.208 | 0.08 | 261 | 0 | 0.27 | 1 | 1 | cs | TRUE
37 | LV_3822-16_0_2_line_37 | NAYY 4x150 SE | 31 | 32 | 0.023867 | 0.208 | 0.08 | 261 | 0 | 0.27 | 1 | 1 | cs | TRUE
38 | LV_3822-16_0_2_line_38 | NAYY 4x150 SE | 31 | 33 | 0.062031 | 0.208 | 0.08 | 261 | 0 | 0.27 | 1 | 1 | cs | TRUE
39 | LV_3822-16_0_2_line_39 | NAYY 4x150 SE | 32 | 34 | 0.0134 | 0.208 | 0.08 | 261 | 0 | 0.27 | 1 | 1 | cs | TRUE
40 | LV_3822-16_0_2_line_40 | NAYY 4x150 SE | 33 | 38 | 0.026886 | 0.208 | 0.08 | 261 | 0 | 0.27 | 1 | 1 | cs | TRUE
41 | LV_3822-16_0_2_line_41 | NAYY 4x150 SE | 35 | 36 | 0.02637 | 0.208 | 0.08 | 261 | 0 | 0.27 | 1 | 1 | cs | TRUE
42 | LV_3822-16_0_2_line_42 | NAYY 4x150 SE | 36 | 37 | 0.02246 | 0.208 | 0.08 | 261 | 0 | 0.27 | 1 | 1 | cs | TRUE
43 | LV_3822-16_0_2_line_43 | NAYY 4x150 SE | 39 | 40 | 0.031179 | 0.208 | 0.08 | 261 | 0 | 0.27 | 1 | 1 | cs | TRUE
44 | LV_3822-16_0_2_line_44 | NAYY 4x150 SE | 40 | 41 | 0.014968 | 0.208 | 0.08 | 261 | 0 | 0.27 | 1 | 1 | cs | TRUE
45 | LV_3822-16_0_2_line_45 | NAYY 4x150 SE | 42 | 43 | 0.02791 | 0.208 | 0.08 | 261 | 0 | 0.27 | 1 | 1 | cs | TRUE
46 | LV_3822-16_0_2_line_46 | NAYY 4x150 SE | 42 | 44 | 0.017228 | 0.208 | 0.08 | 261 | 0 | 0.27 | 1 | 1 | cs | TRUE
47 | LV_3822-16_0_2_line_47 | NAYY 4x150 SE | 43 | 45 | 0.00023947 | 0.208 | 0.08 | 261 | 0 | 0.27 | 1 | 1 | cs | TRUE
48 | LV_3822-16_0_2_line_48 | NAYY 4x150 SE | 44 | 46 | 0.0029086 | 0.208 | 0.08 | 261 | 0 | 0.27 | 1 | 1 | cs | TRUE
49 | LV_3822-16_0_2_line_49 | NAYY 4x150 SE | 45 | 47 | 0.033735 | 0.208 | 0.08 | 261 | 0 | 0.27 | 1 | 1 | cs | TRUE
50 | LV_3822-16_0_2_line_50 | NAYY 4x150 SE | 46 | 48 | 0.0069434 | 0.208 | 0.08 | 261 | 0 | 0.27 | 1 | 1 | cs | TRUE
51 | LV_3822-16_0_2_line_51 | NAYY 4x150 SE | 46 | 49 | 0.022007 | 0.208 | 0.08 | 261 | 0 | 0.27 | 1 | 1 | cs | TRUE
52 | LV_3822-16_0_2_line_52 | NAYY 4x150 SE | 47 | 50 | 0.011608 | 0.208 | 0.08 | 261 | 0 | 0.27 | 1 | 1 | cs | TRUE
53 | LV_3822-16_0_2_line_53 | NAYY 4x150 SE | 48 | 51 | 0.030397 | 0.208 | 0.08 | 261 | 0 | 0.27 | 1 | 1 | cs | TRUE
54 | LV_3822-16_0_2_line_54 | NAYY 4x150 SE | 49 | 52 | 0.030253 | 0.208 | 0.08 | 261 | 0 | 0.27 | 1 | 1 | cs | TRUE
55 | LV_3822-16_0_2_line_55 | NAYY 4x150 SE | 50 | 53 | 0.01365 | 0.208 | 0.08 | 261 | 0 | 0.27 | 1 | 1 | cs | TRUE
56 | LV_3822-16_0_2_line_56 | NAYY 4x150 SE | 51 | 54 | 0.017801 | 0.208 | 0.08 | 261 | 0 | 0.27 | 1 | 1 | cs | TRUE
57 | LV_3822-16_0_2_line_57 | NAYY 4x150 SE | 52 | 55 | 0.009065 | 0.208 | 0.08 | 261 | 0 | 0.27 | 1 | 1 | cs | TRUE
58 | LV_3822-16_0_2_line_58 | NAYY 4x150 SE | 53 | 67 | 0.010884 | 0.208 | 0.08 | 261 | 0 | 0.27 | 1 | 1 | cs | TRUE
59 | LV_3822-16_0_2_line_59 | NAYY 4x150 SE | 54 | 58 | 0.0050511 | 0.208 | 0.08 | 261 | 0 | 0.27 | 1 | 1 | cs | TRUE
60 | LV_3822-16_0_2_line_60 | NAYY 4x150 SE | 55 | 56 | 0.033146 | 0.208 | 0.08 | 261 | 0 | 0.27 | 1 | 1 | cs | TRUE
61 | LV_3822-16_0_2_line_61 | NAYY 4x150 SE | 56 | 57 | 0.016477 | 0.208 | 0.08 | 261 | 0 | 0.27 | 1 | 1 | cs | TRUE
62 | LV_3822-16_0_2_line_62 | NAYY 4x150 SE | 57 | 59 | 0.029677 | 0.208 | 0.08 | 261 | 0 | 0.27 | 1 | 1 | cs | TRUE
63 | LV_3822-16_0_2_line_63 | NAYY 4x150 SE | 58 | 81 | 0.0060371 | 0.208 | 0.08 | 261 | 0 | 0.27 | 1 | 1 | cs | TRUE
64 | LV_3822-16_0_2_line_64 | NAYY 4x150 SE | 59 | 121 | 0.00069069 | 0.208 | 0.08 | 261 | 0 | 0.27 | 1 | 1 | cs | TRUE
65 | LV_3822-16_0_2_line_65 | NAYY 4x150 SE | 60 | 61 | 0.01731 | 0.208 | 0.08 | 261 | 0 | 0.27 | 1 | 1 | cs | TRUE
66 | LV_3822-16_0_2_line_66 | NAYY 4x150 SE | 60 | 62 | 0.078338 | 0.208 | 0.08 | 261 | 0 | 0.27 | 1 | 1 | cs | TRUE
67 | LV_3822-16_0_2_line_67 | NAYY 4x150 SE | 61 | 63 | 0.0047032 | 0.208 | 0.08 | 261 | 0 | 0.27 | 1 | 1 | cs | TRUE
68 | LV_3822-16_0_2_line_68 | NAYY 4x150 SE | 62 | 64 | 0.025023 | 0.208 | 0.08 | 261 | 0 | 0.27 | 1 | 1 | cs | TRUE
69 | LV_3822-16_0_2_line_69 | NAYY 4x150 SE | 62 | 65 | 0.0020131 | 0.208 | 0.08 | 261 | 0 | 0.27 | 1 | 1 | cs | TRUE
70 | LV_3822-16_0_2_line_70 | NAYY 4x150 SE | 63 | 66 | 0.019685 | 0.208 | 0.08 | 261 | 0 | 0.27 | 1 | 1 | cs | TRUE
71 | LV_3822-16_0_2_line_71 | NAYY 4x150 SE | 64 | 122 | 0.039025 | 0.208 | 0.08 | 261 | 0 | 0.27 | 1 | 1 | cs | TRUE
72 | LV_3822-16_0_2_line_72 | NAYY 4x150 SE | 65 | 121 | 0.017641 | 0.208 | 0.08 | 261 | 0 | 0.27 | 1 | 1 | cs | TRUE
73 | LV_3822-16_0_2_line_73 | NAYY 4x150 SE | 66 | 129 | 0.019424 | 0.208 | 0.08 | 261 | 0 | 0.27 | 1 | 1 | cs | TRUE
74 | LV_3822-16_0_2_line_74 | NAYY 4x150 SE | 67 | 68 | 0.0082426 | 0.208 | 0.08 | 261 | 0 | 0.27 | 1 | 1 | cs | TRUE
75 | LV_3822-16_0_2_line_75 | NAYY 4x150 SE | 68 | 69 | 0.016926 | 0.208 | 0.08 | 261 | 0 | 0.27 | 1 | 1 | cs | TRUE
76 | LV_3822-16_0_2_line_76 | NAYY 4x150 SE | 69 | 70 | 0.042476 | 0.208 | 0.08 | 261 | 0 | 0.27 | 1 | 1 | cs | TRUE
77 | LV_3822-16_0_2_line_77 | NAYY 4x150 SE | 70 | 85 | 0.016529 | 0.208 | 0.08 | 261 | 0 | 0.27 | 1 | 1 | cs | TRUE
78 | LV_3822-16_0_2_line_78 | NAYY 4x150 SE | 70 | 79 | 0.028575 | 0.208 | 0.08 | 261 | 0 | 0.27 | 1 | 1 | cs | TRUE
79 | LV_3822-16_0_2_line_79 | NAYY 4x150 SE | 71 | 72 | 0.011427 | 0.208 | 0.08 | 261 | 0 | 0.27 | 1 | 1 | cs | TRUE
80 | LV_3822-16_0_2_line_80 | NAYY 4x150 SE | 71 | 73 | 0.0034201 | 0.208 | 0.08 | 261 | 0 | 0.27 | 1 | 1 | cs | TRUE
81 | LV_3822-16_0_2_line_81 | NAYY 4x150 SE | 72 | 74 | 0.0093087 | 0.208 | 0.08 | 261 | 0 | 0.27 | 1 | 1 | cs | TRUE
82 | LV_3822-16_0_2_line_82 | NAYY 4x150 SE | 73 | 75 | 0.0052589 | 0.208 | 0.08 | 261 | 0 | 0.27 | 1 | 1 | cs | TRUE
83 | LV_3822-16_0_2_line_83 | NAYY 4x150 SE | 74 | 76 | 0.0026538 | 0.208 | 0.08 | 261 | 0 | 0.27 | 1 | 1 | cs | TRUE
84 | LV_3822-16_0_2_line_84 | NAYY 4x150 SE | 75 | 77 | 0.021098 | 0.208 | 0.08 | 261 | 0 | 0.27 | 1 | 1 | cs | TRUE
85 | LV_3822-16_0_2_line_85 | NAYY 4x150 SE | 76 | 78 | 0.01294 | 0.208 | 0.08 | 261 | 0 | 0.27 | 1 | 1 | cs | TRUE
86 | LV_3822-16_0_2_line_86 | NAYY 4x150 SE | 77 | 79 | 0.032372 | 0.208 | 0.08 | 261 | 0 | 0.27 | 1 | 1 | cs | TRUE
87 | LV_3822-16_0_2_line_87 | NAYY 4x150 SE | 78 | 80 | 0.034347 | 0.208 | 0.08 | 261 | 0 | 0.27 | 1 | 1 | cs | TRUE
88 | LV_3822-16_0_2_line_88 | NAYY 4x150 SE | 80 | 83 | 0.02771 | 0.208 | 0.08 | 261 | 0 | 0.27 | 1 | 1 | cs | TRUE
89 | LV_3822-16_0_2_line_89 | NAYY 4x150 SE | 81 | 82 | 0.026694 | 0.208 | 0.08 | 261 | 0 | 0.27 | 1 | 1 | cs | TRUE
90 | LV_3822-16_0_2_line_90 | NAYY 4x150 SE | 82 | 95 | 0.002264 | 0.208 | 0.08 | 261 | 0 | 0.27 | 1 | 1 | cs | TRUE
91 | LV_3822-16_0_2_line_91 | NAYY 4x150 SE | 82 | 94 | 0.01828 | 0.208 | 0.08 | 261 | 0 | 0.27 | 1 | 1 | cs | TRUE
92 | LV_3822-16_0_2_line_92 | NAYY 4x150 SE | 83 | 84 | 0.011219 | 0.208 | 0.08 | 261 | 0 | 0.27 | 1 | 1 | cs | TRUE
93 | LV_3822-16_0_2_line_93 | NAYY 4x150 SE | 84 | 87 | 0.015139 | 0.208 | 0.08 | 261 | 0 | 0.27 | 1 | 1 | cs | TRUE
94 | LV_3822-16_0_2_line_94 | NAYY 4x150 SE | 85 | 86 | 0.016658 | 0.208 | 0.08 | 261 | 0 | 0.27 | 1 | 1 | cs | TRUE
95 | LV_3822-16_0_2_line_95 | NAYY 4x150 SE | 86 | 130 | 0.005335 | 0.208 | 0.08 | 261 | 0 | 0.27 | 1 | 1 | cs | TRUE
96 | LV_3822-16_0_2_line_96 | NAYY 4x150 SE | 86 | 131 | 0.0022816 | 0.208 | 0.08 | 261 | 0 | 0.27 | 1 | 1 | cs | TRUE
97 | LV_3822-16_0_2_line_97 | NAYY 4x150 SE | 87 | 88 | 0.008434 | 0.208 | 0.08 | 261 | 0 | 0.27 | 1 | 1 | cs | TRUE
98 | LV_3822-16_0_2_line_98 | NAYY 4x150 SE | 88 | 89 | 0.012774 | 0.208 | 0.08 | 261 | 0 | 0.27 | 1 | 1 | cs | TRUE
99 | LV_3822-16_0_2_line_99 | NAYY 4x150 SE | 89 | 90 | 0.0051106 | 0.208 | 0.08 | 261 | 0 | 0.27 | 1 | 1 | cs | TRUE
100 | LV_3822-16_0_2_line_100 | NAYY 4x150 SE | 90 | 91 | 0.015111 | 0.208 | 0.08 | 261 | 0 | 0.27 | 1 | 1 | cs | TRUE
101 | LV_3822-16_0_2_line_101 | NAYY 4x150 SE | 91 | 127 | 0.0040598 | 0.208 | 0.08 | 261 | 0 | 0.27 | 1 | 1 | cs | TRUE
102 | LV_3822-16_0_2_line_102 | NAYY 4x150 SE | 92 | 93 | 0.0064988 | 0.208 | 0.08 | 261 | 0 | 0.27 | 1 | 1 | cs | TRUE
103 | LV_3822-16_0_2_line_103 | NAYY 4x150 SE | 93 | 94 | 0.011581 | 0.208 | 0.08 | 261 | 0 | 0.27 | 1 | 1 | cs | TRUE
104 | LV_3822-16_0_2_line_104 | NAYY 4x150 SE | 95 | 96 | 0.032391 | 0.208 | 0.08 | 261 | 0 | 0.27 | 1 | 1 | cs | TRUE
105 | LV_3822-16_0_2_line_105 | NAYY 4x150 SE | 95 | 97 | 0.0092545 | 0.208 | 0.08 | 261 | 0 | 0.27 | 1 | 1 | cs | TRUE
106 | LV_3822-16_0_2_line_106 | NAYY 4x150 SE | 96 | 101 | 0.0043383 | 0.208 | 0.08 | 261 | 0 | 0.27 | 1 | 1 | cs | TRUE
107 | LV_3822-16_0_2_line_107 | NAYY 4x150 SE | 97 | 98 | 0.043779 | 0.208 | 0.08 | 261 | 0 | 0.27 | 1 | 1 | cs | TRUE
108 | LV_3822-16_0_2_line_108 | NAYY 4x150 SE | 98 | 99 | 0.001911 | 0.208 | 0.08 | 261 | 0 | 0.27 | 1 | 1 | cs | TRUE
109 | LV_3822-16_0_2_line_109 | NAYY 4x150 SE | 99 | 100 | 0.035326 | 0.208 | 0.08 | 261 | 0 | 0.27 | 1 | 1 | cs | TRUE
110 | LV_3822-16_0_2_line_110 | NAYY 4x150 SE | 100 | 102 | 0.026191 | 0.208 | 0.08 | 261 | 0 | 0.27 | 1 | 1 | cs | TRUE
111 | LV_3822-16_0_2_line_111 | NAYY 4x150 SE | 101 | 103 | 0.010083 | 0.208 | 0.08 | 261 | 0 | 0.27 | 1 | 1 | cs | TRUE
112 | LV_3822-16_0_2_line_112 | NAYY 4x150 SE | 102 | 104 | 0.043951 | 0.208 | 0.08 | 261 | 0 | 0.27 | 1 | 1 | cs | TRUE
113 | LV_3822-16_0_2_line_113 | NAYY 4x150 SE | 103 | 105 | 0.00536 | 0.208 | 0.08 | 261 | 0 | 0.27 | 1 | 1 | cs | TRUE
114 | LV_3822-16_0_2_line_114 | NAYY 4x150 SE | 103 | 106 | 0.039239 | 0.208 | 0.08 | 261 | 0 | 0.27 | 1 | 1 | cs | TRUE
115 | LV_3822-16_0_2_line_115 | NAYY 4x150 SE | 105 | 107 | 0.016897 | 0.208 | 0.08 | 261 | 0 | 0.27 | 1 | 1 | cs | TRUE
116 | LV_3822-16_0_2_line_116 | NAYY 4x150 SE | 106 | 108 | 0.048963 | 0.208 | 0.08 | 261 | 0 | 0.27 | 1 | 1 | cs | TRUE
117 | LV_3822-16_0_2_line_117 | NAYY 4x150 SE | 106 | 109 | 0.026281 | 0.208 | 0.08 | 261 | 0 | 0.27 | 1 | 1 | cs | TRUE
118 | LV_3822-16_0_2_line_118 | NAYY 4x150 SE | 108 | 110 | 0.0017589 | 0.208 | 0.08 | 261 | 0 | 0.27 | 1 | 1 | cs | TRUE
119 | LV_3822-16_0_2_line_119 | NAYY 4x150 SE | 109 | 111 | 0.072985 | 0.208 | 0.08 | 261 | 0 | 0.27 | 1 | 1 | cs | TRUE
120 | LV_3822-16_0_2_line_120 | NAYY 4x150 SE | 111 | 112 | 0.036754 | 0.208 | 0.08 | 261 | 0 | 0.27 | 1 | 1 | cs | TRUE
121 | LV_3822-16_0_2_line_121 | NAYY 4x150 SE | 112 | 113 | 0.023078 | 0.208 | 0.08 | 261 | 0 | 0.27 | 1 | 1 | cs | TRUE
122 | LV_3822-16_0_2_line_122 | NAYY 4x150 SE | 113 | 118 | 0.0079235 | 0.208 | 0.08 | 261 | 0 | 0.27 | 1 | 1 | cs | TRUE
123 | LV_3822-16_0_2_line_123 | NAYY 4x150 SE | 115 | 116 | 0.032013 | 0.208 | 0.08 | 261 | 0 | 0.27 | 1 | 1 | cs | TRUE
124 | LV_3822-16_0_2_line_124 | NAYY 4x150 SE | 115 | 117 | 0.030835 | 0.208 | 0.08 | 261 | 0 | 0.27 | 1 | 1 | cs | TRUE
125 | LV_3822-16_0_2_line_125 | NAYY 4x150 SE | 116 | 119 | 0.018117 | 0.208 | 0.08 | 261 | 0 | 0.27 | 1 | 1 | cs | TRUE
126 | LV_3822-16_0_2_line_126 | NAYY 4x150 SE | 117 | 118 | 0.031378 | 0.208 | 0.08 | 261 | 0 | 0.27 | 1 | 1 | cs | TRUE
127 | LV_3822-16_0_2_line_127 | NAYY 4x150 SE | 119 | 120 | 0.0057611 | 0.208 | 0.08 | 261 | 0 | 0.27 | 1 | 1 | cs | TRUE
128 | LV_3822-16_0_2_line_128 | NAYY 4x150 SE | 122 | 123 | 0.0078692 | 0.208 | 0.08 | 261 | 0 | 0.27 | 1 | 1 | cs | TRUE
129 | LV_3822-16_0_2_line_129 | NAYY 4x150 SE | 123 | 124 | 0.013496 | 0.208 | 0.08 | 261 | 0 | 0.27 | 1 | 1 | cs | TRUE
130 | LV_3822-16_0_2_line_130 | NAYY 4x150 SE | 124 | 125 | 0.006729 | 0.208 | 0.08 | 261 | 0 | 0.27 | 1 | 1 | cs | TRUE
131 | LV_3822-16_0_2_line_131 | NAYY 4x150 SE | 125 | 126 | 0.021359 | 0.208 | 0.08 | 261 | 0 | 0.27 | 1 | 1 | cs | TRUE
132 | LV_3822-16_0_2_line_132 | NAYY 4x150 SE | 127 | 128 | 0.017992 | 0.208 | 0.08 | 261 | 0 | 0.27 | 1 | 1 | cs | TRUE
133 | LV_3822-16_0_2_line_133 | NAYY 4x150 SE | 129 | 148 | 0.021412 | 0.208 | 0.08 | 261 | 0 | 0.27 | 1 | 1 | cs | TRUE
134 | LV_3822-16_0_2_line_134 | NAYY 4x150 SE | 131 | 135 | 0.011484 | 0.208 | 0.08 | 261 | 0 | 0.27 | 1 | 1 | cs | TRUE
135 | LV_3822-16_0_2_line_135 | NAYY 4x150 SE | 132 | 133 | 0.025348 | 0.208 | 0.08 | 261 | 0 | 0.27 | 1 | 1 | cs | TRUE
136 | LV_3822-16_0_2_line_136 | NAYY 4x150 SE | 133 | 134 | 0.0063521 | 0.208 | 0.08 | 261 | 0 | 0.27 | 1 | 1 | cs | TRUE
137 | LV_3822-16_0_2_line_137 | NAYY 4x150 SE | 135 | 180 | 0.016465 | 0.208 | 0.08 | 261 | 0 | 0.27 | 1 | 1 | cs | TRUE
138 | LV_3822-16_0_2_line_138 | NAYY 4x150 SE | 135 | 179 | 0.0080818 | 0.208 | 0.08 | 261 | 0 | 0.27 | 1 | 1 | cs | TRUE
139 | LV_3822-16_0_2_line_139 | NAYY 4x150 SE | 136 | 137 | 0.0077412 | 0.208 | 0.08 | 261 | 0 | 0.27 | 1 | 1 | cs | TRUE
140 | LV_3822-16_0_2_line_140 | NAYY 4x150 SE | 137 | 138 | 0.019957 | 0.208 | 0.08 | 261 | 0 | 0.27 | 1 | 1 | cs | TRUE
141 | LV_3822-16_0_2_line_141 | NAYY 4x150 SE | 138 | 142 | 0.017458 | 0.208 | 0.08 | 261 | 0 | 0.27 | 1 | 1 | cs | TRUE
142 | LV_3822-16_0_2_line_142 | NAYY 4x150 SE | 139 | 140 | 0.014742 | 0.208 | 0.08 | 261 | 0 | 0.27 | 1 | 1 | cs | TRUE
143 | LV_3822-16_0_2_line_143 | NAYY 4x150 SE | 139 | 141 | 0.027642 | 0.208 | 0.08 | 261 | 0 | 0.27 | 1 | 1 | cs | TRUE
144 | LV_3822-16_0_2_line_144 | NAYY 4x150 SE | 140 | 144 | 0.024621 | 0.208 | 0.08 | 261 | 0 | 0.27 | 1 | 1 | cs | TRUE
145 | LV_3822-16_0_2_line_145 | NAYY 4x150 SE | 141 | 168 | 0.025219 | 0.208 | 0.08 | 261 | 0 | 0.27 | 1 | 1 | cs | TRUE
146 | LV_3822-16_0_2_line_146 | NAYY 4x150 SE | 142 | 143 | 0.014887 | 0.208 | 0.08 | 261 | 0 | 0.27 | 1 | 1 | cs | TRUE
147 | LV_3822-16_0_2_line_147 | NAYY 4x150 SE | 142 | 144 | 0.038385 | 0.208 | 0.08 | 261 | 0 | 0.27 | 1 | 1 | cs | TRUE
148 | LV_3822-16_0_2_line_148 | NAYY 4x150 SE | 143 | 145 | 0.020732 | 0.208 | 0.08 | 261 | 0 | 0.27 | 1 | 1 | cs | TRUE
149 | LV_3822-16_0_2_line_149 | NAYY 4x150 SE | 144 | 146 | 0.11058 | 0.208 | 0.08 | 261 | 0 | 0.27 | 1 | 1 | cs | TRUE
150 | LV_3822-16_0_2_line_150 | NAYY 4x150 SE | 145 | 147 | 0.023313 | 0.208 | 0.08 | 261 | 0 | 0.27 | 1 | 1 | cs | TRUE
151 | LV_3822-16_0_2_line_151 | NAYY 4x150 SE | 146 | 150 | 0.10426 | 0.208 | 0.08 | 261 | 0 | 0.27 | 1 | 1 | cs | TRUE
152 | LV_3822-16_0_2_line_152 | NAYY 4x150 SE | 146 | 149 | 0.026292 | 0.208 | 0.08 | 261 | 0 | 0.27 | 1 | 1 | cs | TRUE
153 | LV_3822-16_0_2_line_153 | NAYY 4x150 SE | 147 | 148 | 0.043451 | 0.208 | 0.08 | 261 | 0 | 0.27 | 1 | 1 | cs | TRUE
154 | LV_3822-16_0_2_line_154 | NAYY 4x150 SE | 150 | 157 | 0.19074 | 0.208 | 0.08 | 261 | 0 | 0.27 | 1 | 1 | cs | TRUE
155 | LV_3822-16_0_2_line_155 | NAYY 4x150 SE | 151 | 152 | 0.043614 | 0.208 | 0.08 | 261 | 0 | 0.27 | 1 | 1 | cs | TRUE
156 | LV_3822-16_0_2_line_156 | NAYY 4x150 SE | 152 | 153 | 0.093604 | 0.208 | 0.08 | 261 | 0 | 0.27 | 1 | 1 | cs | TRUE
157 | LV_3822-16_0_2_line_157 | NAYY 4x150 SE | 153 | 158 | 0.022246 | 0.208 | 0.08 | 261 | 0 | 0.27 | 1 | 1 | cs | TRUE
158 | LV_3822-16_0_2_line_158 | NAYY 4x150 SE | 153 | 159 | 0.0009244 | 0.208 | 0.08 | 261 | 0 | 0.27 | 1 | 1 | cs | TRUE
159 | LV_3822-16_0_2_line_159 | NAYY 4x150 SE | 154 | 155 | 0.0096066 | 0.208 | 0.08 | 261 | 0 | 0.27 | 1 | 1 | cs | TRUE
160 | LV_3822-16_0_2_line_160 | NAYY 4x150 SE | 154 | 156 | 0.014978 | 0.208 | 0.08 | 261 | 0 | 0.27 | 1 | 1 | cs | TRUE
161 | LV_3822-16_0_2_line_161 | NAYY 4x150 SE | 155 | 175 | 0.0055107 | 0.208 | 0.08 | 261 | 0 | 0.27 | 1 | 1 | cs | TRUE
162 | LV_3822-16_0_2_line_162 | NAYY 4x150 SE | 156 | 174 | 0.00097479 | 0.208 | 0.08 | 261 | 0 | 0.27 | 1 | 1 | cs | TRUE
163 | LV_3822-16_0_2_line_163 | NAYY 4x150 SE | 157 | 164 | 0.021683 | 0.208 | 0.08 | 261 | 0 | 0.27 | 1 | 1 | cs | TRUE
164 | LV_3822-16_0_2_line_164 | NAYY 4x150 SE | 158 | 174 | 0.020492 | 0.208 | 0.08 | 261 | 0 | 0.27 | 1 | 1 | cs | TRUE
165 | LV_3822-16_0_2_line_165 | NAYY 4x150 SE | 159 | 172 | 0.0025245 | 0.208 | 0.08 | 261 | 0 | 0.27 | 1 | 1 | cs | TRUE
166 | LV_3822-16_0_2_line_166 | NAYY 4x150 SE | 160 | 161 | 0.03253 | 0.208 | 0.08 | 261 | 0 | 0.27 | 1 | 1 | cs | TRUE
167 | LV_3822-16_0_2_line_167 | NAYY 4x150 SE | 161 | 162 | 0.061828 | 0.208 | 0.08 | 261 | 0 | 0.27 | 1 | 1 | cs | TRUE
168 | LV_3822-16_0_2_line_168 | NAYY 4x150 SE | 161 | 163 | 0.076532 | 0.208 | 0.08 | 261 | 0 | 0.27 | 1 | 1 | cs | TRUE
169 | LV_3822-16_0_2_line_169 | NAYY 4x150 SE | 162 | 165 | 0.057465 | 0.208 | 0.08 | 261 | 0 | 0.27 | 1 | 1 | cs | TRUE
170 | LV_3822-16_0_2_line_170 | NAYY 4x150 SE | 164 | 165 | 0.2344 | 0.208 | 0.08 | 261 | 0 | 0.27 | 1 | 1 | cs | TRUE
171 | LV_3822-16_0_2_line_171 | NAYY 4x150 SE | 166 | 167 | 0.0071831 | 0.208 | 0.08 | 261 | 0 | 0.27 | 1 | 1 | cs | TRUE
172 | LV_3822-16_0_2_line_172 | NAYY 4x150 SE | 167 | 168 | 0.013471 | 0.208 | 0.08 | 261 | 0 | 0.27 | 1 | 1 | cs | TRUE
173 | LV_3822-16_0_2_line_173 | NAYY 4x150 SE | 169 | 170 | 0.0054957 | 0.208 | 0.08 | 261 | 0 | 0.27 | 1 | 1 | cs | TRUE
174 | LV_3822-16_0_2_line_174 | NAYY 4x150 SE | 169 | 171 | 0.0069864 | 0.208 | 0.08 | 261 | 0 | 0.27 | 1 | 1 | cs | TRUE
175 | LV_3822-16_0_2_line_175 | NAYY 4x150 SE | 170 | 172 | 0.017237 | 0.208 | 0.08 | 261 | 0 | 0.27 | 1 | 1 | cs | TRUE
176 | LV_3822-16_0_2_line_176 | NAYY 4x150 SE | 175 | 176 | 0.058128 | 0.208 | 0.08 | 261 | 0 | 0.27 | 1 | 1 | cs | TRUE
177 | LV_3822-16_0_2_line_177 | NAYY 4x150 SE | 176 | 177 | 0.020716 | 0.208 | 0.08 | 261 | 0 | 0.27 | 1 | 1 | cs | TRUE
178 | LV_3822-16_0_2_line_178 | NAYY 4x150 SE | 177 | 178 | 0.0065402 | 0.208 | 0.08 | 261 | 0 | 0.27 | 1 | 1 | cs | TRUE
179 | LV_3822-16_0_2_line_179 | NAYY 4x150 SE | 178 | 179 | 0.025094 | 0.208 | 0.08 | 261 | 0 | 0.27 | 1 | 1 | cs | TRUE
180 | LV_3822-16_0_2_line_180 | NAYY 4x150 SE | 180 | 181 | 0.0245 | 0.208 | 0.08 | 261 | 0 | 0.27 | 1 | 1 | cs | TRUE

## trafo
| name | std_type | hv_bus | lv_bus | sn_mva | vn_hv_kv | vn_lv_kv | vk_percent | vkr_percent | pfe_kw | i0_percent | shift_degree | tap_side | tap_neutral | tap_min | tap_max | tap_step_percent | tap_step_degree | tap_pos | tap_phase_shifter | parallel | df | in_service
0 | LV_3822-16_0_2_trafo_31 | 0.25 MVA 20/0.4 kV | 182 | 50 | 0.25 | 20 | 0.4 | 6 | 1.44 | 0.8 | 0.32 | 150 | hv | 0 | -2 | 2 | 2.5 | 0 | 0 | FALSE | 1 | 1 | TRUE

## line_geodata
| x0 | y0 | x1 | y1 | x2 | y2 | x3 | y3 | x4 | y4 | x5 | y5 | x6 | y6 | x7 | y7 | x8 | y8 | x9 | y9 | x10 | y10 | x11 | y11 | x12 | y12
0 | 2737866.5463 | 1142524.5929 | 2737863.5776 | 1142532.8187
1 | 2737958.8871 | 1142498.6954 | 2737866.5463 | 1142524.5929
2 | 2737958.8871 | 1142498.6954 | 2737966.5634 | 1142494.9236 | 2737970.5074 | 1142492.2785 | 2737973.9985 | 1142488.9225 | 2737978.9225 | 1142482.4302 | 2737983.4522 | 1142474.0164 | 2737985.5128 | 1142467.6477 | 2737983.5077 | 1142464.1993 | 2737982.1107 | 1142461.065 | 2737981.7865 | 1142458.767 | 2737982.2362 | 1142452.6968
3 | 2737996.7053 | 1142433.2225 | 2737996.2884 | 1142431.6117 | 2737992.7442 | 1142430.2296 | 2737991.0597 | 1142430.2467 | 2737989.2816 | 1142431.3291 | 2737985.2587 | 1142437.0858 | 2737983.5413 | 1142441.2274 | 2737982.8769 | 1142444.0476 | 2737982.2362 | 1142452.6968
4 | 2737996.7053 | 1142433.2225 | 2737999.9261 | 1142432.6068 | 2738004.4388 | 1142431.3201
5 | 2738004.4388 | 1142431.3201 | 2738001.3857 | 1142426.6246 | 2737998.4571 | 1142421.8652 | 2737994.5973 | 1142418.1408 | 2737993.42 | 1142417.5996
6 | 2738004.4388 | 1142431.3201 | 2738003.1472 | 1142433.659 | 2738002.5135 | 1142436.1464 | 2738002.0484 | 1142440.3389 | 2738001.0408 | 1142463.5331
7 | 2737938.3142 | 1142441.35 | 2737943.8189 | 1142439.6958 | 2737949.2172 | 1142436.3389 | 2737955.8639 | 1142431.187 | 2737965.2433 | 1142426.2534 | 2737982.0974 | 1142419.9785 | 2737991.1348 | 1142416.5493 | 2737993.42 | 1142417.5996
8 | 2737993.42 | 1142417.5996 | 2737998.0233 | 1142384.7053
9 | 2738001.0408 | 1142463.5331 | 2738003.7507 | 1142455.8166
10 | 2737938.3142 | 1142441.35 | 2737936.3235 | 1142441.9483 | 2737932.677 | 1142442.0095 | 2737930.9004 | 1142440.0007 | 2737928.2825 | 1142435.1038 | 2737923.211 | 1142430.8959 | 2737923.211 | 1142430.8959
11 | 2738001.6778 | 1142378.9179 | 2738001.6778 | 1142378.9179 | 2738000.1849 | 1142380.307 | 2737999.1849 | 1142381.663 | 2737998.4473 | 1142382.9804 | 2737998.0233 | 1142384.7053
12 | 2737923.211 | 1142430.8959 | 2737921.3607 | 1142430.7505
13 | 2738028.6396 | 1142371.6441 | 2738024.0174 | 1142373.2135 | 2738017.0844 | 1142375.0786 | 2738010.48 | 1142376.3618 | 2738005.6369 | 1142377.2962 | 2738003.4836 | 1142377.9696 | 2738001.6778 | 1142378.9179
14 | 2738018.2361 | 1142331.818 | 2738028.6396 | 1142371.6441
15 | 2738060.6383 | 1142363.7845 | 2738055.0834 | 1142364.5733 | 2738045.8289 | 1142366.3963 | 2738038.7741 | 1142368.2029 | 2738028.6396 | 1142371.6441
16 | 2737346.9982 | 1142303.3507 | 2737347.1695 | 1142302.5275
17 | 2737345.2832 | 1142287.0953 | 2737346.5345 | 1142290.5708 | 2737347.1381 | 1142295.466 | 2737347.4077 | 1142299.4973 | 2737347.1695 | 1142302.5275 | 2737347.1695 | 1142302.5275
18 | 2737343.2843 | 1142349.3225 | 2737342.6251 | 1142347.7465 | 2737341.282 | 1142342.5677 | 2737340.5432 | 1142337.5249 | 2737340.667 | 1142331.0785 | 2737341.0689 | 1142325.25 | 2737341.7203 | 1142320.9616 | 2737343.2914 | 1142315.7935 | 2737346.1765 | 1142307.2973 | 2737346.9982 | 1142303.3507
19 | 2737345.2832 | 1142287.0953 | 2737341.7139 | 1142283.7672 | 2737338.9168 | 1142281.6464 | 2737336.0226 | 1142280.0793
20 | 2737345.2832 | 1142287.0953 | 2737355.0094 | 1142284.815 | 2737357.0916 | 1142283.8839 | 2737358.4184 | 1142282.691 | 2737359.6267 | 1142280.9617 | 2737360.5393 | 1142278.0359 | 2737361.6149 | 1142273.6904 | 2737362.2549 | 1142268.8903 | 2737362.9032 | 1142254.9503 | 2737362.8312 | 1142242.878
21 | 2737347.4913 | 1142354.9071 | 2737345.0817 | 1142352.6617 | 2737343.6534 | 1142350.2051 | 2737343.2843 | 1142349.3225
22 | 2737336.0226 | 1142280.0793 | 2737336.0226 | 1142280.0793 | 2737311.7172 | 1142271.8312 | 2737307.8292 | 1142270.6752 | 2737304.7223 | 1142270.3375 | 2737301.4056 | 1142270.7735 | 2737298.8616 | 1142272.061 | 2737296.636 | 1142273.8895 | 2737294.727 | 1142276.6704 | 2737292.4037 | 1142281.0986 | 2737290.792 | 1142286.0211 | 2737289.6612 | 1142291.7774 | 2737288.3491 | 1142305.7601
23 | 2737362.8312 | 1142242.878 | 2737362.7899 | 1142235.9558 | 2737362.0802 | 1142217.027
24 | 2737362.8312 | 1142242.878 | 2737405.2097 | 1142231.5517
25 | 2737347.4913 | 1142354.9071 | 2737340.3418 | 1142357.8465 | 2737332.28 | 1142358.975 | 2737323.2922 | 1142360.3733
26 | 2737395.0601 | 1142391.4505 | 2737388.3439 | 1142385.1596 | 2737361.1838 | 1142360.8009 | 2737359.4226 | 1142359.4598 | 2737356.5184 | 1142357.9926 | 2737350.447 | 1142356.1419 | 2737347.4913 | 1142354.9071
27 | 2737288.3491 | 1142305.7601 | 2737251.1481 | 1142298.3785
28 | 2737405.2097 | 1142231.5517 | 2737444.7443 | 1142199.848
29 | 2737395.0601 | 1142391.4505 | 2737400.8183 | 1142398.6092 | 2737408.7119 | 1142405.6668
30 | 2737395.0601 | 1142391.4505 | 2737383.0033 | 1142406.9208 | 2737379.9494 | 1142411.6882 | 2737376.8785 | 1142417.2001 | 2737374.5677 | 1142422.4292 | 2737372.1251 | 1142429.7346 | 2737370.1492 | 1142438.1514 | 2737369.0851 | 1142444.6097
31 | 2737395.0601 | 1142391.4505 | 2737401.5674 | 1142383.0516
32 | 2737241.1162 | 1142323.9293 | 2737242.3436 | 1142322.5239 | 2737244.7703 | 1142318.9542 | 2737246.295 | 1142316.1646 | 2737247.6698 | 1142312.86 | 2737249.0917 | 1142308.1667 | 2737251.1481 | 1142298.3785
33 | 2737251.1481 | 1142298.3785 | 2737251.6445 | 1142296.0157 | 2737252.585 | 1142290.5108 | 2737252.9949 | 1142285.0049 | 2737252.9873 | 1142272.1619 | 2737253.0847 | 1142270.3319
34 | 2737460.549 | 1142172.3824 | 2737454.0508 | 1142181.9494 | 2737447.6847 | 1142193.6909 | 2737444.7443 | 1142199.848
35 | 2737411.8305 | 1142408.4552 | 2737408.7119 | 1142405.6668
36 | 2737361.871 | 1142490.6353 | 2737368.2217 | 1142449.8495 | 2737369.0851 | 1142444.6097
37 | 2737269.8386 | 1142242.1606 | 2737268.7245 | 1142241.9641 | 2737265.8681 | 1142242.1104 | 2737262.682 | 1142243.2276 | 2737260.1537 | 1142244.8379 | 2737258.5629 | 1142246.8143 | 2737256.9376 | 1142250.3133 | 2737255.0371 | 1142255.763 | 2737254.7413 | 1142257.0643
38 | 2737269.8386 | 1142242.1606 | 2737228.2383 | 1142196.1466
39 | 2737253.0847 | 1142270.3319 | 2737253.3232 | 1142265.8537 | 2737253.9432 | 1142260.575 | 2737254.7413 | 1142257.0643
40 | 2737239.1566 | 1142171.6393 | 2737238.5115 | 1142174.3044 | 2737237.5153 | 1142176.8503 | 2737228.2383 | 1142196.1466
41 | 2737216.5991 | 1142330.1513 | 2737225.0471 | 1142330.3585 | 2737229.5064 | 1142330.0597 | 2737233.6582 | 1142329.0867 | 2737236.9758 | 1142327.5944 | 2737240.0775 | 1142325.1187 | 2737241.1162 | 1142323.9293
42 | 2737200.2838 | 1142318.242 | 2737201.1356 | 1142321.6972 | 2737202.1511 | 1142323.7107 | 2737204.3677 | 1142326.3297 | 2737206.7794 | 1142328.1526 | 2737209.4861 | 1142329.5151 | 2737212.4654 | 1142330.0499 | 2737216.5991 | 1142330.1513
43 | 2737448.8108 | 1142143.4975 | 2737460.549 | 1142172.3824
44 | 2737448.8108 | 1142143.4975 | 2737434.7859 | 1142148.7259
45 | 2737634.2304 | 1142435.4908 | 2737641.2009 | 1142431.6457 | 2737657.1701 | 1142424.0266 | 2737659.293 | 1142423.264
46 | 2737634.2304 | 1142435.4908 | 2737619.1452 | 1142443.812
47 | 2737659.293 | 1142423.264 | 2737659.5184 | 1142423.1831
48 | 2737616.5984 | 1142445.2169 | 2737619.1452 | 1142443.812
49 | 2737691.6435 | 1142412.9154 | 2737668.6377 | 1142419.9074 | 2737659.5184 | 1142423.1831
50 | 2737616.5984 | 1142445.2169 | 2737610.7931 | 1142449.026
51 | 2737616.5984 | 1142445.2169 | 2737626.2873 | 1142427.3802 | 2737627.1134 | 1142425.8842
52 | 2737691.6435 | 1142412.9154 | 2737692.0162 | 1142412.8022 | 2737702.7702 | 1142409.6063
53 | 2737586.1007 | 1142466.7335 | 2737596.69 | 1142458.6506 | 2737606.3791 | 1142451.9221 | 2737610.7931 | 1142449.026
54 | 2737638.5247 | 1142397.9596 | 2737634.2459 | 1142411.2386 | 2737629.865 | 1142420.9014 | 2737627.1134 | 1142425.8842
55 | 2737702.7702 | 1142409.6063 | 2737715.855 | 1142405.7177
56 | 2737571.9512 | 1142477.5339 | 2737586.1007 | 1142466.7335
57 | 2737638.5247 | 1142397.9596 | 2737635.5672 | 1142392.4325 | 2737633.9733 | 1142390.1349
58 | 2737726.2883 | 1142402.6172 | 2737715.855 | 1142405.7177
59 | 2737571.9512 | 1142477.5339 | 2737571.9512 | 1142477.5339 | 2737568.1698 | 1142480.8828
60 | 2737615.08 | 1142362.9007 | 2737633.9733 | 1142390.1349
61 | 2737615.08 | 1142362.9007 | 2737611.8024 | 1142358.1761 | 2737608.1932 | 1142353.5681 | 2737606.0242 | 1142349.2043
62 | 2737612.972 | 1142320.5009 | 2737612.4205 | 1142321.9966 | 2737606.3819 | 1142342.6298 | 2737606.0242 | 1142349.2043 | 2737606.0242 | 1142349.2043
63 | 2737563.6782 | 1142484.9145 | 2737564.032 | 1142484.5475 | 2737568.1698 | 1142480.8828
64 | 2737613.211 | 1142319.8529 | 2737612.972 | 1142320.5009
65 | 2737700.2111 | 1142325.3388 | 2737713.2712 | 1142313.9784
66 | 2737624.6381 | 1142304.7096 | 2737700.2111 | 1142325.3388
67 | 2737716.8198 | 1142310.8916 | 2737713.2712 | 1142313.9784
68 | 2737624.6381 | 1142304.7096 | 2737626.6733 | 1142302.9964 | 2737629.6757 | 1142298.1391 | 2737630.6156 | 1142293.0122 | 2737630.1179 | 1142287.8637 | 2737627.7743 | 1142282.0504 | 2737627.7743 | 1142282.0504
69 | 2737623.0979 | 1142306.006 | 2737624.6381 | 1142304.7096
70 | 2737716.8198 | 1142310.8916 | 2737723.6323 | 1142304.9657 | 2737731.667 | 1142297.9659
71 | 2737627.7743 | 1142282.0504 | 2737623.5659 | 1142276.4058 | 2737622.2506 | 1142271.0273 | 2737623.4026 | 1142265.7052 | 2737627.6254 | 1142261.2871 | 2737631.6674 | 1142256.0309 | 2737634.0381 | 1142251.5595 | 2737635.3174 | 1142248.628
72 | 2737613.211 | 1142319.8529 | 2737615.5027 | 1142313.6384 | 2737618.4928 | 1142308.981 | 2737623.0979 | 1142306.006 | 2737623.0979 | 1142306.006
73 | 2737746.3127 | 1142285.2068 | 2737731.667 | 1142297.9659
74 | 2737726.2883 | 1142402.6172 | 2737728.4993 | 1142401.9601 | 2737734.3027 | 1142400.7121
75 | 2737750.8506 | 1142397.1536 | 2737734.3027 | 1142400.7121
76 | 2737790.9251 | 1142383.2047 | 2737764.864 | 1142392.9391 | 2737755.5165 | 1142396.1503 | 2737750.8506 | 1142397.1536
77 | 2737790.9251 | 1142383.2047 | 2737806.544 | 1142377.7963
78 | 2737790.9251 | 1142383.2047 | 2737787.1337 | 1142391.2908 | 2737784.9623 | 1142394.7772 | 2737775.4303 | 1142407.0687
79 | 2737757.1779 | 1142463.9611 | 2737754.5485 | 1142470.4947 | 2737752.461 | 1142474.3499 | 2737752.461 | 1142474.3499
80 | 2737758.4548 | 1142460.7884 | 2737757.1779 | 1142463.9611
81 | 2737745.8394 | 1142480.8403 | 2737750.0879 | 1142477.2423 | 2737752.461 | 1142474.3499
82 | 2737760.1186 | 1142455.8168 | 2737759.701 | 1142457.6917 | 2737758.4548 | 1142460.7884
83 | 2737745.8394 | 1142480.8403 | 2737743.8143 | 1142482.5554
84 | 2737760.1186 | 1142455.8168 | 2737760.8321 | 1142452.6137 | 2737761.5318 | 1142448.5822 | 2737761.6242 | 1142444.5369 | 2737759.958 | 1142435.0029
85 | 2737732.377 | 1142488.3907 | 2737737.1276 | 1142486.7869 | 2737742.9285 | 1142483.3056 | 2737743.8143 | 1142482.5554
86 | 2737775.4303 | 1142407.0687 | 2737761.8551 | 1142427.3627 | 2737760.2465 | 1142431.4624 | 2737759.958 | 1142435.0029 | 2737759.958 | 1142435.0029
87 | 2737703.756 | 1142504.4462 | 2737708.0108 | 1142498.6867 | 2737710.1508 | 1142496.2337 | 2737711.9887 | 1142494.5522 | 2737714.1661 | 1142493.1564 | 2737717.5798 | 1142491.8333 | 2737732.377 | 1142488.3907 | 2737732.377 | 1142488.3907
88 | 2737703.756 | 1142504.4462 | 2737694.997 | 1142516.3028 | 2737690.939 | 1142522.6038 | 2737688.0758 | 1142527.2691
89 | 2737546.5549 | 1142505.3534 | 2737550.827 | 1142500.4471 | 2737555.2161 | 1142494.465 | 2737559.8575 | 1142488.8777 | 2737563.6782 | 1142484.9145
90 | 2737546.5549 | 1142505.3534 | 2737545.0701 | 1142507.0653
91 | 2737546.5549 | 1142505.3534 | 2737562.5929 | 1142514.1256
92 | 2737682.5277 | 1142537.0153 | 2737685.7234 | 1142531.1022 | 2737688.0758 | 1142527.2691
93 | 2737682.5277 | 1142537.0153 | 2737675.3296 | 1142550.334
94 | 2737822.2295 | 1142372.1892 | 2737814.4817 | 1142375.0477 | 2737806.544 | 1142377.7963
95 | 2737821.4504 | 1142366.9119 | 2737822.2295 | 1142372.1892
96 | 2737822.2295 | 1142372.1892 | 2737824.4006 | 1142371.4878
97 | 2737675.3296 | 1142550.334 | 2737671.3196 | 1142557.7537
98 | 2737665.2543 | 1142568.996 | 2737665.8193 | 1142567.931 | 2737671.3196 | 1142557.7537
99 | 2737665.2543 | 1142568.996 | 2737662.8593 | 1142573.5106
100 | 2737655.7778 | 1142586.8591 | 2737662.8593 | 1142573.5106
101 | 2737655.7778 | 1142586.8591 | 2737653.8752 | 1142590.4455
102 | 2737578.4552 | 1142522.8017 | 2737572.7535 | 1142519.6831
103 | 2737562.5929 | 1142514.1256 | 2737572.7535 | 1142519.6831
104 | 2737545.0701 | 1142507.0653 | 2737535.5368 | 1142500.5654 | 2737524.1801 | 1142492.078 | 2737518.5842 | 1142488.4392
105 | 2737545.0701 | 1142507.0653 | 2737541.4019 | 1142511.118 | 2737538.688 | 1142513.761
106 | 2737514.9472 | 1142486.0742 | 2737518.5842 | 1142488.4392
107 | 2737538.688 | 1142513.761 | 2737536.9505 | 1142515.4531 | 2737530.9826 | 1142520.532 | 2737522.3701 | 1142526.9293 | 2737503.1956 | 1142539.244
108 | 2737501.5876 | 1142540.2767 | 2737503.1956 | 1142539.244
109 | 2737501.5876 | 1142540.2767 | 2737504.5811 | 1142552.3205 | 2737506.3748 | 1142556.9537 | 2737508.5947 | 1142562.1193 | 2737511.9808 | 1142568.4123 | 2737514.5605 | 1142572.9028
110 | 2737514.5605 | 1142572.9028 | 2737519.3918 | 1142581.313 | 2737522.521 | 1142587.7446 | 2737523.7552 | 1142591.6201 | 2737525.2729 | 1142596.6695
111 | 2737506.4941 | 1142480.5774 | 2737514.9472 | 1142486.0742
112 | 2737532.6089 | 1142637.1484 | 2737534.2291 | 1142633.0674 | 2737535.4553 | 1142629.2036 | 2737536.1975 | 1142624.9841 | 2737536.1382 | 1142621.1799 | 2737535.3242 | 1142617.7588 | 2737533.7151 | 1142614.4752 | 2737529.1831 | 1142609.5349 | 2737527.8501 | 1142607.2917 | 2737525.3133 | 1142596.8039 | 2737525.2729 | 1142596.6695
113 | 2737506.4941 | 1142480.5774 | 2737502.5069 | 1142476.9953
114 | 2737506.4941 | 1142480.5774 | 2737481.8032 | 1142465.3368 | 2737473.4093 | 1142459.5003
115 | 2737500.7179 | 1142462.7548 | 2737497.3343 | 1142471.1839 | 2737500.119 | 1142474.8501 | 2737502.5069 | 1142476.9953
116 | 2737474.309 | 1142420.659 | 2737469.1559 | 1142429.4664 | 2737462.4605 | 1142438.7986 | 2737460.7188 | 1142442.6729 | 2737460.3484 | 1142445.7668 | 2737460.8892 | 1142448.6924 | 2737462.2273 | 1142451.7251 | 2737473.4093 | 1142459.5003
117 | 2737473.4093 | 1142459.5003 | 2737447.78 | 1142453.686
118 | 2737475.1973 | 1142419.1408 | 2737475.1973 | 1142419.1408 | 2737474.309 | 1142420.659
119 | 2737452.8069 | 1142526.4912 | 2737451.7791 | 1142505.2491 | 2737447.78 | 1142453.686
120 | 2737417.6461 | 1142537.1954 | 2737452.8069 | 1142526.4912
121 | 2737417.6461 | 1142537.1954 | 2737395.3462 | 1142531.253
122 | 2737395.3462 | 1142531.253 | 2737387.6898 | 1142529.2128
123 | 2737361.871 | 1142490.6353 | 2737392.8881 | 1142498.558
124 | 2737357.3697 | 1142521.1332 | 2737361.871 | 1142490.6353
125 | 2737392.8881 | 1142498.558 | 2737410.4416 | 1142503.0417
126 | 2737357.3697 | 1142521.1332 | 2737387.6898 | 1142529.2128
127 | 2737416.0235 | 1142504.4675 | 2737410.4416 | 1142503.0417
128 | 2737638.3923 | 1142241.3845 | 2737635.9937 | 1142247.0785 | 2737635.3174 | 1142248.628
129 | 2737645.0057 | 1142230.2404 | 2737642.9057 | 1142233.6706 | 2737639.3305 | 1142236.6691 | 2737638.3923 | 1142241.3845 | 2737638.3923 | 1142241.3845
130 | 2737645.2715 | 1142223.7006 | 2737645.7776 | 1142225.0964 | 2737645.2622 | 1142229.8215 | 2737645.0057 | 1142230.2404
131 | 2737636.7078 | 1142204.1495 | 2737643.448 | 1142218.6719 | 2737645.2715 | 1142223.7006
132 | 2737645.4435 | 1142606.3393 | 2737653.8752 | 1142590.4455
133 | 2737762.5943 | 1142271.3058 | 2737758.5564 | 1142274.5403 | 2737746.3127 | 1142285.2068
134 | 2737835.5539 | 1142368.9356 | 2737832.9023 | 1142369.2086 | 2737829.3648 | 1142369.8838 | 2737824.4006 | 1142371.4878
135 | 2737890.268 | 1142431.5532 | 2737893.0852 | 1142433.0868 | 2737902.3886 | 1142431.476 | 2737915.0282 | 1142430.2528 | 2737915.0282 | 1142430.2528
136 | 2737915.0282 | 1142430.2528 | 2737921.3607 | 1142430.7505
137 | 2737835.5539 | 1142368.9356 | 2737844.9738 | 1142364.2473 | 2737847.4203 | 1142361.8458 | 2737848.2894 | 1142359.4862
138 | 2737835.5539 | 1142368.9356 | 2737840.7268 | 1142368.7092 | 2737843.6276 | 1142368.8457
139 | 2737707.8295 | 1142204.0343 | 2737714.68 | 1142207.6394
140 | 2737714.68 | 1142207.6394 | 2737717.0978 | 1142208.9117 | 2737732.4996 | 1142216.6251
141 | 2737732.4996 | 1142216.6251 | 2737748.1097 | 1142224.4428
142 | 2737750.0205 | 1142177.4407 | 2737748.3235 | 1142176.1223 | 2737737.4717 | 1142169.7321
143 | 2737737.4717 | 1142169.7321 | 2737728.5409 | 1142164.4732 | 2737716.2548 | 1142152.5505 | 2737716.1528 | 1142152.4303
144 | 2737769.4629 | 1142192.5458 | 2737750.0205 | 1142177.4407
145 | 2737716.1528 | 1142152.4303 | 2737699.8401 | 1142133.1979
146 | 2737748.1097 | 1142224.4428 | 2737761.4205 | 1142231.1089
147 | 2737769.4629 | 1142192.5458 | 2737748.1097 | 1142224.4428
148 | 2737761.4205 | 1142231.1089 | 2737779.9576 | 1142240.3925
149 | 2737769.4629 | 1142192.5458 | 2737860.5111 | 1142129.7827
150 | 2737800.8023 | 1142250.8317 | 2737779.9576 | 1142240.3925
151 | 2737860.5111 | 1142129.7827 | 2737947.9678 | 1142073.0287
152 | 2737874.9826 | 1142151.2743 | 2737874.9826 | 1142151.2743 | 2737872.3893 | 1142147.3121 | 2737867.9577 | 1142142.6851 | 2737862.7414 | 1142136.3946 | 2737860.5111 | 1142129.7827
153 | 2737800.8023 | 1142250.8317 | 2737783.8029 | 1142258.4047 | 2737779.3672 | 1142260.694 | 2737762.7943 | 1142271.1456 | 2737762.5943 | 1142271.3058
154 | 2737947.9678 | 1142073.0287 | 2738026.6906 | 1141899.289
155 | 2737998.9831 | 1142239.9527 | 2737971.9953 | 1142238.7235 | 2737965.2446 | 1142236.3118 | 2737958.8684 | 1142235.3431 | 2737955.972 | 1142236.0463
156 | 2738014.8094 | 1142332.2089 | 2737998.9831 | 1142239.9527
157 | 2738014.8094 | 1142332.2089 | 2738000.302 | 1142333.864 | 2737992.6581 | 1142333.9346
158 | 2738015.7278 | 1142332.1041 | 2738014.8094 | 1142332.2089
159 | 2737956.2554 | 1142333.0784 | 2737951.1443 | 1142333.9622 | 2737946.9476 | 1142335.3483
160 | 2737956.2554 | 1142333.0784 | 2737956.2554 | 1142333.0784 | 2737965.4087 | 1142332.654 | 2737971.2159 | 1142332.944
161 | 2737941.7148 | 1142337.0765 | 2737946.9476 | 1142335.3483
162 | 2737972.1895 | 1142332.9927 | 2737971.2159 | 1142332.944
163 | 2738026.6906 | 1141899.289 | 2738011.2443 | 1141885.6802 | 2738010.3323 | 1141885.0706
164 | 2737972.1895 | 1142332.9927 | 2737991.3026 | 1142333.9471 | 2737992.6581 | 1142333.9346
165 | 2738015.7278 | 1142332.1041 | 2738018.2361 | 1142331.818
166 | 2737722.7336 | 1142031.0603 | 2737745.2859 | 1142054.5043
167 | 2737722.7336 | 1142031.0603 | 2737723.4888 | 1142030.447 | 2737725.6914 | 1142027.9509 | 2737727.9147 | 1142024.5547 | 2737735.3099 | 1142014.9274 | 2737738.3661 | 1142011.7615 | 2737742.3329 | 1142008.4607 | 2737748.9805 | 1142003.62 | 2737757.694 | 1141997.8924 | 2737762.0972 | 1141995.6913 | 2737765.8603 | 1141994.5764 | 2737770.068 | 1141993.8608 | 2737770.068 | 1141993.8608
168 | 2737650.2115 | 1142054.5535 | 2737651.676 | 1142053.9703 | 2737662.1941 | 1142050.3743 | 2737684.4171 | 1142044.4213 | 2737701.4532 | 1142039.9734 | 2737711.3932 | 1142036.7756 | 2737717.5311 | 1142034.3806 | 2737720.9186 | 1142032.5343 | 2737722.7336 | 1142031.0603
169 | 2737770.068 | 1141993.8608 | 2737781.8955 | 1141937.6258
170 | 2737781.8955 | 1141937.6258 | 2738010.3323 | 1141885.0706
171 | 2737689.7998 | 1142124.2702 | 2737682.9602 | 1142122.0756
172 | 2737689.7998 | 1142124.2702 | 2737698.0197 | 1142131.0517 | 2737699.8401 | 1142133.1979
173 | 2738039.6462 | 1142324.7931 | 2738034.6897 | 1142327.1671
174 | 2738039.6462 | 1142324.7931 | 2738043.7503 | 1142322.8274 | 2738046.0312 | 1142321.9728
175 | 2738034.6897 | 1142327.1671 | 2738031.2319 | 1142328.8232 | 2738026.6799 | 1142330.4759 | 2738023.032 | 1142331.2708 | 2738018.2361 | 1142331.818
176 | 2737941.7148 | 1142337.0765 | 2737933.2913 | 1142339.8585 | 2737927.0371 | 1142342.6398 | 2737920.311 | 1142346.8892 | 2737907.9259 | 1142358.4926 | 2737896.9914 | 1142367.8719 | 2737894.932 | 1142370.1599
177 | 2737874.982 | 1142372.9283 | 2737880.9148 | 1142373.7756 | 2737884.591 | 1142373.7596 | 2737887.9331 | 1142373.2244 | 2737891.3127 | 1142372.0563 | 2737894.932 | 1142370.1599 | 2737894.932 | 1142370.1599
178 | 2737874.982 | 1142372.9283 | 2737868.5071 | 1142372.0067
179 | 2737868.5071 | 1142372.0067 | 2737847.6174 | 1142369.0335 | 2737843.6276 | 1142368.8457
180 | 2737827.0786 | 1142349.4608 | 2737842.1385 | 1142354.0527 | 2737846.9468 | 1142356.3198 | 2737848.2894 | 1142359.4862

## bus_geodata
| x | y | coords
0 | 2737863.5776 | 1142532.8187
1 | 2737866.5463 | 1142524.5929
2 | 2737958.8871 | 1142498.6954
3 | 2737982.2362 | 1142452.6968
4 | 2737996.7053 | 1142433.2225
5 | 2738004.4388 | 1142431.3201
6 | 2737993.42 | 1142417.5996
7 | 2738001.0408 | 1142463.5331
8 | 2737938.3142 | 1142441.35
9 | 2737998.0233 | 1142384.7053
10 | 2738003.7507 | 1142455.8166
11 | 2737923.211 | 1142430.8959
12 | 2738001.6778 | 1142378.9179
13 | 2738028.6396 | 1142371.6441
14 | 2737347.1695 | 1142302.5275
15 | 2737346.9982 | 1142303.3507
16 | 2737345.2832 | 1142287.0953
17 | 2737343.2843 | 1142349.3225
18 | 2737336.0226 | 1142280.0793
19 | 2737362.8312 | 1142242.878
20 | 2737347.4913 | 1142354.9071
21 | 2737288.3491 | 1142305.7601
22 | 2737362.0802 | 1142217.027
23 | 2737405.2097 | 1142231.5517
24 | 2737323.2922 | 1142360.3733
25 | 2737395.0601 | 1142391.4505
26 | 2737251.1481 | 1142298.3785
27 | 2737444.7443 | 1142199.848
28 | 2737408.7119 | 1142405.6668
29 | 2737369.0851 | 1142444.6097
30 | 2737401.5674 | 1142383.0516
31 | 2737269.8386 | 1142242.1606
32 | 2737254.7413 | 1142257.0643
33 | 2737228.2383 | 1142196.1466
34 | 2737253.0847 | 1142270.3319
35 | 2737241.1162 | 1142323.9293
36 | 2737216.5991 | 1142330.1513
37 | 2737200.2838 | 1142318.242
38 | 2737239.1566 | 1142171.6393
39 | 2737460.549 | 1142172.3824
40 | 2737448.8108 | 1142143.4975
41 | 2737434.7859 | 1142148.7259
42 | 2737634.2304 | 1142435.4908
43 | 2737659.293 | 1142423.264
44 | 2737619.1452 | 1142443.812
45 | 2737659.5184 | 1142423.1831
46 | 2737616.5984 | 1142445.2169
47 | 2737691.6435 | 1142412.9154
48 | 2737610.7931 | 1142449.026
49 | 2737627.1134 | 1142425.8842
50 | 2737702.7702 | 1142409.6063
51 | 2737586.1007 | 1142466.7335
52 | 2737638.5247 | 1142397.9596
53 | 2737715.855 | 1142405.7177
54 | 2737571.9512 | 1142477.5339
55 | 2737633.9733 | 1142390.1349
56 | 2737615.08 | 1142362.9007
57 | 2737606.0242 | 1142349.2043
58 | 2737568.1698 | 1142480.8828
59 | 2737612.972 | 1142320.5009
60 | 2737700.2111 | 1142325.3388
61 | 2737713.2712 | 1142313.9784
62 | 2737624.6381 | 1142304.7096
63 | 2737716.8198 | 1142310.8916
64 | 2737627.7743 | 1142282.0504
65 | 2737623.0979 | 1142306.006
66 | 2737731.667 | 1142297.9659
67 | 2737726.2883 | 1142402.6172
68 | 2737734.3027 | 1142400.7121
69 | 2737750.8506 | 1142397.1536
70 | 2737790.9251 | 1142383.2047
71 | 2737757.1779 | 1142463.9611
72 | 2737752.461 | 1142474.3499
73 | 2737758.4548 | 1142460.7884
74 | 2737745.8394 | 1142480.8403
75 | 2737760.1186 | 1142455.8168
76 | 2737743.8143 | 1142482.5554
77 | 2737759.958 | 1142435.0029
78 | 2737732.377 | 1142488.3907
79 | 2737775.4303 | 1142407.0687
80 | 2737703.756 | 1142504.4462
81 | 2737563.6782 | 1142484.9145
82 | 2737546.5549 | 1142505.3534
83 | 2737688.0758 | 1142527.2691
84 | 2737682.5277 | 1142537.0153
85 | 2737806.544 | 1142377.7963
86 | 2737822.2295 | 1142372.1892
87 | 2737675.3296 | 1142550.334
88 | 2737671.3196 | 1142557.7537
89 | 2737665.2543 | 1142568.996
90 | 2737662.8593 | 1142573.5106
91 | 2737655.7778 | 1142586.8591
92 | 2737578.4552 | 1142522.8017
93 | 2737572.7535 | 1142519.6831
94 | 2737562.5929 | 1142514.1256
95 | 2737545.0701 | 1142507.0653
96 | 2737518.5842 | 1142488.4392
97 | 2737538.688 | 1142513.761
98 | 2737503.1956 | 1142539.244
99 | 2737501.5876 | 1142540.2767
100 | 2737514.5605 | 1142572.9028
101 | 2737514.9472 | 1142486.0742
102 | 2737525.2729 | 1142596.6695
103 | 2737506.4941 | 1142480.5774
104 | 2737532.6089 | 1142637.1484
105 | 2737502.5069 | 1142476.9953
106 | 2737473.4093 | 1142459.5003
107 | 2737500.7179 | 1142462.7548
108 | 2737474.309 | 1142420.659
109 | 2737447.78 | 1142453.686
110 | 2737475.1973 | 1142419.1408
111 | 2737452.8069 | 1142526.4912
112 | 2737417.6461 | 1142537.1954
113 | 2737395.3462 | 1142531.253
114 | 2737411.8305 | 1142408.4552
115 | 2737361.871 | 1142490.6353
116 | 2737392.8881 | 1142498.558
117 | 2737357.3697 | 1142521.1332
118 | 2737387.6898 | 1142529.2128
119 | 2737410.4416 | 1142503.0417
120 | 2737416.0235 | 1142504.4675
121 | 2737613.211 | 1142319.8529
122 | 2737635.3174 | 1142248.628
123 | 2737638.3923 | 1142241.3845
124 | 2737645.0057 | 1142230.2404
125 | 2737645.2715 | 1142223.7006
126 | 2737636.7078 | 1142204.1495
127 | 2737653.8752 | 1142590.4455
128 | 2737645.4435 | 1142606.3393
129 | 2737746.3127 | 1142285.2068
130 | 2737821.4504 | 1142366.9119
131 | 2737824.4006 | 1142371.4878
132 | 2737890.268 | 1142431.5532
133 | 2737915.0282 | 1142430.2528
134 | 2737921.3607 | 1142430.7505
135 | 2737835.5539 | 1142368.9356
136 | 2737707.8295 | 1142204.0343
137 | 2737714.68 | 1142207.6394
138 | 2737732.4996 | 1142216.6251
139 | 2737737.4717 | 1142169.7321
140 | 2737750.0205 | 1142177.4407
141 | 2737716.1528 | 1142152.4303
142 | 2737748.1097 | 1142224.4428
143 | 2737761.4205 | 1142231.1089
144 | 2737769.4629 | 1142192.5458
145 | 2737779.9576 | 1142240.3925
146 | 2737860.5111 | 1142129.7827
147 | 2737800.8023 | 1142250.8317
148 | 2737762.5943 | 1142271.3058
149 | 2737874.9826 | 1142151.2743
150 | 2737947.9678 | 1142073.0287
151 | 2737955.972 | 1142236.0463
152 | 2737998.9831 | 1142239.9527
153 | 2738014.8094 | 1142332.2089
154 | 2737956.2554 | 1142333.0784
155 | 2737946.9476 | 1142335.3483
156 | 2737971.2159 | 1142332.944
157 | 2738026.6906 | 1141899.289
158 | 2737992.6581 | 1142333.9346
159 | 2738015.7278 | 1142332.1041
160 | 2737745.2859 | 1142054.5043
161 | 2737722.7336 | 1142031.0603
162 | 2737770.068 | 1141993.8608
163 | 2737650.2115 | 1142054.5535
164 | 2738010.3323 | 1141885.0706
165 | 2737781.8955 | 1141937.6258
166 | 2737682.9602 | 1142122.0756
167 | 2737689.7998 | 1142124.2702
168 | 2737699.8401 | 1142133.1979
169 | 2738039.6462 | 1142324.7931
170 | 2738034.6897 | 1142327.1671
171 | 2738046.0312 | 1142321.9728
172 | 2738018.2361 | 1142331.818
173 | 2738060.6383 | 1142363.7845
174 | 2737972.1895 | 1142332.9927
175 | 2737941.7148 | 1142337.0765
176 | 2737894.932 | 1142370.1599
177 | 2737874.982 | 1142372.9283
178 | 2737868.5071 | 1142372.0067
179 | 2737843.6276 | 1142368.8457
180 | 2737848.2894 | 1142359.4862
181 | 2737827.0786 | 1142349.4608
182 | 2737790.9251 | 1142383.2047

## line_std_types
| c_nf_per_km | r_ohm_per_km | x_ohm_per_km | max_i_ka | type | q_mm2 | alpha | voltage_rating
NAYY 4x50 SE | 210 | 0.642 | 0.083 | 0.142 | cs | 50 | 0.00403 | LV
NAYY 4x120 SE | 264 | 0.225 | 0.08 | 0.242 | cs | 120 | 0.00403 | LV
NAYY 4x150 SE | 261 | 0.208 | 0.08 | 0.27 | cs | 150 | 0.00403 | LV
NA2XS2Y 1x95 RM/25 12/20 kV | 216 | 0.313 | 0.132 | 0.252 | cs | 95 | 0.00403 | MV
NA2XS2Y 1x185 RM/25 12/20 kV | 273 | 0.161 | 0.117 | 0.362 | cs | 185 | 0.00403 | MV
NA2XS2Y 1x240 RM/25 12/20 kV | 304 | 0.122 | 0.112 | 0.421 | cs | 240 | 0.00403 | MV
NA2XS2Y 1x95 RM/25 6/10 kV | 315 | 0.313 | 0.123 | 0.249 | cs | 95 | 0.00403 | MV
NA2XS2Y 1x185 RM/25 6/10 kV | 406 | 0.161 | 0.11 | 0.358 | cs | 185 | 0.00403 | MV
NA2XS2Y 1x240 RM/25 6/10 kV | 456 | 0.122 | 0.105 | 0.416 | cs | 240 | 0.00403 | MV
NA2XS2Y 1x150 RM/25 12/20 kV | 250 | 0.206 | 0.116 | 0.319 | cs | 150 | 0.00403 | MV
NA2XS2Y 1x120 RM/25 12/20 kV | 230 | 0.253 | 0.119 | 0.283 | cs | 120 | 0.00403 | MV
NA2XS2Y 1x70 RM/25 12/20 kV | 190 | 0.443 | 0.132 | 0.22 | cs | 70 | 0.00403 | MV
NA2XS2Y 1x150 RM/25 6/10 kV | 360 | 0.206 | 0.11 | 0.315 | cs | 150 | 0.00403 | MV
NA2XS2Y 1x120 RM/25 6/10 kV | 340 | 0.253 | 0.113 | 0.28 | cs | 120 | 0.00403 | MV
NA2XS2Y 1x70 RM/25 6/10 kV | 280 | 0.443 | 0.123 | 0.217 | cs | 70 | 0.00403 | MV
N2XS(FL)2Y 1x120 RM/35 64/110 kV | 112 | 0.153 | 0.166 | 0.366 | cs | 120 | 0.00393 | HV
N2XS(FL)2Y 1x185 RM/35 64/110 kV | 125 | 0.099 | 0.156 | 0.457 | cs | 185 | 0.00393 | HV
N2XS(FL)2Y 1x240 RM/35 64/110 kV | 135 | 0.075 | 0.149 | 0.526 | cs | 240 | 0.00393 | HV
N2XS(FL)2Y 1x300 RM/35 64/110 kV | 144 | 0.06 | 0.144 | 0.588 | cs | 300 | 0.00393 | HV
15-AL1/3-ST1A 0.4 | 11 | 1.8769 | 0.35 | 0.105 | ol | 16 | 0.00403 | LV
24-AL1/4-ST1A 0.4 | 11.25 | 1.2012 | 0.335 | 0.14 | ol | 24 | 0.00403 | LV
48-AL1/8-ST1A 0.4 | 12.2 | 0.5939 | 0.3 | 0.21 | ol | 48 | 0.00403 | LV
94-AL1/15-ST1A 0.4 | 13.2 | 0.306 | 0.29 | 0.35 | ol | 94 | 0.00403 | LV
34-AL1/6-ST1A 10.0 | 9.7 | 0.8342 | 0.36 | 0.17 | ol | 34 | 0.00403 | MV
48-AL1/8-ST1A 10.0 | 10.1 | 0.5939 | 0.35 | 0.21 | ol | 48 | 0.00403 | MV
70-AL1/11-ST1A 10.0 | 10.4 | 0.4132 | 0.339 | 0.29 | ol | 70 | 0.00403 | MV
94-AL1/15-ST1A 10.0 | 10.75 | 0.306 | 0.33 | 0.35 | ol | 94 | 0.00403 | MV
122-AL1/20-ST1A 10.0 | 11.1 | 0.2376 | 0.323 | 0.41 | ol | 122 | 0.00403 | MV
149-AL1/24-ST1A 10.0 | 11.25 | 0.194 | 0.315 | 0.47 | ol | 149 | 0.00403 | MV
34-AL1/6-ST1A 20.0 | 9.15 | 0.8342 | 0.382 | 0.17 | ol | 34 | 0.00403 | MV
48-AL1/8-ST1A 20.0 | 9.5 | 0.5939 | 0.372 | 0.21 | ol | 48 | 0.00403 | MV
70-AL1/11-ST1A 20.0 | 9.7 | 0.4132 | 0.36 | 0.29 | ol | 70 | 0.00403 | MV
94-AL1/15-ST1A 20.0 | 10 | 0.306 | 0.35 | 0.35 | ol | 94 | 0.00403 | MV
122-AL1/20-ST1A 20.0 | 10.3 | 0.2376 | 0.344 | 0.41 | ol | 122 | 0.00403 | MV
149-AL1/24-ST1A 20.0 | 10.5 | 0.194 | 0.337 | 0.47 | ol | 149 | 0.00403 | MV
184-AL1/30-ST1A 20.0 | 10.75 | 0.1571 | 0.33 | 0.535 | ol | 184 | 0.00403 | MV
243-AL1/39-ST1A 20.0 | 11 | 0.1188 | 0.32 | 0.645 | ol | 243 | 0.00403 | MV
48-AL1/8-ST1A 110.0 | 8 | 0.5939 | 0.46 | 0.21 | ol | 48 | 0.00403 | HV
70-AL1/11-ST1A 110.0 | 8.4 | 0.4132 | 0.45 | 0.29 | ol | 70 | 0.00403 | HV
94-AL1/15-ST1A 110.0 | 8.65 | 0.306 | 0.44 | 0.35 | ol | 94 | 0.00403 | HV
122-AL1/20-ST1A 110.0 | 8.5 | 0.2376 | 0.43 | 0.41 | ol | 122 | 0.00403 | HV
149-AL1/24-ST1A 110.0 | 8.75 | 0.194 | 0.41 | 0.47 | ol | 149 | 0.00403 | HV
184-AL1/30-ST1A 110.0 | 8.8 | 0.1571 | 0.4 | 0.535 | ol | 184 | 0.00403 | HV
243-AL1/39-ST1A 110.0 | 9 | 0.1188 | 0.39 | 0.645 | ol | 243 | 0.00403 | HV
305-AL1/39-ST1A 110.0 | 9.2 | 0.0949 | 0.38 | 0.74 | ol | 305 | 0.00403 | HV
490-AL1/64-ST1A 110.0 | 9.75 | 0.059 | 0.37 | 0.96 | ol | 490 | 0.00403 | HV
679-AL1/86-ST1A 110.0 | 9.95 | 0.042 | 0.36 | 1.15 | ol | 679 | 0.00403 | HV
490-AL1/64-ST1A 220.0 | 10 | 0.059 | 0.285 | 0.96 | ol | 490 | 0.00403 | HV
679-AL1/86-ST1A 220.0 | 11.7 | 0.042 | 0.275 | 1.15 | ol | 679 | 0.00403 | HV
490-AL1/64-ST1A 380.0 | 11 | 0.059 | 0.253 | 0.96 | ol | 490 | 0.00403 | HV
679-AL1/86-ST1A 380.0 | 14.6 | 0.042 | 0.25 | 1.15 | ol | 679 | 0.00403 | HV

## trafo_std_types
| i0_percent | pfe_kw | vkr_percent | sn_mva | vn_lv_kv | vn_hv_kv | vk_percent | shift_degree | vector_group | tap_side | tap_neutral | tap_min | tap_max | tap_step_degree | tap_step_percent | tap_phase_shifter
160 MVA 380/110 kV | 0.06 | 60 | 0.25 | 160 | 110 | 380 | 12.2 | 0 | Yy0 | hv | 0 | -9 | 9 | 0 | 1.5 | FALSE
100 MVA 220/110 kV | 0.06 | 55 | 0.26 | 100 | 110 | 220 | 12 | 0 | Yy0 | hv | 0 | -9 | 9 | 0 | 1.5 | FALSE
63 MVA 110/20 kV | 0.04 | 22 | 0.32 | 63 | 20 | 110 | 18 | 150 | YNd5 | hv | 0 | -9 | 9 | 0 | 1.5 | FALSE
40 MVA 110/20 kV | 0.05 | 18 | 0.34 | 40 | 20 | 110 | 16.2 | 150 | YNd5 | hv | 0 | -9 | 9 | 0 | 1.5 | FALSE
25 MVA 110/20 kV | 0.07 | 14 | 0.41 | 25 | 20 | 110 | 12 | 150 | YNd5 | hv | 0 | -9 | 9 | 0 | 1.5 | FALSE
63 MVA 110/10 kV | 0.04 | 22 | 0.32 | 63 | 10 | 110 | 18 | 150 | YNd5 | hv | 0 | -9 | 9 | 0 | 1.5 | FALSE
40 MVA 110/10 kV | 0.05 | 18 | 0.34 | 40 | 10 | 110 | 16.2 | 150 | YNd5 | hv | 0 | -9 | 9 | 0 | 1.5 | FALSE
25 MVA 110/10 kV | 0.07 | 14 | 0.41 | 25 | 10 | 110 | 12 | 150 | YNd5 | hv | 0 | -9 | 9 | 0 | 1.5 | FALSE
0.25 MVA 20/0.4 kV | 0.32 | 0.8 | 1.44 | 0.25 | 0.4 | 20 | 6 | 150 | Yzn5 | hv | 0 | -2 | 2 | 0 | 2.5 | FALSE
0.4 MVA 20/0.4 kV | 0.3375 | 1.35 | 1.425 | 0.4 | 0.4 | 20 | 6 | 150 | Dyn5 | hv | 0 | -2 | 2 | 0 | 2.5 | FALSE
0.63 MVA 20/0.4 kV | 0.2619 | 1.65 | 1.206 | 0.63 | 0.4 | 20 | 6 | 150 | Dyn5 | hv | 0 | -2 | 2 | 0 | 2.5 | FALSE
0.25 MVA 10/0.4 kV | 0.24 | 0.6 | 1.2 | 0.25 | 0.4 | 10 | 4 | 150 | Dyn5 | hv | 0 | -2 | 2 | 0 | 2.5 | FALSE
0.4 MVA 10/0.4 kV | 0.2375 | 0.95 | 1.325 | 0.4 | 0.4 | 10 | 4 | 150 | Dyn5 | hv | 0 | -2 | 2 | 0 | 2.5 | FALSE
0.63 MVA 10/0.4 kV | 0.1873 | 1.18 | 1.0794 | 0.63 | 0.4 | 10 | 4 | 150 | Dyn5 | hv | 0 | -2 | 2 | 0 | 2.5 | FALSE

## trafo3w_std_types
| sn_hv_mva | sn_mv_mva | sn_lv_mva | vn_hv_kv | vn_mv_kv | vn_lv_kv | vk_hv_percent | vk_mv_percent | vk_lv_percent | vkr_hv_percent | vkr_mv_percent | vkr_lv_percent | pfe_kw | i0_percent | shift_mv_degree | shift_lv_degree | vector_group | tap_side | tap_neutral | tap_min | tap_max | tap_step_percent
63/25/38 MVA 110/20/10 kV | 63 | 25 | 38 | 110 | 20 | 10 | 10.4 | 10.4 | 10.4 | 0.28 | 0.32 | 0.35 | 35 | 0.89 | 0 | 0 | YN0yn0yn0 | hv | 0 | -10 | 10 | 1.2
63/25/38 MVA 110/10/10 kV | 63 | 25 | 38 | 110 | 10 | 10 | 10.4 | 10.4 | 10.4 | 0.28 | 0.32 | 0.35 | 35 | 0.89 | 0 | 0 | YN0yn0yn0 | hv | 0 | -10 | 10 | 1.2

## fuse_std_types
| fuse_type | i_rated_a | t_avg | t_min | t_total | x_avg | x_min | x_total
HV 100A | HV 100A | 100 | 0 | [10.0, 3.64, 0.854, 0.281, 0.1, 0.0531, 0.022, 0.01] | [10.0, 4.267, 1.21, 0.403, 0.1, 0.058, 0.022, 0.01] | 0 | [300.0, 350.0, 450.0, 550.0, 700.0, 850.0, 1200.0, 1752.0] | [600.0, 700.0, 900.0, 1150.0, 1665.0, 2000.0, 3000.0, 4313.0]
HV 10A | HV 10A | 10 | 0 | [10.0, 1675.0, 0.344, 0.156, 0.1, 0.0417, 0.0171, 0.01] | [10.0, 1.3, 0.3, 0.155, 0.1, 0.0555, 0.023, 0.01] | 0 | [30.0, 32.0, 35.0, 37.0, 39.0, 50.0, 70.0, 88.0] | [60.0, 70.0, 80.0, 87.0, 94.0, 110.0, 150.0, 216.0]
HV 125A | HV 125A | 125 | 0 | [10.0, 1.82, 0.344, 0.1, 0.0467, 0.0269, 0.01] | [10.0, 2.478, 0.426, 0.1, 0.0427, 0.0211, 0.01] | 0 | [375.0, 500.0, 700.0, 925.0, 1200.0, 1500.0, 2341.0] | [750.0, 1000.0, 1500.0, 2200.0, 3000.0, 4000.0, 5765.0]
HV 160A | HV 160A | 160 | 0 | [10.0, 4.15, 1.03, 0.198, 0.1, 0.051, 0.0172, 0.01] | [10.0, 2.3, 0.734, 0.274, 0.1, 0.046, 0.0177, 0.01] | 0 | [480.0, 550.0, 700.0, 1000.0, 1260.0, 1600.0, 2500.0, 3227.0] | [960.0, 1300.0, 1700.0, 2200.0, 2996.0, 4000.0, 6000.0, 7946.0]
HV 16A | HV 16A | 16 | 0 | [10.0, 0.352, 0.164, 0.1, 0.0649, 0.0342, 0.01] | [10.0, 2.34, 0.722, 0.181, 0.1, 0.055, 0.0296, 0.01] | 0 | [48.0, 60.0, 65.0, 71.0, 80.0, 100.0, 162.0] | [96.0, 110.0, 125.0, 150.0, 168.0, 200.0, 250.0, 398.0]
HV 200A | HV 200A | 200 | 0 | [10.0, 4.267, 1.21, 0.403, 0.1, 0.058, 0.022, 0.01] | [10.0, 3.73, 1.654, 0.328, 0.1, 0.0531, 0.019, 0.01] | 0 | [600.0, 700.0, 900.0, 1150.0, 1665.0, 2000.0, 3000.0, 4313.0] | [1200.0, 1500.0, 1800.0, 2700.0, 3960.0, 5000.0, 7500.0, 10620.0]
HV 20A | HV 20A | 20 | 0 | [10.0, 1.3, 0.3, 0.155, 0.1, 0.0555, 0.023, 0.01] | [10.0, 1.3, 0.161, 0.1, 0.0611, 0.0399, 0.0141, 0.01] | 0 | [60.0, 70.0, 80.0, 87.0, 94.0, 110.0, 150.0, 216.0] | [120.0, 150.0, 200.0, 223.0, 260.0, 300.0, 450.0, 532.0]
HV 25A | HV 25A | 25 | 0 | [10.0, 2.512, 0.833, 0.299, 0.1, 0.0372, 0.0223, 0.01] | [10.0, 3.125, 0.597, 0.198, 0.1, 0.0378, 0.022, 0.01] | 0 | [75.0, 82.0, 90.0, 100.0, 124.0, 170.0, 200.0, 289.0] | [150.0, 170.0, 210.0, 250.0, 294.0, 400.0, 500.0, 711.0]
HV 31.5A | HV 31.5A | 31.5 | 0 | [10.0, 2.34, 0.722, 0.181, 0.1, 0.055, 0.0296, 0.01] | [10.0, 2.84, 0.368, 0.164, 0.1, 0.0621, 0.0378, 0.0195, 0.01] | 0 | [95.0, 110.0, 125.0, 150.0, 165.0, 200.0, 250.0, 390.0] | [189.0, 220.0, 300.0, 350.0, 393.0, 450.0, 530.0, 700.0, 960.0]
HV 40A | HV 40A | 40 | 0 | [10.0, 1.3, 0.161, 0.1, 0.0611, 0.0399, 0.0141, 0.01] | [10.0, 2.05, 0.369, 0.198, 0.1, 0.051, 0.0298, 0.01] | 0 | [120.0, 150.0, 200.0, 223.0, 260.0, 300.0, 450.0, 532.0] | [240.0, 300.0, 400.0, 450.0, 530.0, 650.0, 800.0, 1311.0]
HV 50A | HV 50A | 50 | 0 | [10.0, 3.215, 0.597, 0.198, 0.1, 0.0378, 0.022, 0.01] | [10.0, 3.64, 0.854, 0.281, 0.1, 0.0531, 0.022, 0.01] | 0 | [150.0, 170.0, 210.0, 250.0, 294.0, 400.0, 500.0, 711.0] | [300.0, 350.0, 450.0, 550.0, 700.0, 850.0, 1200.0, 1752.0]
HV 6.3A | HV 6.3A | 6.3 | 0 | [10.0, 1.39, 0.344, 0.168, 0.1, 0.056, 0.0263, 0.01] | [10.0, 1.711, 0.516, 0.198, 0.1, 0.0634, 0.0303, 0.01] | 0 | [19.0, 19.5, 20.4, 20.8, 22.0, 25.0, 32.0, 48.0] | [38.0, 40.0, 43.0, 48.0, 53.0, 60.0, 75.0, 118.0]
HV 63A | HV 63A | 63 | 0 | [10.0, 2.84, 0.368, 0.164, 0.1, 0.0621, 0.0378, 0.0195, 0.01] | [10.0, 1.82, 0.344, 0.1, 0.0467, 0.0269, 0.01] | 0 | [189.0, 220.0, 300.0, 350.0, 393.0, 450.0, 530.0, 700.0, 961.0] | [378.0, 500.0, 700.0, 934.0, 1200.0, 1500.0, 2366.0]
HV 80A | HV 80A | 80 | 0 | [10.0, 2.05, 0.369, 0.198, 0.1, 0.051, 0.0298, 0.01] | [10.0, 4.15, 1.03, 0.198, 0.1, 0.051, 0.0172, 0.01] | 0 | [240.0, 300.0, 400.0, 450.0, 530.0, 650.0, 800.0, 1311.0] | [480.0, 550.0, 700.0, 1000.0, 1260.0, 1600.0, 2500.0, 3227.0]
Siemens NH-1-100 | Siemens NH-1-100 | 100 | [5400.0, 2000.0, 400.0, 20.0, 1.0, 0.2, 0.012, 0.004] | 0 | 0 | [150.0, 190.0, 250.0, 430.0, 900.0, 1250.0, 2700.0, 3600.0] | 0 | 0
Siemens NH-1-125 | Siemens NH-1-125 | 125 | [4800.0, 120.0, 7.0, 0.1, 0.004] | 0 | 0 | [180.0, 400.0, 740.0, 2000.0, 4250.0] | 0 | 0
Siemens NH-1-16 | Siemens NH-1-16 | 16 | [4000.0, 400.0, 2.0, 0.1, 0.04, 0.01] | 0 | 0 | [26.0, 35.0, 75.0, 150.0, 200.0, 300.0] | 0 | 0
Siemens NH-1-160 | Siemens NH-1-160 | 160 | [4800.0, 120.0, 7.0, 0.1, 0.004] | 0 | 0 | [210.0, 500.0, 900.0, 2300.0, 5000.0] | 0 | 0
Siemens NH-1-25 | Siemens NH-1-25 | 25 | [4000.0, 1000.0, 10.0, 0.2, 0.02, 0.01] | 0 | 0 | [40.0, 50.0, 100.0, 210.0, 400.0, 500.0] | 0 | 0
Siemens NH-1-50 | Siemens NH-1-50 | 50 | [4000.0, 40.0, 4.0, 1.0, 0.02, 0.01] | 0 | 0 | [86.0, 200.0, 300.0, 400.0, 1000.0, 1280.0] | 0 | 0
Siemens NH-1-63 | Siemens NH-1-63 | 63 | [4000.0, 100.0, 10.0, 2.0, 0.04, 0.01] | 0 | 0 | [100.0, 200.0, 300.0, 400.0, 1000.0, 1500.0] | 0 | 0
Siemens NH-1-80 | Siemens NH-1-80 | 80 | [4800.0, 120.0, 7.0, 0.1, 0.01] | 0 | 0 | [150.58, 250.0, 450.0, 1150.0, 2470.0] | 0 | 0
Siemens NH-2-1000 | Siemens NH-2-1000 | 1000 | [4800.0, 120.0, 7.0, 0.1, 0.004] | 0 | 0 | [1900.0, 3500.0, 8400.0, 24000.0, 52000.0] | 0 | 0
Siemens NH-2-200 | Siemens NH-2-200 | 200 | [4800.0, 120.0, 7.0, 0.1, 0.004] | 0 | 0 | [280.0, 650.0, 1200.0, 3000.0, 7000.0] | 0 | 0
Siemens NH-2-224 | Siemens NH-2-224 | 224 | [4800.0, 120.0, 7.0, 0.2, 0.04, 0.004] | 0 | 0 | [400.0, 750.0, 1453.0, 3025.0, 4315.0, 7600.0] | 0 | 0
Siemens NH-2-250 | Siemens NH-2-250 | 250 | [4800.0, 120.0, 7.0, 0.1, 0.004] | 0 | 0 | [450.0, 800.0, 1650.0, 4000.0, 8500.0] | 0 | 0
Siemens NH-2-315 | Siemens NH-2-315 | 315 | [4800.0, 120.0, 7.0, 0.1, 0.004] | 0 | 0 | [550.0, 920.0, 1900.0, 5000.0, 11000.0] | 0 | 0
Siemens NH-2-355 | Siemens NH-2-355 | 355 | [4800.0, 120.0, 6.0, 0.1, 0.004] | 0 | 0 | [650.0, 1116.27, 2350.0, 5840.0, 12790.0] | 0 | 0
Siemens NH-2-400 | Siemens NH-2-400 | 400 | [4800.0, 120.0, 7.0, 0.1, 0.004] | 0 | 0 | [720.0, 1350.0, 2800.0, 6500.0, 15000.0] | 0 | 0
Siemens NH-2-425 | Siemens NH-2-425 | 425 | [4800.0, 120.0, 7.0, 0.1, 0.004] | 0 | 0 | [850.0, 1500.0, 3050.0, 7500.0, 16500.0] | 0 | 0
Siemens NH-2-630 | Siemens NH-2-630 | 630 | [4800.0, 120.0, 7.0, 0.1, 0.004] | 0 | 0 | [1200.0, 2000.0, 4800.0, 12000.0, 26000.0] | 0 | 0

## dtypes
| element | column | dtype
0 | bus | name | object
1 | bus | vn_kv | float64
2 | bus | type | object
3 | bus | zone | object
4 | bus | in_service | bool
5 | load | name | object
6 | load | bus | uint32
7 | load | p_mw | float64
8 | load | q_mvar | float64
9 | load | const_z_percent | float64
10 | load | const_i_percent | float64
11 | load | sn_mva | float64
12 | load | scaling | float64
13 | load | in_service | bool
14 | load | type | object
15 | ext_grid | name | object
16 | ext_grid | bus | uint32
17 | ext_grid | vm_pu | float64
18 | ext_grid | va_degree | float64
19 | ext_grid | slack_weight | float64
20 | ext_grid | in_service | bool
21 | line | name | object
22 | line | std_type | object
23 | line | from_bus | uint32
24 | line | to_bus | uint32
25 | line | length_km | float64
26 | line | r_ohm_per_km | float64
27 | line | x_ohm_per_km | float64
28 | line | c_nf_per_km | float64
29 | line | g_us_per_km | float64
30 | line | max_i_ka | float64
31 | line | df | float64
32 | line | parallel | uint32
33 | line | type | object
34 | line | in_service | bool
35 | trafo | name | object
36 | trafo | std_type | object
37 | trafo | hv_bus | uint32
38 | trafo | lv_bus | uint32
39 | trafo | sn_mva | float64
40 | trafo | vn_hv_kv | float64
41 | trafo | vn_lv_kv | float64
42 | trafo | vk_percent | float64
43 | trafo | vkr_percent | float64
44 | trafo | pfe_kw | float64
45 | trafo | i0_percent | float64
46 | trafo | shift_degree | float64
47 | trafo | tap_side | object
48 | trafo | tap_neutral | int32
49 | trafo | tap_min | int32
50 | trafo | tap_max | int32
51 | trafo | tap_step_percent | float64
52 | trafo | tap_step_degree | float64
53 | trafo | tap_pos | int32
54 | trafo | tap_phase_shifter | bool
55 | trafo | parallel | uint32
56 | trafo | df | float64
57 | trafo | in_service | bool
58 | line_geodata | coords | object
59 | bus_geodata | x | float64
60 | bus_geodata | y | float64
61 | bus_geodata | coords | object

## parameters
| version | format_version | converged | OPF_converged | name | f_hz | sn_mva
0 | 2.14.6 | 2.14.0 | FALSE | FALSE |  | 50 | 1