## bus
| name | vn_kv | type | zone | in_service
0 | bus_LV_3891-1_1_3_node_6 | 0.4 | n |  | TRUE
1 | bus_LV_3891-1_1_3_node_7 | 0.4 | n |  | TRUE
2 | bus_LV_3891-1_1_3_node_8 | 0.4 | n |  | TRUE
3 | bus_LV_3891-1_1_3_node_9 | 0.4 | n |  | TRUE
4 | bus_LV_3891-1_1_3_node_11 | 0.4 | n |  | TRUE
5 | bus_LV_3891-1_1_3_node_12 | 0.4 | n |  | TRUE
6 | bus_LV_3891-1_1_3_node_13 | 0.4 | n |  | TRUE
7 | bus_LV_3891-1_1_3_node_46 | 0.4 | n |  | TRUE
8 | bus_LV_3891-1_1_3_node_42 | 0.4 | n |  | TRUE
9 | bus_LV_3891-1_1_3_node_33 | 0.4 | n |  | TRUE
10 | bus_LV_3891-1_1_3_node_14 | 0.4 | n |  | TRUE
11 | bus_LV_3891-1_1_3_node_15 | 0.4 | n |  | TRUE
12 | bus_LV_3891-1_1_3_node_16 | 0.4 | n |  | TRUE
13 | bus_LV_3891-1_1_3_node_17 | 0.4 | n |  | TRUE
14 | bus_LV_3891-1_1_3_node_18 | 0.4 | n |  | TRUE
15 | bus_LV_3891-1_1_3_node_19 | 0.4 | n |  | TRUE
16 | bus_LV_3891-1_1_3_node_20 | 0.4 | n |  | TRUE
17 | bus_LV_3891-1_1_3_node_28 | 0.4 | n |  | TRUE
18 | bus_LV_3891-1_1_3_node_21 | 0.4 | n |  | TRUE
19 | bus_LV_3891-1_1_3_node_22 | 0.4 | n |  | TRUE
20 | bus_LV_3891-1_1_3_node_23 | 0.4 | n |  | TRUE
21 | bus_LV_3891-1_1_3_node_24 | 0.4 | n |  | TRUE
22 | bus_LV_3891-1_1_3_node_25 | 0.4 | n |  | TRUE
23 | bus_LV_3891-1_1_3_node_26 | 0.4 | n |  | TRUE
24 | bus_LV_3891-1_1_3_node_27 | 0.4 | n |  | TRUE
25 | bus_LV_3891-1_1_3_node_29 | 0.4 | n |  | TRUE
26 | bus_LV_3891-1_1_3_node_30 | 0.4 | n |  | TRUE
27 | bus_LV_3891-1_1_3_node_37 | 0.4 | n |  | TRUE
28 | bus_LV_3891-1_1_3_node_31 | 0.4 | n |  | TRUE
29 | bus_LV_3891-1_1_3_node_43 | 0.4 | n |  | TRUE
30 | bus_LV_3891-1_1_3_node_44 | 0.4 | n |  | TRUE
31 | bus_LV_3891-1_1_3_node_32 | 0.4 | n |  | TRUE
32 | bus_LV_3891-1_1_3_node_34 | 0.4 | n |  | TRUE
33 | bus_LV_3891-1_1_3_node_35 | 0.4 | n |  | TRUE
34 | bus_LV_3891-1_1_3_node_36 | 0.4 | n |  | TRUE
35 | bus_LV_3891-1_1_3_node_202 | 0.4 | n |  | TRUE
36 | bus_LV_3891-1_1_3_node_38 | 0.4 | n |  | TRUE
37 | bus_LV_3891-1_1_3_node_39 | 0.4 | n |  | TRUE
38 | bus_LV_3891-1_1_3_node_172 | 0.4 | n |  | TRUE
39 | bus_LV_3891-1_1_3_node_181 | 0.4 | n |  | TRUE
40 | bus_LV_3891-1_1_3_node_40 | 0.4 | n |  | TRUE
41 | bus_LV_3891-1_1_3_node_41 | 0.4 | n |  | TRUE
42 | bus_LV_3891-1_1_3_node_45 | 0.4 | n |  | TRUE
43 | bus_LV_3891-1_1_3_node_165 | 0.4 | n |  | TRUE
44 | bus_LV_3891-1_1_3_node_184 | 0.4 | n |  | TRUE
45 | bus_LV_3891-1_1_3_node_47 | 0.4 | n |  | TRUE
46 | bus_LV_3891-1_1_3_node_48 | 0.4 | n |  | TRUE
47 | bus_LV_3891-1_1_3_node_49 | 0.4 | n |  | TRUE
48 | bus_LV_3891-1_1_3_node_50 | 0.4 | n |  | TRUE
49 | bus_LV_3891-1_1_3_node_51 | 0.4 | n |  | TRUE
50 | bus_LV_3891-1_1_3_node_53 | 0.4 | n |  | TRUE
51 | bus_LV_3891-1_1_3_node_54 | 0.4 | n |  | TRUE
52 | bus_LV_3891-1_1_3_node_52 | 0.4 | n |  | TRUE
53 | bus_LV_3891-1_1_3_node_142 | 0.4 | n |  | TRUE
54 | bus_LV_3891-1_1_3_node_134 | 0.4 | n |  | TRUE
55 | bus_LV_3891-1_1_3_node_61 | 0.4 | n |  | TRUE
56 | bus_LV_3891-1_1_3_node_57 | 0.4 | n |  | TRUE
57 | bus_LV_3891-1_1_3_node_55 | 0.4 | n |  | TRUE
58 | bus_LV_3891-1_1_3_node_56 | 0.4 | n |  | TRUE
59 | bus_LV_3891-1_1_3_node_58 | 0.4 | n |  | TRUE
60 | bus_LV_3891-1_1_3_node_59 | 0.4 | n |  | TRUE
61 | bus_LV_3891-1_1_3_node_60 | 0.4 | n |  | TRUE
62 | bus_LV_3891-1_1_3_node_62 | 0.4 | n |  | TRUE
63 | bus_LV_3891-1_1_3_node_63 | 0.4 | n |  | TRUE
64 | bus_LV_3891-1_1_3_node_216 | 0.4 | n |  | TRUE
65 | bus_LV_3891-1_1_3_node_64 | 0.4 | n |  | TRUE
66 | bus_LV_3891-1_1_3_node_65 | 0.4 | n |  | TRUE
67 | bus_LV_3891-1_1_3_node_68 | 0.4 | n |  | TRUE
68 | bus_LV_3891-1_1_3_node_75 | 0.4 | n |  | TRUE
69 | bus_LV_3891-1_1_3_node_72 | 0.4 | n |  | TRUE
70 | bus_LV_3891-1_1_3_node_66 | 0.4 | n |  | TRUE
71 | bus_LV_3891-1_1_3_node_67 | 0.4 | n |  | TRUE
72 | bus_LV_3891-1_1_3_node_69 | 0.4 | n |  | TRUE
73 | bus_LV_3891-1_1_3_node_70 | 0.4 | n |  | TRUE
74 | bus_LV_3891-1_1_3_node_71 | 0.4 | n |  | TRUE
75 | bus_LV_3891-1_1_3_node_76 | 0.4 | n |  | TRUE
76 | bus_LV_3891-1_1_3_node_73 | 0.4 | n |  | TRUE
77 | bus_LV_3891-1_1_3_node_74 | 0.4 | n |  | TRUE
78 | bus_LV_3891-1_1_3_node_77 | 0.4 | n |  | TRUE
79 | bus_LV_3891-1_1_3_node_78 | 0.4 | n |  | TRUE
80 | bus_LV_3891-1_1_3_node_79 | 0.4 | n |  | TRUE
81 | bus_LV_3891-1_1_3_node_87 | 0.4 | n |  | TRUE
82 | bus_LV_3891-1_1_3_node_80 | 0.4 | n |  | TRUE
83 | bus_LV_3891-1_1_3_node_81 | 0.4 | n |  | TRUE
84 | bus_LV_3891-1_1_3_node_82 | 0.4 | n |  | TRUE
85 | bus_LV_3891-1_1_3_node_83 | 0.4 | n |  | TRUE
86 | bus_LV_3891-1_1_3_node_128 | 0.4 | n |  | TRUE
87 | bus_LV_3891-1_1_3_node_152 | 0.4 | n |  | TRUE
88 | bus_LV_3891-1_1_3_node_88 | 0.4 | n |  | TRUE
89 | bus_LV_3891-1_1_3_node_89 | 0.4 | n |  | TRUE
90 | bus_LV_3891-1_1_3_node_90 | 0.4 | n |  | TRUE
91 | bus_LV_3891-1_1_3_node_91 | 0.4 | n |  | TRUE
92 | bus_LV_3891-1_1_3_node_92 | 0.4 | n |  | TRUE
93 | bus_LV_3891-1_1_3_node_93 | 0.4 | n |  | TRUE
94 | bus_LV_3891-1_1_3_node_105 | 0.4 | n |  | TRUE
95 | bus_LV_3891-1_1_3_node_101 | 0.4 | n |  | TRUE
96 | bus_LV_3891-1_1_3_node_102 | 0.4 | n |  | TRUE
97 | bus_LV_3891-1_1_3_node_103 | 0.4 | n |  | TRUE
98 | bus_LV_3891-1_1_3_node_104 | 0.4 | n |  | TRUE
99 | bus_LV_3891-1_1_3_node_106 | 0.4 | n |  | TRUE
100 | bus_LV_3891-1_1_3_node_107 | 0.4 | n |  | TRUE
101 | bus_LV_3891-1_1_3_node_136 | 0.4 | n |  | TRUE
102 | bus_LV_3891-1_1_3_node_132 | 0.4 | n |  | TRUE
103 | bus_LV_3891-1_1_3_node_119 | 0.4 | n |  | TRUE
104 | bus_LV_3891-1_1_3_node_120 | 0.4 | n |  | TRUE
105 | bus_LV_3891-1_1_3_node_121 | 0.4 | n |  | TRUE
106 | bus_LV_3891-1_1_3_node_122 | 0.4 | n |  | TRUE
107 | bus_LV_3891-1_1_3_node_123 | 0.4 | n |  | TRUE
108 | bus_LV_3891-1_1_3_node_125 | 0.4 | n |  | TRUE
109 | bus_LV_3891-1_1_3_node_126 | 0.4 | n |  | TRUE
110 | bus_LV_3891-1_1_3_node_124 | 0.4 | n |  | TRUE
111 | bus_LV_3891-1_1_3_node_137 | 0.4 | n |  | TRUE
112 | bus_LV_3891-1_1_3_node_133 | 0.4 | n |  | TRUE
113 | bus_LV_3891-1_1_3_node_131 | 0.4 | n |  | TRUE
114 | bus_LV_3891-1_1_3_node_127 | 0.4 | n |  | TRUE
115 | bus_LV_3891-1_1_3_node_129 | 0.4 | n |  | TRUE
116 | bus_LV_3891-1_1_3_node_130 | 0.4 | n |  | TRUE
117 | bus_LV_3891-1_1_3_node_135 | 0.4 | n |  | TRUE
118 | bus_LV_3891-1_1_3_node_138 | 0.4 | n |  | TRUE
119 | bus_LV_3891-1_1_3_node_139 | 0.4 | n |  | TRUE
120 | bus_LV_3891-1_1_3_node_140 | 0.4 | n |  | TRUE
121 | bus_LV_3891-1_1_3_node_141 | 0.4 | n |  | TRUE
122 | bus_LV_3891-1_1_3_node_149 | 0.4 | n |  | TRUE
123 | bus_LV_3891-1_1_3_node_145 | 0.4 | n |  | TRUE
124 | bus_LV_3891-1_1_3_node_151 | 0.4 | n |  | TRUE
125 | bus_LV_3891-1_1_3_node_153 | 0.4 | n |  | TRUE
126 | bus_LV_3891-1_1_3_node_154 | 0.4 | n |  | TRUE
127 | bus_LV_3891-1_1_3_node_155 | 0.4 | n |  | TRUE
128 | bus_LV_3891-1_1_3_node_162 | 0.4 | n |  | TRUE
129 | bus_LV_3891-1_1_3_node_156 | 0.4 | n |  | TRUE
130 | bus_LV_3891-1_1_3_node_157 | 0.4 | n |  | TRUE
131 | bus_LV_3891-1_1_3_node_158 | 0.4 | n |  | TRUE
132 | bus_LV_3891-1_1_3_node_159 | 0.4 | n |  | TRUE
133 | bus_LV_3891-1_1_3_node_160 | 0.4 | n |  | TRUE
134 | bus_LV_3891-1_1_3_node_161 | 0.4 | n |  | TRUE
135 | bus_LV_3891-1_1_3_node_163 | 0.4 | n |  | TRUE
136 | bus_LV_3891-1_1_3_node_164 | 0.4 | n |  | TRUE
137 | bus_LV_3891-1_1_3_node_166 | 0.4 | n |  | TRUE
138 | bus_LV_3891-1_1_3_node_187 | 0.4 | n |  | TRUE
139 | bus_LV_3891-1_1_3_node_167 | 0.4 | n |  | TRUE
140 | bus_LV_3891-1_1_3_node_175 | 0.4 | n |  | TRUE
141 | bus_LV_3891-1_1_3_node_191 | 0.4 | n |  | TRUE
142 | bus_LV_3891-1_1_3_node_168 | 0.4 | n |  | TRUE
143 | bus_LV_3891-1_1_3_node_169 | 0.4 | n |  | TRUE
144 | bus_LV_3891-1_1_3_node_170 | 0.4 | n |  | TRUE
145 | bus_LV_3891-1_1_3_node_193 | 0.4 | n |  | TRUE
146 | bus_LV_3891-1_1_3_node_192 | 0.4 | n |  | TRUE
147 | bus_LV_3891-1_1_3_node_171 | 0.4 | n |  | TRUE
148 | bus_LV_3891-1_1_3_node_173 | 0.4 | n |  | TRUE
149 | bus_LV_3891-1_1_3_node_174 | 0.4 | n |  | TRUE
150 | bus_LV_3891-1_1_3_node_178 | 0.4 | n |  | TRUE
151 | bus_LV_3891-1_1_3_node_176 | 0.4 | n |  | TRUE
152 | bus_LV_3891-1_1_3_node_177 | 0.4 | n |  | TRUE
153 | bus_LV_3891-1_1_3_node_179 | 0.4 | n |  | TRUE
154 | bus_LV_3891-1_1_3_node_180 | 0.4 | n |  | TRUE
155 | bus_LV_3891-1_1_3_node_182 | 0.4 | n |  | TRUE
156 | bus_LV_3891-1_1_3_node_183 | 0.4 | n |  | TRUE
157 | bus_LV_3891-1_1_3_node_185 | 0.4 | n |  | TRUE
158 | bus_LV_3891-1_1_3_node_186 | 0.4 | n |  | TRUE
159 | bus_LV_3891-1_1_3_node_189 | 0.4 | n |  | TRUE
160 | bus_LV_3891-1_1_3_node_188 | 0.4 | n |  | TRUE
161 | bus_LV_3891-1_1_3_node_190 | 0.4 | n |  | TRUE
162 | bus_LV_3891-1_1_3_node_198 | 0.4 | n |  | TRUE
163 | bus_LV_3891-1_1_3_node_194 | 0.4 | n |  | TRUE
164 | bus_LV_3891-1_1_3_node_195 | 0.4 | n |  | TRUE
165 | bus_LV_3891-1_1_3_node_196 | 0.4 | n |  | TRUE
166 | bus_LV_3891-1_1_3_node_197 | 0.4 | n |  | TRUE
167 | bus_LV_3891-1_1_3_node_199 | 0.4 | n |  | TRUE
168 | bus_LV_3891-1_1_3_node_200 | 0.4 | n |  | TRUE
169 | bus_LV_3891-1_1_3_node_201 | 0.4 | n |  | TRUE
170 | bus_LV_3891-1_1_3_node_203 | 0.4 | n |  | TRUE
171 | bus_MV_0_node_77 | 20 | n |  | TRUE

## load
| name | bus | p_mw | q_mvar | const_z_percent | const_i_percent | sn_mva | scaling | in_service | type
0 | LV_3891-1_1_3_load_6 | 0 | 0.0002878 | 7.2129e-05 | 0 | 0 |  | 1 | TRUE | wye
1 | LV_3891-1_1_3_load_9 | 3 | 0.00012048 | 3.0196e-05 | 0 | 0 |  | 1 | TRUE | wye
2 | LV_3891-1_1_3_load_11 | 4 | 4.6583e-05 | 1.1675e-05 | 0 | 0 |  | 1 | TRUE | wye
3 | LV_3891-1_1_3_load_46 | 7 | 6.5757e-05 | 1.648e-05 | 0 | 0 |  | 1 | TRUE | wye
4 | LV_3891-1_1_3_load_14 | 10 | 7.7803e-05 | 1.9499e-05 | 0 | 0 |  | 1 | TRUE | wye
5 | LV_3891-1_1_3_load_15 | 11 | 6.5819e-05 | 1.6496e-05 | 0 | 0 |  | 1 | TRUE | wye
6 | LV_3891-1_1_3_load_16 | 12 | 6.4322e-05 | 1.6121e-05 | 0 | 0 |  | 1 | TRUE | wye
7 | LV_3891-1_1_3_load_17 | 13 | 5.4402e-05 | 1.3634e-05 | 0 | 0 |  | 1 | TRUE | wye
8 | LV_3891-1_1_3_load_18 | 14 | 6.1648e-05 | 1.545e-05 | 0 | 0 |  | 1 | TRUE | wye
9 | LV_3891-1_1_3_load_19 | 15 | 0.00010735 | 2.6905e-05 | 0 | 0 |  | 1 | TRUE | wye
10 | LV_3891-1_1_3_load_20 | 16 | 5.9141e-05 | 1.4822e-05 | 0 | 0 |  | 1 | TRUE | wye
11 | LV_3891-1_1_3_load_21 | 18 | 9.1337e-05 | 2.2891e-05 | 0 | 0 |  | 1 | TRUE | wye
12 | LV_3891-1_1_3_load_22 | 19 | 8.4086e-05 | 2.1074e-05 | 0 | 0 |  | 1 | TRUE | wye
13 | LV_3891-1_1_3_load_24 | 21 | 4.6821e-05 | 1.1734e-05 | 0 | 0 |  | 1 | TRUE | wye
14 | LV_3891-1_1_3_load_25 | 22 | 8.8785e-05 | 2.2252e-05 | 0 | 0 |  | 1 | TRUE | wye
15 | LV_3891-1_1_3_load_27 | 24 | 8.9185e-05 | 2.2352e-05 | 0 | 0 |  | 1 | TRUE | wye
16 | LV_3891-1_1_3_load_29 | 25 | 3.3554e-05 | 8.4094e-06 | 0 | 0 |  | 1 | TRUE | wye
17 | LV_3891-1_1_3_load_30 | 26 | 0.00012824 | 3.2141e-05 | 0 | 0 |  | 1 | TRUE | wye
18 | LV_3891-1_1_3_load_37 | 27 | 8.0614e-05 | 2.0204e-05 | 0 | 0 |  | 1 | TRUE | wye
19 | LV_3891-1_1_3_load_43 | 29 | 0.00018884 | 4.7327e-05 | 0 | 0 |  | 1 | TRUE | wye
20 | LV_3891-1_1_3_load_32 | 31 | 3.8989e-05 | 9.7715e-06 | 0 | 0 |  | 1 | TRUE | wye
21 | LV_3891-1_1_3_load_35 | 33 | 0.00016241 | 4.0703e-05 | 0 | 0 |  | 1 | TRUE | wye
22 | LV_3891-1_1_3_load_202 | 35 | 4.4566e-05 | 1.1169e-05 | 0 | 0 |  | 1 | TRUE | wye
23 | LV_3891-1_1_3_load_39 | 37 | 8.98e-05 | 2.2506e-05 | 0 | 0 |  | 1 | TRUE | wye
24 | LV_3891-1_1_3_load_172 | 38 | 8.2334e-05 | 2.0635e-05 | 0 | 0 |  | 1 | TRUE | wye
25 | LV_3891-1_1_3_load_181 | 39 | 6.1163e-05 | 1.5329e-05 | 0 | 0 |  | 1 | TRUE | wye
26 | LV_3891-1_1_3_load_40 | 40 | 0.00026438 | 6.6261e-05 | 0 | 0 |  | 1 | TRUE | wye
27 | LV_3891-1_1_3_load_41 | 41 | 0.00010635 | 2.6653e-05 | 0 | 0 |  | 1 | TRUE | wye
28 | LV_3891-1_1_3_load_165 | 43 | 0.00028455 | 7.1315e-05 | 0 | 0 |  | 1 | TRUE | wye
29 | LV_3891-1_1_3_load_184 | 44 | 0.00018852 | 4.7247e-05 | 0 | 0 |  | 1 | TRUE | wye
30 | LV_3891-1_1_3_load_47 | 45 | 3.3515e-05 | 8.3996e-06 | 0 | 0 |  | 1 | TRUE | wye
31 | LV_3891-1_1_3_load_48 | 46 | 0.00012676 | 3.177e-05 | 0 | 0 |  | 1 | TRUE | wye
32 | LV_3891-1_1_3_load_50 | 48 | 0.00010653 | 2.6699e-05 | 0 | 0 |  | 1 | TRUE | wye
33 | LV_3891-1_1_3_load_51 | 49 | 5.0978e-05 | 1.2776e-05 | 0 | 0 |  | 1 | TRUE | wye
34 | LV_3891-1_1_3_load_53 | 50 | 7.0626e-05 | 1.77e-05 | 0 | 0 |  | 1 | TRUE | wye
35 | LV_3891-1_1_3_load_54 | 51 | 3.057e-05 | 7.6615e-06 | 0 | 0 |  | 1 | TRUE | wye
36 | LV_3891-1_1_3_load_142 | 53 | 0.00052392 | 0.00013131 | 0 | 0 |  | 1 | TRUE | wye
37 | LV_3891-1_1_3_load_134 | 54 | 0.00032789 | 8.2176e-05 | 0 | 0 |  | 1 | TRUE | wye
38 | LV_3891-1_1_3_load_61 | 55 | 3.1496e-05 | 7.8936e-06 | 0 | 0 |  | 1 | TRUE | wye
39 | LV_3891-1_1_3_load_57 | 56 | 0.00015286 | 3.8309e-05 | 0 | 0 |  | 1 | TRUE | wye
40 | LV_3891-1_1_3_load_55 | 57 | 8.6659e-05 | 2.1719e-05 | 0 | 0 |  | 1 | TRUE | wye
41 | LV_3891-1_1_3_load_56 | 58 | 9.3599e-05 | 2.3458e-05 | 0 | 0 |  | 1 | TRUE | wye
42 | LV_3891-1_1_3_load_58 | 59 | 7.3913e-05 | 1.8524e-05 | 0 | 0 |  | 1 | TRUE | wye
43 | LV_3891-1_1_3_load_59 | 60 | 5.0179e-05 | 1.2576e-05 | 0 | 0 |  | 1 | TRUE | wye
44 | LV_3891-1_1_3_load_62 | 62 | 7.7611e-05 | 1.9451e-05 | 0 | 0 |  | 1 | TRUE | wye
45 | LV_3891-1_1_3_load_63 | 63 | 8.4382e-05 | 2.1148e-05 | 0 | 0 |  | 1 | TRUE | wye
46 | LV_3891-1_1_3_load_216 | 64 | 4.5991e-05 | 1.1526e-05 | 0 | 0 |  | 1 | TRUE | wye
47 | LV_3891-1_1_3_load_64 | 65 | 0.00010574 | 2.6501e-05 | 0 | 0 |  | 1 | TRUE | wye
48 | LV_3891-1_1_3_load_75 | 68 | 5.5161e-05 | 1.3825e-05 | 0 | 0 |  | 1 | TRUE | wye
49 | LV_3891-1_1_3_load_72 | 69 | 7.0232e-05 | 1.7602e-05 | 0 | 0 |  | 1 | TRUE | wye
50 | LV_3891-1_1_3_load_66 | 70 | 4.0792e-05 | 1.0223e-05 | 0 | 0 |  | 1 | TRUE | wye
51 | LV_3891-1_1_3_load_67 | 71 | 7.6409e-05 | 1.915e-05 | 0 | 0 |  | 1 | TRUE | wye
52 | LV_3891-1_1_3_load_69 | 72 | 5.7023e-05 | 1.4291e-05 | 0 | 0 |  | 1 | TRUE | wye
53 | LV_3891-1_1_3_load_70 | 73 | 0.00017458 | 4.3755e-05 | 0 | 0 |  | 1 | TRUE | wye
54 | LV_3891-1_1_3_load_71 | 74 | 0.00010681 | 2.6768e-05 | 0 | 0 |  | 1 | TRUE | wye
55 | LV_3891-1_1_3_load_76 | 75 | 9.9714e-05 | 2.4991e-05 | 0 | 0 |  | 1 | TRUE | wye
56 | LV_3891-1_1_3_load_73 | 76 | 0.00013731 | 3.4412e-05 | 0 | 0 |  | 1 | TRUE | wye
57 | LV_3891-1_1_3_load_74 | 77 | 8.4587e-05 | 2.12e-05 | 0 | 0 |  | 1 | TRUE | wye
58 | LV_3891-1_1_3_load_78 | 79 | 0.00018936 | 4.7458e-05 | 0 | 0 |  | 1 | TRUE | wye
59 | LV_3891-1_1_3_load_79 | 80 | 0.00054494 | 0.00013658 | 0 | 0 |  | 1 | TRUE | wye
60 | LV_3891-1_1_3_load_87 | 81 | 0.00016372 | 4.1031e-05 | 0 | 0 |  | 1 | TRUE | wye
61 | LV_3891-1_1_3_load_81 | 83 | 0.00055755 | 0.00013974 | 0 | 0 |  | 1 | TRUE | wye
62 | LV_3891-1_1_3_load_82 | 84 | 0.00041446 | 0.00010387 | 0 | 0 |  | 1 | TRUE | wye
63 | LV_3891-1_1_3_load_83 | 85 | 0.00042514 | 0.00010655 | 0 | 0 |  | 1 | TRUE | wye
64 | LV_3891-1_1_3_load_152 | 87 | 9.4655e-05 | 2.3723e-05 | 0 | 0 |  | 1 | TRUE | wye
65 | LV_3891-1_1_3_load_88 | 88 | 0.00060907 | 0.00015265 | 0 | 0 |  | 1 | TRUE | wye
66 | LV_3891-1_1_3_load_89 | 89 | 0.00039652 | 9.9376e-05 | 0 | 0 |  | 1 | TRUE | wye
67 | LV_3891-1_1_3_load_90 | 90 | 0.00034601 | 8.6719e-05 | 0 | 0 |  | 1 | TRUE | wye
68 | LV_3891-1_1_3_load_91 | 91 | 0.00022429 | 5.6212e-05 | 0 | 0 |  | 1 | TRUE | wye
69 | LV_3891-1_1_3_load_92 | 92 | 0.00015449 | 3.8718e-05 | 0 | 0 |  | 1 | TRUE | wye
70 | LV_3891-1_1_3_load_93 | 93 | 0.00023219 | 5.8192e-05 | 0 | 0 |  | 1 | TRUE | wye
71 | LV_3891-1_1_3_load_101 | 95 | 0.00068399 | 0.00017142 | 0 | 0 |  | 1 | TRUE | wye
72 | LV_3891-1_1_3_load_102 | 96 | 0.00038573 | 9.6672e-05 | 0 | 0 |  | 1 | TRUE | wye
73 | LV_3891-1_1_3_load_104 | 98 | 0.001612 | 0.000404 | 0 | 0 |  | 1 | TRUE | wye
74 | LV_3891-1_1_3_load_106 | 99 | 0.00045092 | 0.00011301 | 0 | 0 |  | 1 | TRUE | wye
75 | LV_3891-1_1_3_load_136 | 101 | 0.00086313 | 0.00021632 | 0 | 0 |  | 1 | TRUE | wye
76 | LV_3891-1_1_3_load_119 | 103 | 0.00025826 | 6.4725e-05 | 0 | 0 |  | 1 | TRUE | wye
77 | LV_3891-1_1_3_load_120 | 104 | 0.00027222 | 6.8226e-05 | 0 | 0 |  | 1 | TRUE | wye
78 | LV_3891-1_1_3_load_121 | 105 | 0.00039708 | 9.9518e-05 | 0 | 0 |  | 1 | TRUE | wye
79 | LV_3891-1_1_3_load_123 | 107 | 0.00036239 | 9.0824e-05 | 0 | 0 |  | 1 | TRUE | wye
80 | LV_3891-1_1_3_load_126 | 109 | 0.00030871 | 7.7371e-05 | 0 | 0 |  | 1 | TRUE | wye
81 | LV_3891-1_1_3_load_137 | 111 | 0.00053212 | 0.00013336 | 0 | 0 |  | 1 | TRUE | wye
82 | LV_3891-1_1_3_load_133 | 112 | 0.00027658 | 6.9318e-05 | 0 | 0 |  | 1 | TRUE | wye
83 | LV_3891-1_1_3_load_131 | 113 | 0.00065232 | 0.00016349 | 0 | 0 |  | 1 | TRUE | wye
84 | LV_3891-1_1_3_load_127 | 114 | 0.00041131 | 0.00010308 | 0 | 0 |  | 1 | TRUE | wye
85 | LV_3891-1_1_3_load_129 | 115 | 0.00046091 | 0.00011551 | 0 | 0 |  | 1 | TRUE | wye
86 | LV_3891-1_1_3_load_130 | 116 | 0.00037061 | 9.2883e-05 | 0 | 0 |  | 1 | TRUE | wye
87 | LV_3891-1_1_3_load_135 | 117 | 0.00041634 | 0.00010434 | 0 | 0 |  | 1 | TRUE | wye
88 | LV_3891-1_1_3_load_138 | 118 | 0.00022822 | 5.7197e-05 | 0 | 0 |  | 1 | TRUE | wye
89 | LV_3891-1_1_3_load_141 | 121 | 0.00032351 | 8.108e-05 | 0 | 0 |  | 1 | TRUE | wye
90 | LV_3891-1_1_3_load_149 | 122 | 0.0010473 | 0.00026247 | 0 | 0 |  | 1 | TRUE | wye
91 | LV_3891-1_1_3_load_145 | 123 | 0.00021421 | 5.3686e-05 | 0 | 0 |  | 1 | TRUE | wye
92 | LV_3891-1_1_3_load_151 | 124 | 0.00078904 | 0.00019775 | 0 | 0 |  | 1 | TRUE | wye
93 | LV_3891-1_1_3_load_153 | 125 | 0.00041065 | 0.00010292 | 0 | 0 |  | 1 | TRUE | wye
94 | LV_3891-1_1_3_load_154 | 126 | 0.00033173 | 8.3139e-05 | 0 | 0 |  | 1 | TRUE | wye
95 | LV_3891-1_1_3_load_155 | 127 | 0.00037232 | 9.3312e-05 | 0 | 0 |  | 1 | TRUE | wye
96 | LV_3891-1_1_3_load_162 | 128 | 0.00052515 | 0.00013162 | 0 | 0 |  | 1 | TRUE | wye
97 | LV_3891-1_1_3_load_156 | 129 | 0.00018072 | 4.5292e-05 | 0 | 0 |  | 1 | TRUE | wye
98 | LV_3891-1_1_3_load_157 | 130 | 0.00019201 | 4.8122e-05 | 0 | 0 |  | 1 | TRUE | wye
99 | LV_3891-1_1_3_load_159 | 132 | 0.00039867 | 9.9917e-05 | 0 | 0 |  | 1 | TRUE | wye
100 | LV_3891-1_1_3_load_163 | 135 | 0.0001913 | 4.7945e-05 | 0 | 0 |  | 1 | TRUE | wye
101 | LV_3891-1_1_3_load_164 | 136 | 0.00015728 | 3.9417e-05 | 0 | 0 |  | 1 | TRUE | wye
102 | LV_3891-1_1_3_load_166 | 137 | 5.5546e-05 | 1.3921e-05 | 0 | 0 |  | 1 | TRUE | wye
103 | LV_3891-1_1_3_load_187 | 138 | 0.00019402 | 4.8625e-05 | 0 | 0 |  | 1 | TRUE | wye
104 | LV_3891-1_1_3_load_175 | 140 | 0.00011536 | 2.8912e-05 | 0 | 0 |  | 1 | TRUE | wye
105 | LV_3891-1_1_3_load_191 | 141 | 0.00018838 | 4.7213e-05 | 0 | 0 |  | 1 | TRUE | wye
106 | LV_3891-1_1_3_load_169 | 143 | 8.7315e-05 | 2.1883e-05 | 0 | 0 |  | 1 | TRUE | wye
107 | LV_3891-1_1_3_load_170 | 144 | 7.5047e-05 | 1.8809e-05 | 0 | 0 |  | 1 | TRUE | wye
108 | LV_3891-1_1_3_load_193 | 145 | 0.00024416 | 6.1192e-05 | 0 | 0 |  | 1 | TRUE | wye
109 | LV_3891-1_1_3_load_192 | 146 | 0.00050254 | 0.00012595 | 0 | 0 |  | 1 | TRUE | wye
110 | LV_3891-1_1_3_load_171 | 147 | 0.00018085 | 4.5326e-05 | 0 | 0 |  | 1 | TRUE | wye
111 | LV_3891-1_1_3_load_173 | 148 | 6.6907e-05 | 1.6769e-05 | 0 | 0 |  | 1 | TRUE | wye
112 | LV_3891-1_1_3_load_176 | 151 | 0.00023919 | 5.9946e-05 | 0 | 0 |  | 1 | TRUE | wye
113 | LV_3891-1_1_3_load_177 | 152 | 0.00011987 | 3.0042e-05 | 0 | 0 |  | 1 | TRUE | wye
114 | LV_3891-1_1_3_load_179 | 153 | 0.00019459 | 4.877e-05 | 0 | 0 |  | 1 | TRUE | wye
115 | LV_3891-1_1_3_load_183 | 156 | 0.00017811 | 4.4639e-05 | 0 | 0 |  | 1 | TRUE | wye
116 | LV_3891-1_1_3_load_185 | 157 | 6.5799e-05 | 1.6491e-05 | 0 | 0 |  | 1 | TRUE | wye
117 | LV_3891-1_1_3_load_186 | 158 | 0.00031264 | 7.8355e-05 | 0 | 0 |  | 1 | TRUE | wye
118 | LV_3891-1_1_3_load_189 | 159 | 0.00013924 | 3.4897e-05 | 0 | 0 |  | 1 | TRUE | wye
119 | LV_3891-1_1_3_load_188 | 160 | 0.00025615 | 6.4196e-05 | 0 | 0 |  | 1 | TRUE | wye
120 | LV_3891-1_1_3_load_190 | 161 | 0.00037836 | 9.4825e-05 | 0 | 0 |  | 1 | TRUE | wye
121 | LV_3891-1_1_3_load_198 | 162 | 7.0724e-05 | 1.7725e-05 | 0 | 0 |  | 1 | TRUE | wye
122 | LV_3891-1_1_3_load_195 | 164 | 0.000127 | 3.1829e-05 | 0 | 0 |  | 1 | TRUE | wye
123 | LV_3891-1_1_3_load_196 | 165 | 0.00013511 | 3.3862e-05 | 0 | 0 |  | 1 | TRUE | wye
124 | LV_3891-1_1_3_load_197 | 166 | 6.9527e-05 | 1.7425e-05 | 0 | 0 |  | 1 | TRUE | wye
125 | LV_3891-1_1_3_load_199 | 167 | 3.5327e-05 | 8.8538e-06 | 0 | 0 |  | 1 | TRUE | wye
126 | LV_3891-1_1_3_load_200 | 168 | 6.6206e-05 | 1.6593e-05 | 0 | 0 |  | 1 | TRUE | wye
127 | LV_3891-1_1_3_load_201 | 169 | 4.1053e-05 | 1.0289e-05 | 0 | 0 |  | 1 | TRUE | wye
128 | LV_3891-1_1_3_load_203 | 170 | 0.00021527 | 5.3952e-05 | 0 | 0 |  | 1 | TRUE | wye

## ext_grid
| name | bus | vm_pu | va_degree | slack_weight | in_service
0 |  | 78 | 1 | 0 | 1 | TRUE

## line
| name | std_type | from_bus | to_bus | length_km | r_ohm_per_km | x_ohm_per_km | c_nf_per_km | g_us_per_km | max_i_ka | df | parallel | type | in_service
0 | LV_3891-1_1_3_line_0 | NAYY 4x150 SE | 0 | 1 | 0.16183 | 0.208 | 0.08 | 261 | 0 | 0.27 | 1 | 1 | cs | TRUE
1 | LV_3891-1_1_3_line_1 | NAYY 4x150 SE | 0 | 2 | 0.097566 | 0.208 | 0.08 | 261 | 0 | 0.27 | 1 | 1 | cs | TRUE
2 | LV_3891-1_1_3_line_2 | NAYY 4x150 SE | 1 | 3 | 0.125 | 0.208 | 0.08 | 261 | 0 | 0.27 | 1 | 1 | cs | TRUE
3 | LV_3891-1_1_3_line_3 | NAYY 4x150 SE | 2 | 4 | 0.029017 | 0.208 | 0.08 | 261 | 0 | 0.27 | 1 | 1 | cs | TRUE
4 | LV_3891-1_1_3_line_4 | NAYY 4x150 SE | 3 | 5 | 0.019116 | 0.208 | 0.08 | 261 | 0 | 0.27 | 1 | 1 | cs | TRUE
5 | LV_3891-1_1_3_line_5 | NAYY 4x150 SE | 4 | 6 | 0.063353 | 0.208 | 0.08 | 261 | 0 | 0.27 | 1 | 1 | cs | TRUE
6 | LV_3891-1_1_3_line_6 | NAYY 4x150 SE | 5 | 7 | 0.045419 | 0.208 | 0.08 | 261 | 0 | 0.27 | 1 | 1 | cs | TRUE
7 | LV_3891-1_1_3_line_7 | NAYY 4x150 SE | 5 | 8 | 0.020664 | 0.208 | 0.08 | 261 | 0 | 0.27 | 1 | 1 | cs | TRUE
8 | LV_3891-1_1_3_line_8 | NAYY 4x150 SE | 6 | 9 | 0.12481 | 0.208 | 0.08 | 261 | 0 | 0.27 | 1 | 1 | cs | TRUE
9 | LV_3891-1_1_3_line_9 | NAYY 4x150 SE | 8 | 27 | 0.024848 | 0.208 | 0.08 | 261 | 0 | 0.27 | 1 | 1 | cs | TRUE
10 | LV_3891-1_1_3_line_10 | NAYY 4x150 SE | 8 | 41 | 0.020474 | 0.208 | 0.08 | 261 | 0 | 0.27 | 1 | 1 | cs | TRUE
11 | LV_3891-1_1_3_line_11 | NAYY 4x150 SE | 9 | 33 | 0.046676 | 0.208 | 0.08 | 261 | 0 | 0.27 | 1 | 1 | cs | TRUE
12 | LV_3891-1_1_3_line_12 | NAYY 4x150 SE | 9 | 31 | 0.029929 | 0.208 | 0.08 | 261 | 0 | 0.27 | 1 | 1 | cs | TRUE
13 | LV_3891-1_1_3_line_13 | NAYY 4x150 SE | 10 | 11 | 0.075984 | 0.208 | 0.08 | 261 | 0 | 0.27 | 1 | 1 | cs | TRUE
14 | LV_3891-1_1_3_line_14 | NAYY 4x150 SE | 10 | 12 | 0.050345 | 0.208 | 0.08 | 261 | 0 | 0.27 | 1 | 1 | cs | TRUE
15 | LV_3891-1_1_3_line_15 | NAYY 4x150 SE | 11 | 13 | 0.027632 | 0.208 | 0.08 | 261 | 0 | 0.27 | 1 | 1 | cs | TRUE
16 | LV_3891-1_1_3_line_16 | NAYY 4x150 SE | 12 | 14 | 0.032032 | 0.208 | 0.08 | 261 | 0 | 0.27 | 1 | 1 | cs | TRUE
17 | LV_3891-1_1_3_line_17 | NAYY 4x150 SE | 13 | 15 | 0.062989 | 0.208 | 0.08 | 261 | 0 | 0.27 | 1 | 1 | cs | TRUE
18 | LV_3891-1_1_3_line_18 | NAYY 4x150 SE | 14 | 16 | 0.011558 | 0.208 | 0.08 | 261 | 0 | 0.27 | 1 | 1 | cs | TRUE
19 | LV_3891-1_1_3_line_19 | NAYY 4x150 SE | 16 | 17 | 0.021968 | 0.208 | 0.08 | 261 | 0 | 0.27 | 1 | 1 | cs | TRUE
20 | LV_3891-1_1_3_line_20 | NAYY 4x150 SE | 17 | 27 | 0.014872 | 0.208 | 0.08 | 261 | 0 | 0.27 | 1 | 1 | cs | TRUE
21 | LV_3891-1_1_3_line_21 | NAYY 4x150 SE | 17 | 23 | 0.025365 | 0.208 | 0.08 | 261 | 0 | 0.27 | 1 | 1 | cs | TRUE
22 | LV_3891-1_1_3_line_22 | NAYY 4x150 SE | 18 | 19 | 0.0037265 | 0.208 | 0.08 | 261 | 0 | 0.27 | 1 | 1 | cs | TRUE
23 | LV_3891-1_1_3_line_23 | NAYY 4x150 SE | 18 | 20 | 0.012266 | 0.208 | 0.08 | 261 | 0 | 0.27 | 1 | 1 | cs | TRUE
24 | LV_3891-1_1_3_line_24 | NAYY 4x150 SE | 19 | 21 | 0.17894 | 0.208 | 0.08 | 261 | 0 | 0.27 | 1 | 1 | cs | TRUE
25 | LV_3891-1_1_3_line_25 | NAYY 4x150 SE | 20 | 22 | 0.048281 | 0.208 | 0.08 | 261 | 0 | 0.27 | 1 | 1 | cs | TRUE
26 | LV_3891-1_1_3_line_26 | NAYY 4x150 SE | 20 | 23 | 0.18562 | 0.208 | 0.08 | 261 | 0 | 0.27 | 1 | 1 | cs | TRUE
27 | LV_3891-1_1_3_line_27 | NAYY 4x150 SE | 22 | 24 | 0.0046473 | 0.208 | 0.08 | 261 | 0 | 0.27 | 1 | 1 | cs | TRUE
28 | LV_3891-1_1_3_line_28 | NAYY 4x150 SE | 23 | 25 | 0.1889 | 0.208 | 0.08 | 261 | 0 | 0.27 | 1 | 1 | cs | TRUE
29 | LV_3891-1_1_3_line_29 | NAYY 4x150 SE | 24 | 26 | 0.0042782 | 0.208 | 0.08 | 261 | 0 | 0.27 | 1 | 1 | cs | TRUE
30 | LV_3891-1_1_3_line_30 | NAYY 4x150 SE | 26 | 28 | 0.11104 | 0.208 | 0.08 | 261 | 0 | 0.27 | 1 | 1 | cs | TRUE
31 | LV_3891-1_1_3_line_31 | NAYY 4x150 SE | 28 | 29 | 0.19037 | 0.208 | 0.08 | 261 | 0 | 0.27 | 1 | 1 | cs | TRUE
32 | LV_3891-1_1_3_line_32 | NAYY 4x150 SE | 28 | 30 | 0.34834 | 0.208 | 0.08 | 261 | 0 | 0.27 | 1 | 1 | cs | TRUE
33 | LV_3891-1_1_3_line_33 | NAYY 4x150 SE | 30 | 42 | 0.38457 | 0.208 | 0.08 | 261 | 0 | 0.27 | 1 | 1 | cs | TRUE
34 | LV_3891-1_1_3_line_34 | NAYY 4x150 SE | 31 | 32 | 0.022061 | 0.208 | 0.08 | 261 | 0 | 0.27 | 1 | 1 | cs | TRUE
35 | LV_3891-1_1_3_line_35 | NAYY 4x150 SE | 32 | 34 | 0.20554 | 0.208 | 0.08 | 261 | 0 | 0.27 | 1 | 1 | cs | TRUE
36 | LV_3891-1_1_3_line_36 | NAYY 4x150 SE | 34 | 35 | 0.35538 | 0.208 | 0.08 | 261 | 0 | 0.27 | 1 | 1 | cs | TRUE
37 | LV_3891-1_1_3_line_37 | NAYY 4x150 SE | 35 | 169 | 0.010771 | 0.208 | 0.08 | 261 | 0 | 0.27 | 1 | 1 | cs | TRUE
38 | LV_3891-1_1_3_line_38 | NAYY 4x150 SE | 36 | 37 | 0.086203 | 0.208 | 0.08 | 261 | 0 | 0.27 | 1 | 1 | cs | TRUE
39 | LV_3891-1_1_3_line_39 | NAYY 4x150 SE | 36 | 38 | 0.20189 | 0.208 | 0.08 | 261 | 0 | 0.27 | 1 | 1 | cs | TRUE
40 | LV_3891-1_1_3_line_40 | NAYY 4x150 SE | 37 | 39 | 0.16991 | 0.208 | 0.08 | 261 | 0 | 0.27 | 1 | 1 | cs | TRUE
41 | LV_3891-1_1_3_line_41 | NAYY 4x150 SE | 38 | 147 | 0.044106 | 0.208 | 0.08 | 261 | 0 | 0.27 | 1 | 1 | cs | TRUE
42 | LV_3891-1_1_3_line_42 | NAYY 4x150 SE | 39 | 149 | 0.035823 | 0.208 | 0.08 | 261 | 0 | 0.27 | 1 | 1 | cs | TRUE
43 | LV_3891-1_1_3_line_43 | NAYY 4x150 SE | 40 | 41 | 0.03544 | 0.208 | 0.08 | 261 | 0 | 0.27 | 1 | 1 | cs | TRUE
44 | LV_3891-1_1_3_line_44 | NAYY 4x150 SE | 42 | 43 | 0.033102 | 0.208 | 0.08 | 261 | 0 | 0.27 | 1 | 1 | cs | TRUE
45 | LV_3891-1_1_3_line_45 | NAYY 4x150 SE | 42 | 44 | 0.11286 | 0.208 | 0.08 | 261 | 0 | 0.27 | 1 | 1 | cs | TRUE
46 | LV_3891-1_1_3_line_46 | NAYY 4x150 SE | 43 | 134 | 0.12048 | 0.208 | 0.08 | 261 | 0 | 0.27 | 1 | 1 | cs | TRUE
47 | LV_3891-1_1_3_line_47 | NAYY 4x150 SE | 44 | 156 | 0.036457 | 0.208 | 0.08 | 261 | 0 | 0.27 | 1 | 1 | cs | TRUE
48 | LV_3891-1_1_3_line_48 | NAYY 4x150 SE | 45 | 46 | 0.15366 | 0.208 | 0.08 | 261 | 0 | 0.27 | 1 | 1 | cs | TRUE
49 | LV_3891-1_1_3_line_49 | NAYY 4x150 SE | 45 | 47 | 0.047472 | 0.208 | 0.08 | 261 | 0 | 0.27 | 1 | 1 | cs | TRUE
50 | LV_3891-1_1_3_line_50 | NAYY 4x150 SE | 46 | 48 | 0.018939 | 0.208 | 0.08 | 261 | 0 | 0.27 | 1 | 1 | cs | TRUE
51 | LV_3891-1_1_3_line_51 | NAYY 4x150 SE | 47 | 49 | 0.080529 | 0.208 | 0.08 | 261 | 0 | 0.27 | 1 | 1 | cs | TRUE
52 | LV_3891-1_1_3_line_52 | NAYY 4x150 SE | 48 | 50 | 0.00024757 | 0.208 | 0.08 | 261 | 0 | 0.27 | 1 | 1 | cs | TRUE
53 | LV_3891-1_1_3_line_53 | NAYY 4x150 SE | 49 | 51 | 0.025103 | 0.208 | 0.08 | 261 | 0 | 0.27 | 1 | 1 | cs | TRUE
54 | LV_3891-1_1_3_line_54 | NAYY 4x150 SE | 50 | 55 | 0.017935 | 0.208 | 0.08 | 261 | 0 | 0.27 | 1 | 1 | cs | TRUE
55 | LV_3891-1_1_3_line_55 | NAYY 4x150 SE | 51 | 56 | 0.009636 | 0.208 | 0.08 | 261 | 0 | 0.27 | 1 | 1 | cs | TRUE
56 | LV_3891-1_1_3_line_56 | NAYY 4x150 SE | 52 | 53 | 0.053494 | 0.208 | 0.08 | 261 | 0 | 0.27 | 1 | 1 | cs | TRUE
57 | LV_3891-1_1_3_line_57 | NAYY 4x150 SE | 52 | 54 | 0.14398 | 0.208 | 0.08 | 261 | 0 | 0.27 | 1 | 1 | cs | TRUE
58 | LV_3891-1_1_3_line_58 | NAYY 4x150 SE | 54 | 102 | 0.05473 | 0.208 | 0.08 | 261 | 0 | 0.27 | 1 | 1 | cs | TRUE
59 | LV_3891-1_1_3_line_59 | NAYY 4x150 SE | 55 | 60 | 0.030491 | 0.208 | 0.08 | 261 | 0 | 0.27 | 1 | 1 | cs | TRUE
60 | LV_3891-1_1_3_line_60 | NAYY 4x150 SE | 56 | 58 | 0.029749 | 0.208 | 0.08 | 261 | 0 | 0.27 | 1 | 1 | cs | TRUE
61 | LV_3891-1_1_3_line_61 | NAYY 4x150 SE | 57 | 58 | 0.0083723 | 0.208 | 0.08 | 261 | 0 | 0.27 | 1 | 1 | cs | TRUE
62 | LV_3891-1_1_3_line_62 | NAYY 4x150 SE | 59 | 60 | 0.018638 | 0.208 | 0.08 | 261 | 0 | 0.27 | 1 | 1 | cs | TRUE
63 | LV_3891-1_1_3_line_63 | NAYY 4x150 SE | 59 | 61 | 0.25632 | 0.208 | 0.08 | 261 | 0 | 0.27 | 1 | 1 | cs | TRUE
64 | LV_3891-1_1_3_line_64 | NAYY 4x150 SE | 61 | 62 | 0.011841 | 0.208 | 0.08 | 261 | 0 | 0.27 | 1 | 1 | cs | TRUE
65 | LV_3891-1_1_3_line_65 | NAYY 4x150 SE | 61 | 63 | 0.30322 | 0.208 | 0.08 | 261 | 0 | 0.27 | 1 | 1 | cs | TRUE
66 | LV_3891-1_1_3_line_66 | NAYY 4x150 SE | 61 | 64 | 0.47876 | 0.208 | 0.08 | 261 | 0 | 0.27 | 1 | 1 | cs | TRUE
67 | LV_3891-1_1_3_line_67 | NAYY 4x150 SE | 62 | 65 | 0.24477 | 0.208 | 0.08 | 261 | 0 | 0.27 | 1 | 1 | cs | TRUE
68 | LV_3891-1_1_3_line_68 | NAYY 4x150 SE | 63 | 66 | 0.047552 | 0.208 | 0.08 | 261 | 0 | 0.27 | 1 | 1 | cs | TRUE
69 | LV_3891-1_1_3_line_69 | NAYY 4x150 SE | 65 | 67 | 0.023594 | 0.208 | 0.08 | 261 | 0 | 0.27 | 1 | 1 | cs | TRUE
70 | LV_3891-1_1_3_line_70 | NAYY 4x150 SE | 66 | 68 | 0.019028 | 0.208 | 0.08 | 261 | 0 | 0.27 | 1 | 1 | cs | TRUE
71 | LV_3891-1_1_3_line_71 | NAYY 4x150 SE | 66 | 69 | 0.017335 | 0.208 | 0.08 | 261 | 0 | 0.27 | 1 | 1 | cs | TRUE
72 | LV_3891-1_1_3_line_72 | NAYY 4x150 SE | 67 | 73 | 0.0052369 | 0.208 | 0.08 | 261 | 0 | 0.27 | 1 | 1 | cs | TRUE
73 | LV_3891-1_1_3_line_73 | NAYY 4x150 SE | 67 | 70 | 0.033873 | 0.208 | 0.08 | 261 | 0 | 0.27 | 1 | 1 | cs | TRUE
74 | LV_3891-1_1_3_line_74 | NAYY 4x150 SE | 69 | 76 | 0.017192 | 0.208 | 0.08 | 261 | 0 | 0.27 | 1 | 1 | cs | TRUE
75 | LV_3891-1_1_3_line_75 | NAYY 4x150 SE | 70 | 71 | 0.067739 | 0.208 | 0.08 | 261 | 0 | 0.27 | 1 | 1 | cs | TRUE
76 | LV_3891-1_1_3_line_76 | NAYY 4x150 SE | 71 | 72 | 0.14184 | 0.208 | 0.08 | 261 | 0 | 0.27 | 1 | 1 | cs | TRUE
77 | LV_3891-1_1_3_line_77 | NAYY 4x150 SE | 72 | 74 | 0.013782 | 0.208 | 0.08 | 261 | 0 | 0.27 | 1 | 1 | cs | TRUE
78 | LV_3891-1_1_3_line_78 | NAYY 4x150 SE | 74 | 75 | 0.24844 | 0.208 | 0.08 | 261 | 0 | 0.27 | 1 | 1 | cs | TRUE
79 | LV_3891-1_1_3_line_79 | NAYY 4x150 SE | 75 | 78 | 0.01313 | 0.208 | 0.08 | 261 | 0 | 0.27 | 1 | 1 | cs | TRUE
80 | LV_3891-1_1_3_line_80 | NAYY 4x150 SE | 76 | 77 | 0.012405 | 0.208 | 0.08 | 261 | 0 | 0.27 | 1 | 1 | cs | TRUE
81 | LV_3891-1_1_3_line_81 | NAYY 4x150 SE | 78 | 79 | 0.2169 | 0.208 | 0.08 | 261 | 0 | 0.27 | 1 | 1 | cs | TRUE
82 | LV_3891-1_1_3_line_82 | NAYY 4x150 SE | 78 | 80 | 0.15847 | 0.208 | 0.08 | 261 | 0 | 0.27 | 1 | 1 | cs | TRUE
83 | LV_3891-1_1_3_line_83 | NAYY 4x150 SE | 79 | 81 | 0.067546 | 0.208 | 0.08 | 261 | 0 | 0.27 | 1 | 1 | cs | TRUE
84 | LV_3891-1_1_3_line_84 | NAYY 4x150 SE | 80 | 82 | 0.21093 | 0.208 | 0.08 | 261 | 0 | 0.27 | 1 | 1 | cs | TRUE
85 | LV_3891-1_1_3_line_85 | NAYY 4x150 SE | 81 | 87 | 0.11241 | 0.208 | 0.08 | 261 | 0 | 0.27 | 1 | 1 | cs | TRUE
86 | LV_3891-1_1_3_line_86 | NAYY 4x150 SE | 82 | 83 | 0.11015 | 0.208 | 0.08 | 261 | 0 | 0.27 | 1 | 1 | cs | TRUE
87 | LV_3891-1_1_3_line_87 | NAYY 4x150 SE | 82 | 84 | 0.10554 | 0.208 | 0.08 | 261 | 0 | 0.27 | 1 | 1 | cs | TRUE
88 | LV_3891-1_1_3_line_88 | NAYY 4x150 SE | 84 | 85 | 0.0058192 | 0.208 | 0.08 | 261 | 0 | 0.27 | 1 | 1 | cs | TRUE
89 | LV_3891-1_1_3_line_89 | NAYY 4x150 SE | 85 | 86 | 0.02837 | 0.208 | 0.08 | 261 | 0 | 0.27 | 1 | 1 | cs | TRUE
90 | LV_3891-1_1_3_line_90 | NAYY 4x150 SE | 86 | 115 | 0.0096343 | 0.208 | 0.08 | 261 | 0 | 0.27 | 1 | 1 | cs | TRUE
91 | LV_3891-1_1_3_line_91 | NAYY 4x150 SE | 86 | 114 | 0.055547 | 0.208 | 0.08 | 261 | 0 | 0.27 | 1 | 1 | cs | TRUE
92 | LV_3891-1_1_3_line_92 | NAYY 4x150 SE | 87 | 125 | 0.18277 | 0.208 | 0.08 | 261 | 0 | 0.27 | 1 | 1 | cs | TRUE
93 | LV_3891-1_1_3_line_93 | NAYY 4x150 SE | 88 | 89 | 0.0044345 | 0.208 | 0.08 | 261 | 0 | 0.27 | 1 | 1 | cs | TRUE
94 | LV_3891-1_1_3_line_94 | NAYY 4x150 SE | 88 | 90 | 0.13639 | 0.208 | 0.08 | 261 | 0 | 0.27 | 1 | 1 | cs | TRUE
95 | LV_3891-1_1_3_line_95 | NAYY 4x150 SE | 89 | 91 | 0.085984 | 0.208 | 0.08 | 261 | 0 | 0.27 | 1 | 1 | cs | TRUE
96 | LV_3891-1_1_3_line_96 | NAYY 4x150 SE | 90 | 92 | 0.0029467 | 0.208 | 0.08 | 261 | 0 | 0.27 | 1 | 1 | cs | TRUE
97 | LV_3891-1_1_3_line_97 | NAYY 4x150 SE | 91 | 93 | 0.042624 | 0.208 | 0.08 | 261 | 0 | 0.27 | 1 | 1 | cs | TRUE
98 | LV_3891-1_1_3_line_98 | NAYY 4x150 SE | 93 | 94 | 0.12811 | 0.208 | 0.08 | 261 | 0 | 0.27 | 1 | 1 | cs | TRUE
99 | LV_3891-1_1_3_line_99 | NAYY 4x150 SE | 94 | 97 | 0.061408 | 0.208 | 0.08 | 261 | 0 | 0.27 | 1 | 1 | cs | TRUE
100 | LV_3891-1_1_3_line_100 | NAYY 4x150 SE | 95 | 96 | 0.068264 | 0.208 | 0.08 | 261 | 0 | 0.27 | 1 | 1 | cs | TRUE
101 | LV_3891-1_1_3_line_101 | NAYY 4x150 SE | 95 | 97 | 0.0033684 | 0.208 | 0.08 | 261 | 0 | 0.27 | 1 | 1 | cs | TRUE
102 | LV_3891-1_1_3_line_102 | NAYY 4x150 SE | 96 | 98 | 0.0132 | 0.208 | 0.08 | 261 | 0 | 0.27 | 1 | 1 | cs | TRUE
103 | LV_3891-1_1_3_line_103 | NAYY 4x150 SE | 97 | 99 | 0.081606 | 0.208 | 0.08 | 261 | 0 | 0.27 | 1 | 1 | cs | TRUE
104 | LV_3891-1_1_3_line_104 | NAYY 4x150 SE | 99 | 100 | 0.018742 | 0.208 | 0.08 | 261 | 0 | 0.27 | 1 | 1 | cs | TRUE
105 | LV_3891-1_1_3_line_105 | NAYY 4x150 SE | 100 | 101 | 0.017595 | 0.208 | 0.08 | 261 | 0 | 0.27 | 1 | 1 | cs | TRUE
106 | LV_3891-1_1_3_line_106 | NAYY 4x150 SE | 100 | 102 | 0.048414 | 0.208 | 0.08 | 261 | 0 | 0.27 | 1 | 1 | cs | TRUE
107 | LV_3891-1_1_3_line_107 | NAYY 4x150 SE | 102 | 110 | 0.018797 | 0.208 | 0.08 | 261 | 0 | 0.27 | 1 | 1 | cs | TRUE
108 | LV_3891-1_1_3_line_108 | NAYY 4x150 SE | 102 | 113 | 0.03466 | 0.208 | 0.08 | 261 | 0 | 0.27 | 1 | 1 | cs | TRUE
109 | LV_3891-1_1_3_line_109 | NAYY 4x150 SE | 103 | 104 | 0.0011563 | 0.208 | 0.08 | 261 | 0 | 0.27 | 1 | 1 | cs | TRUE
110 | LV_3891-1_1_3_line_110 | NAYY 4x150 SE | 103 | 105 | 0.028979 | 0.208 | 0.08 | 261 | 0 | 0.27 | 1 | 1 | cs | TRUE
111 | LV_3891-1_1_3_line_111 | NAYY 4x150 SE | 104 | 106 | 0.017864 | 0.208 | 0.08 | 261 | 0 | 0.27 | 1 | 1 | cs | TRUE
112 | LV_3891-1_1_3_line_112 | NAYY 4x150 SE | 105 | 107 | 0.039048 | 0.208 | 0.08 | 261 | 0 | 0.27 | 1 | 1 | cs | TRUE
113 | LV_3891-1_1_3_line_113 | NAYY 4x150 SE | 106 | 108 | 0.021709 | 0.208 | 0.08 | 261 | 0 | 0.27 | 1 | 1 | cs | TRUE
114 | LV_3891-1_1_3_line_114 | NAYY 4x150 SE | 107 | 109 | 0.05011 | 0.208 | 0.08 | 261 | 0 | 0.27 | 1 | 1 | cs | TRUE
115 | LV_3891-1_1_3_line_115 | NAYY 4x150 SE | 108 | 112 | 0.013588 | 0.208 | 0.08 | 261 | 0 | 0.27 | 1 | 1 | cs | TRUE
116 | LV_3891-1_1_3_line_116 | NAYY 4x150 SE | 108 | 113 | 0.032869 | 0.208 | 0.08 | 261 | 0 | 0.27 | 1 | 1 | cs | TRUE
117 | LV_3891-1_1_3_line_117 | NAYY 4x150 SE | 109 | 114 | 0.1348 | 0.208 | 0.08 | 261 | 0 | 0.27 | 1 | 1 | cs | TRUE
118 | LV_3891-1_1_3_line_118 | NAYY 4x150 SE | 110 | 111 | 0.055995 | 0.208 | 0.08 | 261 | 0 | 0.27 | 1 | 1 | cs | TRUE
119 | LV_3891-1_1_3_line_119 | NAYY 4x150 SE | 112 | 117 | 0.01099 | 0.208 | 0.08 | 261 | 0 | 0.27 | 1 | 1 | cs | TRUE
120 | LV_3891-1_1_3_line_120 | NAYY 4x150 SE | 115 | 116 | 0.0061461 | 0.208 | 0.08 | 261 | 0 | 0.27 | 1 | 1 | cs | TRUE
121 | LV_3891-1_1_3_line_121 | NAYY 4x150 SE | 117 | 118 | 0.0094241 | 0.208 | 0.08 | 261 | 0 | 0.27 | 1 | 1 | cs | TRUE
122 | LV_3891-1_1_3_line_122 | NAYY 4x150 SE | 118 | 119 | 0.33711 | 0.208 | 0.08 | 261 | 0 | 0.27 | 1 | 1 | cs | TRUE
123 | LV_3891-1_1_3_line_123 | NAYY 4x150 SE | 119 | 120 | 0.058782 | 0.208 | 0.08 | 261 | 0 | 0.27 | 1 | 1 | cs | TRUE
124 | LV_3891-1_1_3_line_124 | NAYY 4x150 SE | 119 | 121 | 0.14714 | 0.208 | 0.08 | 261 | 0 | 0.27 | 1 | 1 | cs | TRUE
125 | LV_3891-1_1_3_line_125 | NAYY 4x150 SE | 120 | 122 | 0.064438 | 0.208 | 0.08 | 261 | 0 | 0.27 | 1 | 1 | cs | TRUE
126 | LV_3891-1_1_3_line_126 | NAYY 4x150 SE | 121 | 123 | 0.0023558 | 0.208 | 0.08 | 261 | 0 | 0.27 | 1 | 1 | cs | TRUE
127 | LV_3891-1_1_3_line_127 | NAYY 4x150 SE | 123 | 124 | 0.01105 | 0.208 | 0.08 | 261 | 0 | 0.27 | 1 | 1 | cs | TRUE
128 | LV_3891-1_1_3_line_128 | NAYY 4x150 SE | 125 | 126 | 0.016552 | 0.208 | 0.08 | 261 | 0 | 0.27 | 1 | 1 | cs | TRUE
129 | LV_3891-1_1_3_line_129 | NAYY 4x150 SE | 126 | 127 | 0.22299 | 0.208 | 0.08 | 261 | 0 | 0.27 | 1 | 1 | cs | TRUE
130 | LV_3891-1_1_3_line_130 | NAYY 4x150 SE | 127 | 128 | 0.14802 | 0.208 | 0.08 | 261 | 0 | 0.27 | 1 | 1 | cs | TRUE
131 | LV_3891-1_1_3_line_131 | NAYY 4x150 SE | 128 | 138 | 0.11052 | 0.208 | 0.08 | 261 | 0 | 0.27 | 1 | 1 | cs | TRUE
132 | LV_3891-1_1_3_line_132 | NAYY 4x150 SE | 128 | 132 | 0.01551 | 0.208 | 0.08 | 261 | 0 | 0.27 | 1 | 1 | cs | TRUE
133 | LV_3891-1_1_3_line_133 | NAYY 4x150 SE | 129 | 130 | 0.19009 | 0.208 | 0.08 | 261 | 0 | 0.27 | 1 | 1 | cs | TRUE
134 | LV_3891-1_1_3_line_134 | NAYY 4x150 SE | 129 | 131 | 0.11347 | 0.208 | 0.08 | 261 | 0 | 0.27 | 1 | 1 | cs | TRUE
135 | LV_3891-1_1_3_line_135 | NAYY 4x150 SE | 130 | 132 | 0.079236 | 0.208 | 0.08 | 261 | 0 | 0.27 | 1 | 1 | cs | TRUE
136 | LV_3891-1_1_3_line_136 | NAYY 4x150 SE | 131 | 133 | 0.007525 | 0.208 | 0.08 | 261 | 0 | 0.27 | 1 | 1 | cs | TRUE
137 | LV_3891-1_1_3_line_137 | NAYY 4x150 SE | 131 | 134 | 0.17115 | 0.208 | 0.08 | 261 | 0 | 0.27 | 1 | 1 | cs | TRUE
138 | LV_3891-1_1_3_line_138 | NAYY 4x150 SE | 133 | 135 | 0.20218 | 0.208 | 0.08 | 261 | 0 | 0.27 | 1 | 1 | cs | TRUE
139 | LV_3891-1_1_3_line_139 | NAYY 4x150 SE | 133 | 136 | 0.08739 | 0.208 | 0.08 | 261 | 0 | 0.27 | 1 | 1 | cs | TRUE
140 | LV_3891-1_1_3_line_140 | NAYY 4x150 SE | 134 | 137 | 0.011269 | 0.208 | 0.08 | 261 | 0 | 0.27 | 1 | 1 | cs | TRUE
141 | LV_3891-1_1_3_line_141 | NAYY 4x150 SE | 135 | 139 | 0.0063881 | 0.208 | 0.08 | 261 | 0 | 0.27 | 1 | 1 | cs | TRUE
142 | LV_3891-1_1_3_line_142 | NAYY 4x150 SE | 136 | 140 | 0.0079686 | 0.208 | 0.08 | 261 | 0 | 0.27 | 1 | 1 | cs | TRUE
143 | LV_3891-1_1_3_line_143 | NAYY 4x150 SE | 137 | 141 | 0.041089 | 0.208 | 0.08 | 261 | 0 | 0.27 | 1 | 1 | cs | TRUE
144 | LV_3891-1_1_3_line_144 | NAYY 4x150 SE | 138 | 161 | 0.056063 | 0.208 | 0.08 | 261 | 0 | 0.27 | 1 | 1 | cs | TRUE
145 | LV_3891-1_1_3_line_145 | NAYY 4x150 SE | 139 | 142 | 0.057595 | 0.208 | 0.08 | 261 | 0 | 0.27 | 1 | 1 | cs | TRUE
146 | LV_3891-1_1_3_line_146 | NAYY 4x150 SE | 142 | 143 | 0.17664 | 0.208 | 0.08 | 261 | 0 | 0.27 | 1 | 1 | cs | TRUE
147 | LV_3891-1_1_3_line_147 | NAYY 4x150 SE | 142 | 144 | 0.022138 | 0.208 | 0.08 | 261 | 0 | 0.27 | 1 | 1 | cs | TRUE
148 | LV_3891-1_1_3_line_148 | NAYY 4x150 SE | 143 | 145 | 0.022673 | 0.208 | 0.08 | 261 | 0 | 0.27 | 1 | 1 | cs | TRUE
149 | LV_3891-1_1_3_line_149 | NAYY 4x150 SE | 144 | 146 | 0.059653 | 0.208 | 0.08 | 261 | 0 | 0.27 | 1 | 1 | cs | TRUE
150 | LV_3891-1_1_3_line_150 | NAYY 4x150 SE | 145 | 163 | 0.20018 | 0.208 | 0.08 | 261 | 0 | 0.27 | 1 | 1 | cs | TRUE
151 | LV_3891-1_1_3_line_151 | NAYY 4x150 SE | 148 | 149 | 0.021864 | 0.208 | 0.08 | 261 | 0 | 0.27 | 1 | 1 | cs | TRUE
152 | LV_3891-1_1_3_line_152 | NAYY 4x150 SE | 149 | 150 | 0.33974 | 0.208 | 0.08 | 261 | 0 | 0.27 | 1 | 1 | cs | TRUE
153 | LV_3891-1_1_3_line_153 | NAYY 4x150 SE | 150 | 154 | 0.049017 | 0.208 | 0.08 | 261 | 0 | 0.27 | 1 | 1 | cs | TRUE
154 | LV_3891-1_1_3_line_154 | NAYY 4x150 SE | 150 | 151 | 0.1687 | 0.208 | 0.08 | 261 | 0 | 0.27 | 1 | 1 | cs | TRUE
155 | LV_3891-1_1_3_line_155 | NAYY 4x150 SE | 151 | 152 | 0.0014908 | 0.208 | 0.08 | 261 | 0 | 0.27 | 1 | 1 | cs | TRUE
156 | LV_3891-1_1_3_line_156 | NAYY 4x150 SE | 152 | 153 | 0.048275 | 0.208 | 0.08 | 261 | 0 | 0.27 | 1 | 1 | cs | TRUE
157 | LV_3891-1_1_3_line_157 | NAYY 4x150 SE | 154 | 155 | 0.10159 | 0.208 | 0.08 | 261 | 0 | 0.27 | 1 | 1 | cs | TRUE
158 | LV_3891-1_1_3_line_158 | NAYY 4x150 SE | 154 | 156 | 0.26947 | 0.208 | 0.08 | 261 | 0 | 0.27 | 1 | 1 | cs | TRUE
159 | LV_3891-1_1_3_line_159 | NAYY 4x150 SE | 155 | 157 | 0.044728 | 0.208 | 0.08 | 261 | 0 | 0.27 | 1 | 1 | cs | TRUE
160 | LV_3891-1_1_3_line_160 | NAYY 4x150 SE | 155 | 158 | 0.26583 | 0.208 | 0.08 | 261 | 0 | 0.27 | 1 | 1 | cs | TRUE
161 | LV_3891-1_1_3_line_161 | NAYY 4x150 SE | 157 | 159 | 0.014934 | 0.208 | 0.08 | 261 | 0 | 0.27 | 1 | 1 | cs | TRUE
162 | LV_3891-1_1_3_line_162 | NAYY 4x150 SE | 158 | 160 | 0.051449 | 0.208 | 0.08 | 261 | 0 | 0.27 | 1 | 1 | cs | TRUE
163 | LV_3891-1_1_3_line_163 | NAYY 4x150 SE | 159 | 162 | 0.0047242 | 0.208 | 0.08 | 261 | 0 | 0.27 | 1 | 1 | cs | TRUE
164 | LV_3891-1_1_3_line_164 | NAYY 4x150 SE | 163 | 164 | 0.071784 | 0.208 | 0.08 | 261 | 0 | 0.27 | 1 | 1 | cs | TRUE
165 | LV_3891-1_1_3_line_165 | NAYY 4x150 SE | 163 | 165 | 0.12019 | 0.208 | 0.08 | 261 | 0 | 0.27 | 1 | 1 | cs | TRUE
166 | LV_3891-1_1_3_line_166 | NAYY 4x150 SE | 165 | 166 | 0.010017 | 0.208 | 0.08 | 261 | 0 | 0.27 | 1 | 1 | cs | TRUE
167 | LV_3891-1_1_3_line_167 | NAYY 4x150 SE | 166 | 167 | 0.076839 | 0.208 | 0.08 | 261 | 0 | 0.27 | 1 | 1 | cs | TRUE
168 | LV_3891-1_1_3_line_168 | NAYY 4x150 SE | 167 | 168 | 0.10312 | 0.208 | 0.08 | 261 | 0 | 0.27 | 1 | 1 | cs | TRUE
169 | LV_3891-1_1_3_line_169 | NAYY 4x150 SE | 169 | 170 | 0.031046 | 0.208 | 0.08 | 261 | 0 | 0.27 | 1 | 1 | cs | TRUE

## trafo
| name | std_type | hv_bus | lv_bus | sn_mva | vn_hv_kv | vn_lv_kv | vk_percent | vkr_percent | pfe_kw | i0_percent | shift_degree | tap_side | tap_neutral | tap_min | tap_max | tap_step_percent | tap_step_degree | tap_pos | tap_phase_shifter | parallel | df | in_service
0 | LV_3891-1_1_3_trafo_77 | 0.25 MVA 20/0.4 kV | 171 | 78 | 0.25 | 20 | 0.4 | 6 | 1.44 | 0.8 | 0.32 | 150 | hv | 0 | -2 | 2 | 2.5 | 0 | 0 | FALSE | 1 | 1 | TRUE

## line_geodata
| x0 | y0 | x1 | y1 | x2 | y2 | x3 | y3 | x4 | y4 | x5 | y5 | x6 | y6 | x7 | y7 | x8 | y8 | x9 | y9 | x10 | y10 | x11 | y11 | x12 | y12 | x13 | y13 | x14 | y14 | x15 | y15 | x16 | y16 | x17 | y17 | x18 | y18 | x19 | y19 | x20 | y20 | x21 | y21 | x22 | y22 | x23 | y23 | x24 | y24 | x25 | y25 | x26 | y26 | x27 | y27 | x28 | y28 | x29 | y29 | x30 | y30 | x31 | y31 | x32 | y32 | x33 | y33 | x34 | y34 | x35 | y35 | x36 | y36 | x37 | y37 | x38 | y38 | x39 | y39 | x40 | y40 | x41 | y41 | x42 | y42
0 | 2780000.4469 | 1202940.772 | 2780007.5054 | 1202929.4513 | 2780017.1937 | 1202917.2978 | 2780021.8745 | 1202912.0892 | 2780025.5066 | 1202908.8288 | 2780034.2714 | 1202903.0538 | 2780040.9011 | 1202898.8828 | 2780046.0292 | 1202894.7554 | 2780059.8598 | 1202882.1264 | 2780064.1669 | 1202876.9399 | 2780067.5417 | 1202871.8588 | 2780069.0927 | 1202866.6449 | 2780069.7834 | 1202859.9034 | 2780069.3883 | 1202854.3193 | 2780067.4663 | 1202848.3555 | 2780064.5033 | 1202841.8042 | 2780055.6064 | 1202828.9789 | 2780052.9375 | 1202823.2817 | 2780052.3029 | 1202819.3253 | 2780052.6615 | 1202815.2654 | 2780053.4264 | 1202812.0319
1 | 2780070.5018 | 1202718.1958 | 2780069.6387 | 1202723.0746 | 2780067.6877 | 1202729.1774 | 2780065.6249 | 1202734.4427 | 2780064.2185 | 1202737.8926 | 2780062.7046 | 1202741.1169 | 2780060.4042 | 1202744.6622 | 2780057.7974 | 1202748.5207 | 2780056.7965 | 1202752.1609 | 2780055.9525 | 1202757.4184 | 2780055.4971 | 1202763.6776 | 2780055.9845 | 1202772.0116 | 2780057.393 | 1202782.6312 | 2780057.8927 | 1202790.5542 | 2780057.7314 | 1202794.3864 | 2780056.9441 | 1202798.2665 | 2780054.7826 | 1202806.2982 | 2780053.4264 | 1202812.0319
2 | 2780000.4469 | 1202940.772 | 2779951.2357 | 1202966.7265 | 2779913.5507 | 1202958.9728 | 2779899.6799 | 1202947.6883 | 2779887.2195 | 1202951.4143
3 | 2780070.5018 | 1202718.1958 | 2780055.6427 | 1202693.2722
4 | 2779869.5766 | 1202947.8822 | 2779881.0284 | 1202953.2656 | 2779887.2195 | 1202951.4143
5 | 2780053.8217 | 1202633.8985 | 2780047.125 | 1202643.5618 | 2780045.8219 | 1202667.3239 | 2780054.0533 | 1202690.6061 | 2780055.6427 | 1202693.2722
6 | 2779869.5766 | 1202947.8822 | 2779867.9146 | 1202956.0291 | 2779866.7991 | 1202964.9933 | 2779866.298 | 1202973.7869 | 2779866.4152 | 1202982.7882 | 2779867.3677 | 1202991.6145 | 2779867.6606 | 1202992.9665
7 | 2779875.7834 | 1202928.1718 | 2779869.5766 | 1202947.8822
8 | 2780053.8217 | 1202633.8985 | 2780066.294 | 1202654.1945 | 2780071.9826 | 1202667.3456 | 2780081.1573 | 1202677.5322 | 2780090.4666 | 1202680.4824 | 2780100.3162 | 1202691.5235 | 2780119.5919 | 1202705.93 | 2780132.4459 | 1202717.351 | 2780139.5804 | 1202718.9232
9 | 2779875.7834 | 1202928.1718 | 2779882.5457 | 1202904.2616
10 | 2779875.7834 | 1202928.1718 | 2779886.7979 | 1202928.8596 | 2779889.8119 | 1202928.4166 | 2779892.6463 | 1202926.8559 | 2779895.0711 | 1202924.8354
11 | 2780139.5804 | 1202718.9232 | 2780145.7795 | 1202729.5318 | 2780147.6509 | 1202734.9046 | 2780148.401 | 1202740.3326 | 2780147.7021 | 1202746.3286 | 2780141.7696 | 1202762.4657
12 | 2780139.5804 | 1202718.9232 | 2780135.2247 | 1202704.0105 | 2780132.7244 | 1202693.736 | 2780132.4054 | 1202689.9301
13 | 2779944.6333 | 1202793.3791 | 2779944.7426 | 1202791.8132 | 2779944.386 | 1202787.2202 | 2779942.9696 | 1202782.9177 | 2779941.5391 | 1202778.5814 | 2779938.2593 | 1202768.6395 | 2779937.4598 | 1202763.8329 | 2779937.8884 | 1202760.7316 | 2779939.1846 | 1202758.9133 | 2779941.1383 | 1202757.771 | 2779943.7084 | 1202757.4036 | 2779946.0364 | 1202758.2412 | 2779948.9726 | 1202759.8757 | 2779952.1148 | 1202762.0057 | 2779956.369 | 1202766.1491 | 2779959.5498 | 1202770.0265 | 2779963.4972 | 1202774.7501 | 2779966.9343 | 1202777.9568 | 2779970.5242 | 1202778.8769
14 | 2779920.7231 | 1202837.0222 | 2779921.7929 | 1202834.3531 | 2779926.4773 | 1202825.7412 | 2779938.4685 | 1202808.9412 | 2779942.6978 | 1202802.0395 | 2779944.4073 | 1202796.619 | 2779944.6333 | 1202793.3791
15 | 2779968.9675 | 1202759.3434 | 2779975.4345 | 1202762.7756 | 2779977.8208 | 1202767.2408 | 2779977.6956 | 1202770.1287 | 2779976.9811 | 1202773.366 | 2779975.3688 | 1202776.5761 | 2779972.9881 | 1202778.2394 | 2779970.5242 | 1202778.8769 | 2779970.5242 | 1202778.8769
16 | 2779907.2489 | 1202866.0408 | 2779909.2586 | 1202862.6036 | 2779916.1023 | 1202848.5514 | 2779920.7231 | 1202837.0222
17 | 2779968.9675 | 1202759.3434 | 2779966.7691 | 1202758.1767 | 2779962.0352 | 1202754.7863 | 2779958.093 | 1202750.3965 | 2779956.6175 | 1202746.793 | 2779956.1839 | 1202743.7436 | 2779956.6535 | 1202740.7992 | 2779967.7154 | 1202715.1737 | 2779973.4996 | 1202715.3036 | 2779976.9654 | 1202719.0784
18 | 2779907.2489 | 1202866.0408 | 2779903.437 | 1202872.5604 | 2779901.1326 | 1202875.8369
19 | 2779884.7056 | 1202889.6244 | 2779891.0698 | 1202886.6798 | 2779896.4588 | 1202882.4823 | 2779901.1326 | 1202875.8369
20 | 2779884.7056 | 1202889.6244 | 2779884.5065 | 1202895.7245 | 2779883.6682 | 1202900.2927 | 2779882.5457 | 1202904.2616
21 | 2779871.4167 | 1202868.6258 | 2779875.9714 | 1202872.6558 | 2779879.9566 | 1202877.8921 | 2779882.8044 | 1202883.2164 | 2779884.7056 | 1202889.6244
22 | 2779829.0231 | 1202710.342 | 2779827.1954 | 1202713.5896
23 | 2779835.0393 | 1202699.6524 | 2779829.0231 | 1202710.342
24 | 2779807.0563 | 1202881.7348 | 2779813.7505 | 1202876.4311 | 2779816.3351 | 1202872.0378 | 2779816.9177 | 1202866.3497 | 2779816.9821 | 1202857.3872 | 2779813.2592 | 1202845.4634 | 2779813.3878 | 1202841.1964 | 2779814.4256 | 1202826.9691 | 2779812.7538 | 1202801.0598 | 2779815.1947 | 1202794.6158 | 2779819.118 | 1202779.6635 | 2779821.6473 | 1202763.4569 | 2779822.38 | 1202745.9617 | 2779821.8998 | 1202741.6763 | 2779818.1112 | 1202738.5036 | 2779816.3571 | 1202735.8037 | 2779817.3122 | 1202731.15 | 2779827.1954 | 1202713.5896
25 | 2779835.0393 | 1202699.6524 | 2779830.9251 | 1202696.6701 | 2779812.216 | 1202686.1855 | 2779803.4299 | 1202679.7703 | 2779795.725 | 1202672.0975
26 | 2779871.4167 | 1202868.6258 | 2779859.3126 | 1202859.8638 | 2779855.9933 | 1202857.2947 | 2779852.7625 | 1202854.3167 | 2779850.8702 | 1202851.6571 | 2779849.6959 | 1202849.4307 | 2779848.968 | 1202846.7951 | 2779848.6842 | 1202843.828 | 2779853.3498 | 1202740.0435 | 2779853.0998 | 1202727.8684 | 2779851.8695 | 1202721.9366 | 2779849.058 | 1202714.9006 | 2779844.6636 | 1202708.0726 | 2779838.8406 | 1202702.4029 | 2779835.0393 | 1202699.6524
27 | 2779793.3941 | 1202668.0771 | 2779795.725 | 1202672.0975
28 | 2779871.4167 | 1202868.6258 | 2779873.2213 | 1202866.111 | 2779881.3078 | 1202832.2987 | 2779882.4558 | 1202823.013 | 2779883.044 | 1202813.0986 | 2779882.7278 | 1202765.72 | 2779886.5568 | 1202713.2167 | 2779886.7301 | 1202681.4854
29 | 2779791.2826 | 1202664.3593 | 2779791.3738 | 1202664.5925 | 2779793.3941 | 1202668.0771
30 | 2779774.7212 | 1202555.7282 | 2779782.0548 | 1202577.5037 | 2779784.4581 | 1202586.9743 | 2779785.8042 | 1202595.6345 | 2779786.1784 | 1202606.2229 | 2779785.6585 | 1202636.1257 | 2779786.321 | 1202647.2567 | 2779788.0925 | 1202656.2077 | 2779791.2826 | 1202664.3593
31 | 2779774.7212 | 1202555.7282 | 2779771.2272 | 1202554.6554 | 2779768.8224 | 1202552.314 | 2779767.8844 | 1202549.572 | 2779768.3212 | 1202544.6803 | 2779771.6586 | 1202530.4666 | 2779774.7119 | 1202520.1261 | 2779776.0204 | 1202513.3476 | 2779776.3451 | 1202506.3616 | 2779775.7244 | 1202502.439 | 2779774.593 | 1202499.2908 | 2779772.1017 | 1202495.5232 | 2779769.0644 | 1202492.1841 | 2779753.4996 | 1202480.4486 | 2779732.8336 | 1202467.3918 | 2779729.3325 | 1202464.5281 | 2779726.7259 | 1202461.3021 | 2779724.7616 | 1202457.4837 | 2779723.617 | 1202453.0004 | 2779722.8 | 1202447.5037 | 2779722.3321 | 1202439.7709 | 2779720.9081 | 1202429.8961 | 2779717.2712 | 1202424.4591 | 2779713.8853 | 1202422.3218 | 2779708.9747 | 1202421.7513 | 2779705.0733 | 1202422.8239 | 2779702.5013 | 1202426.5391 | 2779700.6191 | 1202430.6199 | 2779700.1533 | 1202434.4541 | 2779701.2697 | 1202437.0903
32 | 2779774.7212 | 1202555.7282 | 2779774.3507 | 1202548.8102 | 2779775.3043 | 1202541.6763 | 2779780.3706 | 1202522.4097 | 2779782.7001 | 1202514.6054 | 2779783.294 | 1202507.7832 | 2779783.3116 | 1202501.889 | 2779781.7851 | 1202495.1698 | 2779779.0296 | 1202489.0475 | 2779774.422 | 1202483.7258 | 2779753.3044 | 1202463.9153 | 2779747.8876 | 1202457.6462 | 2779743.4749 | 1202450.1505 | 2779741.3817 | 1202444.037 | 2779740.6186 | 1202438.7755 | 2779740.8396 | 1202426.8815 | 2779740.365 | 1202420.383 | 2779738.8286 | 1202414.2419 | 2779736.9667 | 1202410.0595 | 2779731.9149 | 1202403.3009 | 2779717.9152 | 1202389.4105 | 2779703.759 | 1202372.1121 | 2779676.9607 | 1202334.7804 | 2779653.4561 | 1202278.8517 | 2779644.0764 | 1202251.6429
33 | 2779526.0835 | 1201904.7877 | 2779535.5798 | 1201949.1835 | 2779539.3173 | 1202007.0084 | 2779539.3084 | 1202069.859 | 2779571.8607 | 1202128.673 | 2779568.4553 | 1202160.3464 | 2779592.1678 | 1202187.1299 | 2779609.2209 | 1202217.7838 | 2779644.0764 | 1202251.6429
34 | 2780133.5725 | 1202668.1585 | 2780132.2442 | 1202671.2882 | 2780132.0552 | 1202677.2996 | 2780132.0132 | 1202685.2506 | 2780132.4054 | 1202689.9301
35 | 2780133.5725 | 1202668.1585 | 2780135.8029 | 1202665.9235 | 2780139.9832 | 1202664.6928 | 2780143.9148 | 1202664.8893 | 2780147.3061 | 1202666.0816 | 2780152.1651 | 1202669.3647 | 2780159.6175 | 1202676.8079 | 2780162.9946 | 1202681.7479 | 2780164.6409 | 1202685.746 | 2780165.6788 | 1202689.7145 | 2780166.3229 | 1202695.3729 | 2780169.9916 | 1202722.6995 | 2780172.5982 | 1202734.7456 | 2780183.9723 | 1202781.0567 | 2780186.8972 | 1202789.1196 | 2780190.2588 | 1202795.3271 | 2780193.2786 | 1202799.489 | 2780197.917 | 1202804.5228 | 2780217.3192 | 1202817.2428 | 2780220.8584 | 1202820.5973 | 2780223.6949 | 1202824.5201 | 2780226.4942 | 1202829.6763
36 | 2780226.4942 | 1202829.6763 | 2780231.8969 | 1202826.0468 | 2780234.1939 | 1202822.6127 | 2780235.1531 | 1202819.3495 | 2780234.9394 | 1202814.5717 | 2780233.1203 | 1202810.2458 | 2780228.5183 | 1202803.5003 | 2780225.7089 | 1202798.177 | 2780223.9974 | 1202792.0526 | 2780223.5388 | 1202785.0429 | 2780224.3607 | 1202774.7241 | 2780226.1259 | 1202760.1518 | 2780226.1331 | 1202756.3816 | 2780225.743 | 1202752.3993 | 2780222.0505 | 1202732.9352 | 2780221.3423 | 1202726.374 | 2780221.2241 | 1202717.9288 | 2780222.1995 | 1202711.3517 | 2780227.1871 | 1202688.9354 | 2780230.9496 | 1202666.4822 | 2780237.0187 | 1202625.9029 | 2780237.5746 | 1202619.3465 | 2780237.1173 | 1202612.5481 | 2780235.2841 | 1202602.3828 | 2780232.9962 | 1202591.6364 | 2780231.9617 | 1202583.7752 | 2780231.8331 | 1202575.6744 | 2780233.1464 | 1202566.4827 | 2780233.2806 | 1202559.0127 | 2780232.749 | 1202556.4385 | 2780231.3972 | 1202554.0398 | 2780218.5128 | 1202542.8623 | 2780215.219 | 1202538.6922 | 2780213.5659 | 1202535.1722 | 2780212.1252 | 1202530.9245 | 2780211.6043 | 1202526.4822 | 2780211.1373 | 1202510.9193 | 2780211.0974 | 1202508.2043 | 2780210.2196 | 1202505.2416 | 2780209.1186 | 1202501.8495 | 2780207.2352 | 1202497.6329 | 2780205.4919 | 1202494.5773 | 2780205.2539 | 1202492.5426
37 | 2780211.7352 | 1202487.8367 | 2780209.5299 | 1202486.7135 | 2780207.3243 | 1202487.1141 | 2780205.8945 | 1202489.0618 | 2780205.0924 | 1202491.1619 | 2780205.2539 | 1202492.5426
38 | 2779770.1261 | 1201884.8158 | 2779803.8215 | 1201844.6899 | 2779812.3612 | 1201832.5237 | 2779818.1531 | 1201823.3223 | 2779821.7845 | 1201820.6066 | 2779825.1673 | 1201819.3183
39 | 2779642.5172 | 1201733.3006 | 2779825.1673 | 1201819.3183
40 | 2779602.4643 | 1201857.2738 | 2779770.1261 | 1201884.8158
41 | 2779626.3333 | 1201692.4737 | 2779627.7857 | 1201694.6922 | 2779630.0628 | 1201699.0094 | 2779636.958 | 1201714.6543 | 2779640.9339 | 1201726.5633 | 2779642.5172 | 1201733.3006
42 | 2779592.1154 | 1201823.0134 | 2779597.2308 | 1201842.6198 | 2779602.4643 | 1201857.2738
43 | 2779921.7784 | 1202903.189 | 2779920.2708 | 1202907.3351 | 2779917.7202 | 1202910.5948 | 2779913.915 | 1202913.5387 | 2779908.0009 | 1202916.964 | 2779902.9097 | 1202919.1129 | 2779897.9663 | 1202922.4228 | 2779895.0711 | 1202924.8354
44 | 2779526.0835 | 1201904.7877 | 2779519.163 | 1201904.1681 | 2779507.0323 | 1201880.9971
45 | 2779526.0835 | 1201904.7877 | 2779531.1803 | 1201898.4234 | 2779528.7795 | 1201881.2455 | 2779521.2747 | 1201859.0203 | 2779515.6796 | 1201829.5231 | 2779513.3814 | 1201797.2778 | 2779513.0053 | 1201795.7724
46 | 2779451.465 | 1201776.6312 | 2779466.1891 | 1201790.5648 | 2779485.3939 | 1201817.6128 | 2779493.6397 | 1201842.307 | 2779504.8644 | 1201876.856 | 2779507.0323 | 1201880.9971
47 | 2779501.6732 | 1201761.325 | 2779507.1264 | 1201772.243 | 2779513.0053 | 1201795.7724
48 | 2778586.4051 | 1202078.0382 | 2778604.191 | 1202087.2528 | 2778614.1248 | 1202095.0908 | 2778623.6734 | 1202105.8757 | 2778627.7494 | 1202109.9126 | 2778632.429 | 1202113.3781 | 2778642.0213 | 1202121.4284 | 2778647.0661 | 1202126.9402 | 2778651.2589 | 1202133.4386 | 2778655.7546 | 1202140.758 | 2778660.3357 | 1202144.9657 | 2778667.7771 | 1202147.7688 | 2778675.2724 | 1202148.5158 | 2778685.0263 | 1202146.5834 | 2778695.1036 | 1202143.7709 | 2778700.9212 | 1202143.5669 | 2778708.7541 | 1202145.503 | 2778711.384 | 1202146.0628
49 | 2778545.1688 | 1202054.657 | 2778564.6414 | 1202064.4485 | 2778582.342 | 1202075.9331 | 2778586.4051 | 1202078.0382
50 | 2778729.9079 | 1202150.0055 | 2778711.384 | 1202146.0628
51 | 2778545.1688 | 1202054.657 | 2778561.8699 | 1202051.4306 | 2778594.8378 | 1202055.6756 | 2778618.549 | 1202055.1616 | 2778622.6828 | 1202050.0645
52 | 2778730.15 | 1202150.057 | 2778729.9079 | 1202150.0055
53 | 2778644.3144 | 1202045.721 | 2778635.282 | 1202042.2158 | 2778626.6158 | 1202045.2152 | 2778622.6828 | 1202050.0645
54 | 2778730.15 | 1202150.057 | 2778735.2664 | 1202151.146 | 2778741.1614 | 1202153.191 | 2778746.491 | 1202156.8498
55 | 2778652.004 | 1202050.6283 | 2778649.391 | 1202048.744 | 2778649.2565 | 1202047.6389 | 2778644.3144 | 1202045.721
56 | 2778350.9897 | 1201902.3532 | 2778322.6385 | 1201893.9655 | 2778317.87 | 1201896.27 | 2778308.6314 | 1201912.5658
57 | 2778308.6314 | 1201912.5658 | 2778298.2463 | 1201907.0616 | 2778244.6278 | 1201904.6041 | 2778213.9894 | 1201888.6302 | 2778205.1267 | 1201868.8687 | 2778206.1964 | 1201846.5565
58 | 2778224.4184 | 1201794.9494 | 2778206.1964 | 1201846.5565
59 | 2778771.9345 | 1202173.4793 | 2778769.671 | 1202172.7631 | 2778746.491 | 1202156.8498
60 | 2778652.004 | 1202050.6283 | 2778660.5898 | 1202056.82 | 2778668.3489 | 1202063.77 | 2778672.56 | 1202071.4368 | 2778672.56 | 1202071.4368
61 | 2778679.6313 | 1202075.9193 | 2778672.56 | 1202071.4368
62 | 2778790.1543 | 1202176.7019 | 2778787.1328 | 1202175.4104 | 2778780.7827 | 1202174.5751 | 2778773.3983 | 1202173.9424 | 2778771.9345 | 1202173.4793
63 | 2778851.7074 | 1202412.8209 | 2778847.6466 | 1202366.8541 | 2778837.4938 | 1202343.2158 | 2778827.0791 | 1202328.8233 | 2778827.6407 | 1202315.4158 | 2778833.9474 | 1202251.0857 | 2778828.2013 | 1202227.8019 | 2778810.1855 | 1202206.5308 | 2778805.1784 | 1202198.2394 | 2778801.6818 | 1202189.1036 | 2778797.5914 | 1202182.7527 | 2778792.8408 | 1202177.8502 | 2778790.1543 | 1202176.7019
64 | 2778851.7074 | 1202412.8209 | 2778863.4743 | 1202414.1414
65 | 2778851.7074 | 1202412.8209 | 2778852.3166 | 1202419.6903 | 2778868.2087 | 1202433.0125 | 2778911.4874 | 1202458.0773 | 2778935.3671 | 1202474.2527 | 2778954.1133 | 1202501.0961 | 2778973.2914 | 1202523.6928 | 2778987.2579 | 1202550.4153 | 2778995.0597 | 1202560.4811 | 2779000.5394 | 1202565.4391 | 2779043.0043 | 1202593.9728 | 2779069.086 | 1202614.0434
66 | 2778851.7074 | 1202412.8209 | 2778411.5487 | 1202601.1644
67 | 2778863.4743 | 1202414.1414 | 2778871.7168 | 1202415.0665 | 2778883.183 | 1202414.1866 | 2778898.0188 | 1202410.1491 | 2778897.3301 | 1202392.2108 | 2778909.7081 | 1202388.0996 | 2778915.7646 | 1202376.8699 | 2778915.5639 | 1202342.6524 | 2778925.5188 | 1202310.3743 | 2778927.4638 | 1202286.3978 | 2778939.3319 | 1202258.6481 | 2778959.4773 | 1202234.0161 | 2778964.9316 | 1202227.6398 | 2778968.2913 | 1202227.0909
68 | 2779106.7717 | 1202643.0435 | 2779069.086 | 1202614.0434
69 | 2778989.5259 | 1202233.4711 | 2778984.56 | 1202228.6398 | 2778974.4226 | 1202226.0892 | 2778968.2913 | 1202227.0909
70 | 2779106.7717 | 1202643.0435 | 2779113.9547 | 1202660.6635
71 | 2779106.7717 | 1202643.0435 | 2779115.0711 | 1202627.8241
72 | 2778989.5259 | 1202233.4711 | 2778989.4473 | 1202238.7074
73 | 2778989.5259 | 1202233.4711 | 2778990.2762 | 1202208.4467 | 2778989.8022 | 1202199.6221
74 | 2779115.0711 | 1202627.8241 | 2779116.2659 | 1202625.6331 | 2779124.7971 | 1202613.666
75 | 2778989.8022 | 1202199.6221 | 2778989.3231 | 1202190.7007 | 2778984.2224 | 1202176.901 | 2778978.5525 | 1202163.2844 | 2778967.594 | 1202145.4386 | 2778962.7924 | 1202138.5455
76 | 2778962.7924 | 1202138.5455 | 2778953.106 | 1202124.6398 | 2778938.1157 | 1202099.7553 | 2778932.3967 | 1202087.7723 | 2778931.2698 | 1202069.2092 | 2778927.9479 | 1202057.298 | 2778921.0819 | 1202034.2808 | 2778916.3966 | 1202020.0821 | 2778912.4099 | 1202008.0942
77 | 2778912.4099 | 1202008.0942 | 2778908.0607 | 1201995.0163
78 | 2778775.9642 | 1201813.7356 | 2778783.8766 | 1201819.9858 | 2778796.5154 | 1201829.3287 | 2778821.0842 | 1201839.6295 | 2778843.732 | 1201847.4372 | 2778860.4833 | 1201854.2563 | 2778868.7004 | 1201861.4316 | 2778871.927 | 1201869.6696 | 2778871.5427 | 1201882.4929 | 2778868.5392 | 1201894.0143 | 2778868.7884 | 1201906.0336 | 2778872.5964 | 1201913.6773 | 2778886.8854 | 1201941.399 | 2778897.2402 | 1201963.9089 | 2778907.0267 | 1201991.9072 | 2778908.0607 | 1201995.0163
79 | 2778766.1891 | 1201804.9974 | 2778771.5541 | 1201810.252 | 2778775.9642 | 1201813.7356
80 | 2779120.2385 | 1202602.1291 | 2779124.7971 | 1202613.666
81 | 2778766.1891 | 1201804.9974 | 2778773.1237 | 1201805.4053 | 2778795.2544 | 1201810.1387 | 2778815.2391 | 1201804.6313 | 2778837.0415 | 1201792.8611 | 2778859.8331 | 1201782.1438 | 2778891.0555 | 1201776.5618 | 2778909.7769 | 1201779.1581 | 2778924.3279 | 1201777.5589 | 2778946.5502 | 1201779.237 | 2778970.3581 | 1201782.3976 | 2778975.2403 | 1201783.7702
82 | 2778766.1891 | 1201804.9974 | 2778753.5572 | 1201777.3591 | 2778726.25 | 1201768.1889 | 2778648.477 | 1201752.2143 | 2778631.8469 | 1201741.3287
83 | 2779040.2915 | 1201799.1534 | 2779040.2915 | 1201799.1534 | 2779032.5469 | 1201800.3559 | 2779011.243 | 1201795.2348 | 2778989.0001 | 1201787.6389 | 2778975.2403 | 1201783.7702
84 | 2778499.8775 | 1201581.1392 | 2778519.4963 | 1201594.7608 | 2778552.9011 | 1201625.489 | 2778567.8101 | 1201648.3458 | 2778591.1913 | 1201672.6683 | 2778611.3363 | 1201695.6708 | 2778631.8469 | 1201741.3287
85 | 2778973.3459 | 1201714.1793 | 2778978.0563 | 1201716.4299 | 2778984.6052 | 1201721.3198 | 2778995.3186 | 1201733.6528 | 2779006.595 | 1201746.0027 | 2779015.5881 | 1201759.3074 | 2779024.2357 | 1201769.1428 | 2779034.372 | 1201778.6114 | 2779040.0243 | 1201787.7453 | 2779042.2552 | 1201795.1416 | 2779040.2915 | 1201799.1534
86 | 2778499.8775 | 1201581.1392 | 2778507.9328 | 1201591.9682 | 2778509.5493 | 1201599.5573 | 2778513.6946 | 1201619.6341 | 2778506.4054 | 1201637.9566 | 2778506.3371 | 1201647.1191 | 2778521.2694 | 1201666.9068 | 2778532.4202 | 1201676.6161
87 | 2778499.8775 | 1201581.1392 | 2778480.8665 | 1201581.5829 | 2778460.3438 | 1201591.5687 | 2778445.1841 | 1201601.2922 | 2778421.7117 | 1201607.5197 | 2778408.6628 | 1201611.6119 | 2778401.8881 | 1201615.344
88 | 2778401.8881 | 1201615.344 | 2778396.7911 | 1201618.1519
89 | 2778369.5134 | 1201624.4892 | 2778390.4315 | 1201621.6553 | 2778396.7911 | 1201618.1519
90 | 2778369.5134 | 1201624.4892 | 2778371.961 | 1201631.2911 | 2778371.8314 | 1201633.6931
91 | 2778369.5134 | 1201624.4892 | 2778362.6517 | 1201621.6372 | 2778347.1594 | 1201613.4334 | 2778330.9637 | 1201606.8436 | 2778323.6529 | 1201607.0368 | 2778319.8436 | 1201611.394
92 | 2778973.3459 | 1201714.1793 | 2778963.5025 | 1201709.4761 | 2778956.5802 | 1201703.5741 | 2778950.4408 | 1201690.355 | 2778940.1293 | 1201679.8582 | 2778921.1028 | 1201658.7121 | 2778904.2754 | 1201635.6078 | 2778894.3274 | 1201624.9218 | 2778882.8374 | 1201619.6838 | 2778870.4292 | 1201617.8884 | 2778857.0285 | 1201616.675 | 2778844.9644 | 1201617.1255 | 2778834.1621 | 1201614.355 | 2778834.1621 | 1201614.355
93 | 2777966.8745 | 1201878.1869 | 2777971.1355 | 1201876.9587 | 2777971.1355 | 1201876.9587
94 | 2777966.8745 | 1201878.1869 | 2777965.3655 | 1201878.6219 | 2777962.1728 | 1201883.0088 | 2777945.3552 | 1201905.7303 | 2777941.4503 | 1201911.5196 | 2777908.8764 | 1201928.2661 | 2777901.422 | 1201931.5029 | 2777895.9364 | 1201930.5276 | 2777885.4296 | 1201926.5442 | 2777879.0941 | 1201919.8379 | 2777871.1512 | 1201913.9068 | 2777862.4131 | 1201912.4231 | 2777858.4594 | 1201914.741
95 | 2777971.1355 | 1201876.9587 | 2777975.729 | 1201878.7306 | 2777979.7338 | 1201883.132 | 2777984.9736 | 1201890.8178 | 2777991.012 | 1201895.48 | 2777999.5403 | 1201897.3581 | 2778007.9887 | 1201894.7628 | 2778012.4326 | 1201889.8014 | 2778013.5568 | 1201884.5408 | 2778009.4998 | 1201878.3139 | 2778002.5693 | 1201869.3431 | 2778001.9461 | 1201864.442 | 2778004.7233 | 1201860.4541
96 | 2777858.4594 | 1201914.741 | 2777858.4594 | 1201914.741 | 2777858.4326 | 1201917.6875 | 2777858.4326 | 1201917.6875
97 | 2778004.7233 | 1201860.4541 | 2778004.7233 | 1201860.4541 | 2778010.0399 | 1201860.2011 | 2778013.6732 | 1201861.7331 | 2778022.7554 | 1201865.474 | 2778031.687 | 1201867.3642 | 2778039.1774 | 1201869.8231 | 2778043.3299 | 1201874.8528
98 | 2778158.2668 | 1201918.3866 | 2778142.0933 | 1201912.6099 | 2778130.9592 | 1201909.2302 | 2778122.7451 | 1201910.609 | 2778115.1471 | 1201912.0172 | 2778103.7289 | 1201911.265 | 2778089.7519 | 1201907.1778 | 2778076.7648 | 1201897.2254 | 2778072.5122 | 1201894.2402 | 2778058.4389 | 1201888.5264 | 2778047.8006 | 1201880.268 | 2778043.3299 | 1201874.8528
99 | 2778158.2668 | 1201918.3866 | 2778142.4763 | 1201904.8804 | 2778134.5347 | 1201892.02 | 2778129.3164 | 1201882.088 | 2778123.517 | 1201877.8443 | 2778116.3952 | 1201876.8199
100 | 2778113.0284 | 1201876.7195 | 2778105.1702 | 1201876.485 | 2778099.9206 | 1201874.4933 | 2778093.9827 | 1201867.9988 | 2778090.0319 | 1201856.6811 | 2778087.7757 | 1201850.0963 | 2778083.4434 | 1201844.673 | 2778067.53 | 1201832.3969
101 | 2778116.3952 | 1201876.8199 | 2778113.0284 | 1201876.7195
102 | 2778057.0782 | 1201824.3341 | 2778067.53 | 1201832.3969
103 | 2778116.3952 | 1201876.8199 | 2778121.9208 | 1201862.9266 | 2778139.9998 | 1201845.9489 | 2778147.8589 | 1201835.7954 | 2778150.3042 | 1201829.1507 | 2778165.7525 | 1201813.5808
104 | 2778178.9529 | 1201800.2766 | 2778165.7525 | 1201813.5808
105 | 2778178.9529 | 1201800.2766 | 2778162.2589 | 1201794.5732
106 | 2778178.9529 | 1201800.2766 | 2778193.4612 | 1201800.0979 | 2778204.5316 | 1201804.0875 | 2778215.4182 | 1201796.8829 | 2778224.4184 | 1201794.9494
107 | 2778237.4913 | 1201807.129 | 2778233.5764 | 1201805.8443 | 2778231.012 | 1201801.9307 | 2778229.3956 | 1201798.1565 | 2778224.4184 | 1201794.9494
108 | 2778224.4184 | 1201794.9494 | 2778230.9589 | 1201774.6245 | 2778227.628 | 1201761.7399
109 | 2778248.2414 | 1201724.135 | 2778247.2731 | 1201724.767
110 | 2778248.2414 | 1201724.135 | 2778248.2414 | 1201724.135 | 2778254.082 | 1201726.7451 | 2778260.1234 | 1201734.8777 | 2778262.9749 | 1201743.7159 | 2778263.8885 | 1201746.7453
111 | 2778235.9356 | 1201738.0483 | 2778239.9651 | 1201734.4761 | 2778244.0697 | 1201726.8577 | 2778247.2731 | 1201724.767
112 | 2778285.5519 | 1201772.9291 | 2778282.7163 | 1201773.6342 | 2778274.5992 | 1201771.7568 | 2778270.037 | 1201767.1495 | 2778266.3225 | 1201754.8155 | 2778263.8885 | 1201746.7453
113 | 2778215.3549 | 1201731.3835 | 2778224.6046 | 1201735.6413 | 2778235.9356 | 1201738.0483
114 | 2778285.5519 | 1201772.9291 | 2778290.7434 | 1201771.6384 | 2778306.3412 | 1201762.5282 | 2778312.4442 | 1201756.6045 | 2778314.185 | 1201746.2685 | 2778312.8046 | 1201738.6829
115 | 2778215.3549 | 1201731.3835 | 2778204.3777 | 1201723.3758
116 | 2778215.3549 | 1201731.3835 | 2778225.1 | 1201751.9609 | 2778227.628 | 1201761.7399
117 | 2778319.8436 | 1201611.394 | 2778315.0663 | 1201627.7564 | 2778303.1629 | 1201641.448 | 2778299.5318 | 1201655.3978 | 2778300.3048 | 1201677.2089 | 2778302.4359 | 1201708.6366 | 2778311.7247 | 1201732.7485 | 2778312.8046 | 1201738.6829
118 | 2778237.4913 | 1201807.129 | 2778241.4337 | 1201808.2588 | 2778263.0628 | 1201816.0227 | 2778269.2184 | 1201822.1123 | 2778275.939 | 1201836.5714 | 2778279.9702 | 1201838.0967
119 | 2778204.3777 | 1201723.3758 | 2778195.4992 | 1201716.8993
120 | 2778371.5003 | 1201639.8302 | 2778371.8314 | 1201633.6931
121 | 2778195.4992 | 1201716.8993 | 2778187.8856 | 1201711.3453
122 | 2778066.7041 | 1201420.1253 | 2778077.1436 | 1201459.3414 | 2778083.3359 | 1201508.9078 | 2778093.4822 | 1201521.6782 | 2778121.6314 | 1201533.3285 | 2778134.6807 | 1201545.0512 | 2778144.5823 | 1201564.7434 | 2778166.2382 | 1201624.225 | 2778162.6442 | 1201662.2106 | 2778163.932 | 1201683.1251 | 2778174.7856 | 1201701.7892 | 2778187.8856 | 1201711.3453
123 | 2778039.0417 | 1201368.6285 | 2778056.3324 | 1201393.9573 | 2778066.7041 | 1201420.1253
124 | 2778066.7041 | 1201420.1253 | 2778075.4648 | 1201426.4926 | 2778083.6597 | 1201439.5718 | 2778117.7455 | 1201461.3645 | 2778123.1574 | 1201471.7137 | 2778135.4195 | 1201485.3147 | 2778144.3577 | 1201487.0051 | 2778162.8088 | 1201484.9086 | 2778177.9645 | 1201483.7371 | 2778184.0997 | 1201479.3209
125 | 2778039.0417 | 1201368.6285 | 2778081.5007 | 1201320.1573
126 | 2778186.0117 | 1201477.9446 | 2778184.0997 | 1201479.3209
127 | 2778186.0117 | 1201477.9446 | 2778186.9403 | 1201477.2762 | 2778188.7131 | 1201467.5303
128 | 2778826.0576 | 1201599.983 | 2778827.9718 | 1201604.6046 | 2778834.1621 | 1201614.355
129 | 2778826.0576 | 1201599.983 | 2778820.5414 | 1201586.6647 | 2778815.0287 | 1201572.8528 | 2778813.1434 | 1201560.7734 | 2778814.285 | 1201556.7369 | 2778818.5795 | 1201556.2872 | 2778834.08 | 1201564.4591 | 2778855.1535 | 1201570.1843 | 2778869.2956 | 1201568.7728 | 2778878.6784 | 1201560.7013 | 2778887.7441 | 1201558.1257 | 2778904.2926 | 1201560.0452 | 2778927.7394 | 1201561.5598 | 2778945.5758 | 1201559.6475 | 2778959.325 | 1201557.6239 | 2778968.8351 | 1201560.556 | 2778980.9966 | 1201569.062 | 2778981.625 | 1201569.5663
130 | 2778981.625 | 1201569.5663 | 2779039.3423 | 1201433.2674
131 | 2779039.3423 | 1201433.2674 | 2779028.2996 | 1201431.1655 | 2779016.3101 | 1201422.2531 | 2779007.8061 | 1201419.5513 | 2778986.2539 | 1201416.0579 | 2778954.8617 | 1201400.0465 | 2778945.6531 | 1201393.6533 | 2778938.5192 | 1201393.4395
132 | 2779039.3423 | 1201433.2674 | 2779048.6217 | 1201435.0337 | 2779054.6723 | 1201435.4342
133 | 2779269.6698 | 1201588.5568 | 2779266.5027 | 1201582.1103 | 2779241.703 | 1201564.26 | 2779220.384 | 1201553.0206 | 2779205.6432 | 1201540.3661 | 2779152.2086 | 1201509.8339 | 2779138.9941 | 1201500.8845 | 2779117.4859 | 1201478.1165
134 | 2779306.4517 | 1201694.108 | 2779303.6588 | 1201691.9888 | 2779288.0892 | 1201652.416 | 2779276.9636 | 1201628.4586 | 2779273.8178 | 1201597 | 2779269.6698 | 1201588.5568
135 | 2779117.4859 | 1201478.1165 | 2779111.6694 | 1201471.9593 | 2779080.7098 | 1201441.2902 | 2779071.0491 | 1201436.5182 | 2779054.6723 | 1201435.4342
136 | 2779306.4517 | 1201694.108 | 2779302.3169 | 1201700.4013
137 | 2779306.4517 | 1201694.108 | 2779325.3518 | 1201704.452 | 2779346.4795 | 1201708.3454 | 2779368.0059 | 1201710.6271 | 2779385.6977 | 1201720.112 | 2779412.7508 | 1201744.5593 | 2779443.9396 | 1201769.5204 | 2779451.465 | 1201776.6312
138 | 2779302.3169 | 1201700.4013 | 2779306.0729 | 1201706.7202 | 2779324.2367 | 1201712.1595 | 2779345.726 | 1201719.734 | 2779361.3291 | 1201730.791 | 2779378.2752 | 1201749.6293 | 2779383.9858 | 1201763.6479 | 2779384.8072 | 1201792.59 | 2779381.1661 | 1201830.3624 | 2779377.6855 | 1201839.2222 | 2779373.207 | 1201849.0975 | 2779372.0244 | 1201855.1996
139 | 2779302.3169 | 1201700.4013 | 2779295.9399 | 1201696.6396 | 2779292.4112 | 1201685.545 | 2779254.3391 | 1201666.7955 | 2779239.5223 | 1201645.5457
140 | 2779451.465 | 1201776.6312 | 2779451.3762 | 1201780.3433 | 2779455.1498 | 1201786.8891
141 | 2779370.8091 | 1201861.471 | 2779372.0244 | 1201855.1996
142 | 2779234.9646 | 1201639.0092 | 2779239.5223 | 1201645.5457
143 | 2779465.5158 | 1201826.3911 | 2779460.7132 | 1201809.5413 | 2779457.5879 | 1201791.1182 | 2779455.1498 | 1201786.8891
144 | 2778884.0359 | 1201397.4341 | 2778892.5144 | 1201392.0609 | 2778926.8163 | 1201393.0888 | 2778938.5192 | 1201393.4395
145 | 2779370.3588 | 1201919.0476 | 2779370.6767 | 1201909.481 | 2779370.6374 | 1201883.4097 | 2779370.8091 | 1201861.471
146 | 2779370.3588 | 1201919.0476 | 2779369.9677 | 1201931.0477 | 2779377.062 | 1201953.2603 | 2779391.0846 | 1201976.0815 | 2779401.8786 | 1201999.6288 | 2779401.7639 | 1202017.1315 | 2779384.8725 | 1202076.0937 | 2779382.1793 | 1202085.5043
147 | 2779370.3588 | 1201919.0476 | 2779380.9901 | 1201919.367 | 2779392.3913 | 1201917.8458
148 | 2779375.9409 | 1202107.3024 | 2779382.1793 | 1202085.5043
149 | 2779424.4189 | 1201949.3894 | 2779420.8696 | 1201938.4831 | 2779421.9895 | 1201928.3401 | 2779418.2103 | 1201918.2389 | 2779411.7831 | 1201914.3866 | 2779394.733 | 1201917.5333 | 2779392.3913 | 1201917.8458
150 | 2779407.3581 | 1202273.241 | 2779402.2978 | 1202269.2851 | 2779363.076 | 1202244.0717 | 2779355.8962 | 1202238.1504 | 2779349.0713 | 1202218.3927 | 2779344.7527 | 1202199.1218 | 2779352.5121 | 1202172.0614 | 2779366.6094 | 1202139.9084 | 2779375.9409 | 1202107.3024
151 | 2779592.1154 | 1201823.0134 | 2779596.4951 | 1201823.7791 | 2779598.3895 | 1201824.6146 | 2779599.9455 | 1201826.0628 | 2779600.6968 | 1201827.6759 | 2779602.2583 | 1201834.0068 | 2779603.9341 | 1201835.5254 | 2779606.5032 | 1201836.2144
152 | 2779371.319 | 1201592.2432 | 2779386.8705 | 1201608.0701 | 2779406.9721 | 1201625.0792 | 2779427.9793 | 1201639.3239 | 2779452.2082 | 1201653.0761 | 2779471.8259 | 1201659.8163 | 2779490.0656 | 1201666.2816 | 2779504.7586 | 1201672.8962 | 2779518.27 | 1201680.554 | 2779529.3944 | 1201689.0633 | 2779541.0128 | 1201698.8776 | 2779550.7962 | 1201708.9147 | 2779559.0465 | 1201718.2607 | 2779565.9486 | 1201728.8675 | 2779572.7757 | 1201742.7308 | 2779580.8875 | 1201763.2614 | 2779584.5752 | 1201778.4205 | 2779592.1154 | 1201823.0134
153 | 2779371.319 | 1201592.2432 | 2779348.0417 | 1201562.2706 | 2779339.1869 | 1201555.5316
154 | 2779371.319 | 1201592.2432 | 2779379.0434 | 1201589.9506 | 2779388.7439 | 1201597.4381 | 2779399.0829 | 1201603.1986 | 2779418.5455 | 1201608.2656 | 2779438.957 | 1201608.8791 | 2779448.2505 | 1201612.4172 | 2779450.5102 | 1201605.1557 | 2779441.8603 | 1201591.8606 | 2779430.9309 | 1201574.8268 | 2779426.2058 | 1201555.1321 | 2779423.3201 | 1201533.2028
155 | 2779423.3201 | 1201533.2028 | 2779423.1256 | 1201531.7247
156 | 2779395.8059 | 1201494.7489 | 2779403.5614 | 1201506.3821 | 2779418.4603 | 1201515.7942 | 2779422.5471 | 1201527.3282 | 2779423.1256 | 1201531.7247
157 | 2779270.7458 | 1201481.1382 | 2779287.3463 | 1201505.6826 | 2779299.1028 | 1201519.2931 | 2779310.1794 | 1201530.9369 | 2779320.6718 | 1201540.2165 | 2779339.1869 | 1201555.5316
158 | 2779339.1869 | 1201555.5316 | 2779347.7458 | 1201570.0917 | 2779361.5418 | 1201587.8121 | 2779380.8405 | 1201612.0263 | 2779415.6248 | 1201650.9533 | 2779434.2314 | 1201671.0651 | 2779449.798 | 1201681.3093 | 2779472.0284 | 1201691.3424 | 2779481.3539 | 1201705.4697 | 2779493.6981 | 1201745.3576 | 2779501.6732 | 1201761.325
159 | 2779270.7458 | 1201481.1382 | 2779272.3819 | 1201476.8831 | 2779272.1677 | 1201473.1063 | 2779264.8769 | 1201457.4054 | 2779256.1642 | 1201440.4366
160 | 2779270.7458 | 1201481.1382 | 2779211.9686 | 1201407.5473 | 2779205.1912 | 1201400.8708 | 2779197.8341 | 1201395.7452 | 2779189.1477 | 1201391.5027 | 2779173.239 | 1201386.0204 | 2779163.0333 | 1201382.3997 | 2779154.1966 | 1201378.3419 | 2779147.0962 | 1201373.2908 | 2779139.7309 | 1201365.3844 | 2779130.3117 | 1201351.7998 | 2779112.833 | 1201326.5289 | 2779080.3891 | 1201304.2658
161 | 2779256.1642 | 1201440.4366 | 2779254.895 | 1201437.9646 | 2779247.8359 | 1201428.0696
162 | 2779080.3891 | 1201304.2658 | 2779069.6978 | 1201296.9294 | 2779053.8506 | 1201286.333 | 2779041.113 | 1201280.5124 | 2779035.8215 | 1201279.3634
163 | 2779245.0923 | 1201424.2238 | 2779247.8359 | 1201428.0696
164 | 2779407.3581 | 1202273.241 | 2779399.5179 | 1202275.1074 | 2779389.5846 | 1202272.3621 | 2779376.8971 | 1202266.4754 | 2779361.9628 | 1202260.3321 | 2779349.7052 | 1202260.164 | 2779343.9232 | 1202262.2258 | 2779347.0792 | 1202266.1911
165 | 2779407.3581 | 1202273.241 | 2779409.7708 | 1202278.8745 | 2779425.5015 | 1202312.747 | 2779436.0021 | 1202339.9447 | 2779442.3006 | 1202379.2282 | 2779444.2169 | 1202386.7582
166 | 2779444.2169 | 1202386.7582 | 2779446.6874 | 1202396.4658
167 | 2779446.6874 | 1202396.4658 | 2779446.6874 | 1202396.4658 | 2779454.0621 | 1202409.3222 | 2779458.8159 | 1202414.3477 | 2779465.0636 | 1202423.9003 | 2779476.0513 | 1202447.0421 | 2779484.8338 | 1202462.8321
168 | 2779505.7995 | 1202559.3597 | 2779507.8694 | 1202549.2099 | 2779501.6367 | 1202532.3282 | 2779500.7324 | 1202514.7837 | 2779502.1477 | 1202495.0734 | 2779500.2271 | 1202484.2273 | 2779488.2628 | 1202468.9973 | 2779484.8338 | 1202462.8321
169 | 2780234.1726 | 1202509.2903 | 2780215.3097 | 1202491.0366 | 2780211.7352 | 1202487.8367

## bus_geodata
| x | y | coords
0 | 2780053.4264 | 1202812.0319
1 | 2780000.4469 | 1202940.772
2 | 2780070.5018 | 1202718.1958
3 | 2779887.2195 | 1202951.4143
4 | 2780055.6427 | 1202693.2722
5 | 2779869.5766 | 1202947.8822
6 | 2780053.8217 | 1202633.8985
7 | 2779867.6606 | 1202992.9665
8 | 2779875.7834 | 1202928.1718
9 | 2780139.5804 | 1202718.9232
10 | 2779944.6333 | 1202793.3791
11 | 2779970.5242 | 1202778.8769
12 | 2779920.7231 | 1202837.0222
13 | 2779968.9675 | 1202759.3434
14 | 2779907.2489 | 1202866.0408
15 | 2779976.9654 | 1202719.0784
16 | 2779901.1326 | 1202875.8369
17 | 2779884.7056 | 1202889.6244
18 | 2779829.0231 | 1202710.342
19 | 2779827.1954 | 1202713.5896
20 | 2779835.0393 | 1202699.6524
21 | 2779807.0563 | 1202881.7348
22 | 2779795.725 | 1202672.0975
23 | 2779871.4167 | 1202868.6258
24 | 2779793.3941 | 1202668.0771
25 | 2779886.7301 | 1202681.4854
26 | 2779791.2826 | 1202664.3593
27 | 2779882.5457 | 1202904.2616
28 | 2779774.7212 | 1202555.7282
29 | 2779701.2697 | 1202437.0903
30 | 2779644.0764 | 1202251.6429
31 | 2780132.4054 | 1202689.9301
32 | 2780133.5725 | 1202668.1585
33 | 2780141.7696 | 1202762.4657
34 | 2780226.4942 | 1202829.6763
35 | 2780205.2539 | 1202492.5426
36 | 2779825.1673 | 1201819.3183
37 | 2779770.1261 | 1201884.8158
38 | 2779642.5172 | 1201733.3006
39 | 2779602.4643 | 1201857.2738
40 | 2779921.7784 | 1202903.189
41 | 2779895.0711 | 1202924.8354
42 | 2779526.0835 | 1201904.7877
43 | 2779507.0323 | 1201880.9971
44 | 2779513.0053 | 1201795.7724
45 | 2778586.4051 | 1202078.0382
46 | 2778711.384 | 1202146.0628
47 | 2778545.1688 | 1202054.657
48 | 2778729.9079 | 1202150.0055
49 | 2778622.6828 | 1202050.0645
50 | 2778730.15 | 1202150.057
51 | 2778644.3144 | 1202045.721
52 | 2778308.6314 | 1201912.5658
53 | 2778350.9897 | 1201902.3532
54 | 2778206.1964 | 1201846.5565
55 | 2778746.491 | 1202156.8498
56 | 2778652.004 | 1202050.6283
57 | 2778679.6313 | 1202075.9193
58 | 2778672.56 | 1202071.4368
59 | 2778790.1543 | 1202176.7019
60 | 2778771.9345 | 1202173.4793
61 | 2778851.7074 | 1202412.8209
62 | 2778863.4743 | 1202414.1414
63 | 2779069.086 | 1202614.0434
64 | 2778411.5487 | 1202601.1644
65 | 2778968.2913 | 1202227.0909
66 | 2779106.7717 | 1202643.0435
67 | 2778989.5259 | 1202233.4711
68 | 2779113.9547 | 1202660.6635
69 | 2779115.0711 | 1202627.8241
70 | 2778989.8022 | 1202199.6221
71 | 2778962.7924 | 1202138.5455
72 | 2778912.4099 | 1202008.0942
73 | 2778989.4473 | 1202238.7074
74 | 2778908.0607 | 1201995.0163
75 | 2778775.9642 | 1201813.7356
76 | 2779124.7971 | 1202613.666
77 | 2779120.2385 | 1202602.1291
78 | 2778766.1891 | 1201804.9974
79 | 2778975.2403 | 1201783.7702
80 | 2778631.8469 | 1201741.3287
81 | 2779040.2915 | 1201799.1534
82 | 2778499.8775 | 1201581.1392
83 | 2778532.4202 | 1201676.6161
84 | 2778401.8881 | 1201615.344
85 | 2778396.7911 | 1201618.1519
86 | 2778369.5134 | 1201624.4892
87 | 2778973.3459 | 1201714.1793
88 | 2777966.8745 | 1201878.1869
89 | 2777971.1355 | 1201876.9587
90 | 2777858.4594 | 1201914.741
91 | 2778004.7233 | 1201860.4541
92 | 2777858.4326 | 1201917.6875
93 | 2778043.3299 | 1201874.8528
94 | 2778158.2668 | 1201918.3866
95 | 2778113.0284 | 1201876.7195
96 | 2778067.53 | 1201832.3969
97 | 2778116.3952 | 1201876.8199
98 | 2778057.0782 | 1201824.3341
99 | 2778165.7525 | 1201813.5808
100 | 2778178.9529 | 1201800.2766
101 | 2778162.2589 | 1201794.5732
102 | 2778224.4184 | 1201794.9494
103 | 2778248.2414 | 1201724.135
104 | 2778247.2731 | 1201724.767
105 | 2778263.8885 | 1201746.7453
106 | 2778235.9356 | 1201738.0483
107 | 2778285.5519 | 1201772.9291
108 | 2778215.3549 | 1201731.3835
109 | 2778312.8046 | 1201738.6829
110 | 2778237.4913 | 1201807.129
111 | 2778279.9702 | 1201838.0967
112 | 2778204.3777 | 1201723.3758
113 | 2778227.628 | 1201761.7399
114 | 2778319.8436 | 1201611.394
115 | 2778371.8314 | 1201633.6931
116 | 2778371.5003 | 1201639.8302
117 | 2778195.4992 | 1201716.8993
118 | 2778187.8856 | 1201711.3453
119 | 2778066.7041 | 1201420.1253
120 | 2778039.0417 | 1201368.6285
121 | 2778184.0997 | 1201479.3209
122 | 2778081.5007 | 1201320.1573
123 | 2778186.0117 | 1201477.9446
124 | 2778188.7131 | 1201467.5303
125 | 2778834.1621 | 1201614.355
126 | 2778826.0576 | 1201599.983
127 | 2778981.625 | 1201569.5663
128 | 2779039.3423 | 1201433.2674
129 | 2779269.6698 | 1201588.5568
130 | 2779117.4859 | 1201478.1165
131 | 2779306.4517 | 1201694.108
132 | 2779054.6723 | 1201435.4342
133 | 2779302.3169 | 1201700.4013
134 | 2779451.465 | 1201776.6312
135 | 2779372.0244 | 1201855.1996
136 | 2779239.5223 | 1201645.5457
137 | 2779455.1498 | 1201786.8891
138 | 2778938.5192 | 1201393.4395
139 | 2779370.8091 | 1201861.471
140 | 2779234.9646 | 1201639.0092
141 | 2779465.5158 | 1201826.3911
142 | 2779370.3588 | 1201919.0476
143 | 2779382.1793 | 1202085.5043
144 | 2779392.3913 | 1201917.8458
145 | 2779375.9409 | 1202107.3024
146 | 2779424.4189 | 1201949.3894
147 | 2779626.3333 | 1201692.4737
148 | 2779606.5032 | 1201836.2144
149 | 2779592.1154 | 1201823.0134
150 | 2779371.319 | 1201592.2432
151 | 2779423.3201 | 1201533.2028
152 | 2779423.1256 | 1201531.7247
153 | 2779395.8059 | 1201494.7489
154 | 2779339.1869 | 1201555.5316
155 | 2779270.7458 | 1201481.1382
156 | 2779501.6732 | 1201761.325
157 | 2779256.1642 | 1201440.4366
158 | 2779080.3891 | 1201304.2658
159 | 2779247.8359 | 1201428.0696
160 | 2779035.8215 | 1201279.3634
161 | 2778884.0359 | 1201397.4341
162 | 2779245.0923 | 1201424.2238
163 | 2779407.3581 | 1202273.241
164 | 2779347.0792 | 1202266.1911
165 | 2779444.217 | 1202386.7582
166 | 2779446.6874 | 1202396.4658
167 | 2779484.8338 | 1202462.8321
168 | 2779505.7995 | 1202559.3597
169 | 2780211.7352 | 1202487.8367
170 | 2780234.1726 | 1202509.2903
171 | 2778766.1891 | 1201804.9974

## line_std_types
| c_nf_per_km | r_ohm_per_km | x_ohm_per_km | max_i_ka | type | q_mm2 | alpha | voltage_rating
NAYY 4x50 SE | 210 | 0.642 | 0.083 | 0.142 | cs | 50 | 0.00403 | LV
NAYY 4x120 SE | 264 | 0.225 | 0.08 | 0.242 | cs | 120 | 0.00403 | LV
NAYY 4x150 SE | 261 | 0.208 | 0.08 | 0.27 | cs | 150 | 0.00403 | LV
NA2XS2Y 1x95 RM/25 12/20 kV | 216 | 0.313 | 0.132 | 0.252 | cs | 95 | 0.00403 | MV
NA2XS2Y 1x185 RM/25 12/20 kV | 273 | 0.161 | 0.117 | 0.362 | cs | 185 | 0.00403 | MV
NA2XS2Y 1x240 RM/25 12/20 kV | 304 | 0.122 | 0.112 | 0.421 | cs | 240 | 0.00403 | MV
NA2XS2Y 1x95 RM/25 6/10 kV | 315 | 0.313 | 0.123 | 0.249 | cs | 95 | 0.00403 | MV
NA2XS2Y 1x185 RM/25 6/10 kV | 406 | 0.161 | 0.11 | 0.358 | cs | 185 | 0.00403 | MV
NA2XS2Y 1x240 RM/25 6/10 kV | 456 | 0.122 | 0.105 | 0.416 | cs | 240 | 0.00403 | MV
NA2XS2Y 1x150 RM/25 12/20 kV | 250 | 0.206 | 0.116 | 0.319 | cs | 150 | 0.00403 | MV
NA2XS2Y 1x120 RM/25 12/20 kV | 230 | 0.253 | 0.119 | 0.283 | cs | 120 | 0.00403 | MV
NA2XS2Y 1x70 RM/25 12/20 kV | 190 | 0.443 | 0.132 | 0.22 | cs | 70 | 0.00403 | MV
NA2XS2Y 1x150 RM/25 6/10 kV | 360 | 0.206 | 0.11 | 0.315 | cs | 150 | 0.00403 | MV
NA2XS2Y 1x120 RM/25 6/10 kV | 340 | 0.253 | 0.113 | 0.28 | cs | 120 | 0.00403 | MV
NA2XS2Y 1x70 RM/25 6/10 kV | 280 | 0.443 | 0.123 | 0.217 | cs | 70 | 0.00403 | MV
N2XS(FL)2Y 1x120 RM/35 64/110 kV | 112 | 0.153 | 0.166 | 0.366 | cs | 120 | 0.00393 | HV
N2XS(FL)2Y 1x185 RM/35 64/110 kV | 125 | 0.099 | 0.156 | 0.457 | cs | 185 | 0.00393 | HV
N2XS(FL)2Y 1x240 RM/35 64/110 kV | 135 | 0.075 | 0.149 | 0.526 | cs | 240 | 0.00393 | HV
N2XS(FL)2Y 1x300 RM/35 64/110 kV | 144 | 0.06 | 0.144 | 0.588 | cs | 300 | 0.00393 | HV
15-AL1/3-ST1A 0.4 | 11 | 1.8769 | 0.35 | 0.105 | ol | 16 | 0.00403 | LV
24-AL1/4-ST1A 0.4 | 11.25 | 1.2012 | 0.335 | 0.14 | ol | 24 | 0.00403 | LV
48-AL1/8-ST1A 0.4 | 12.2 | 0.5939 | 0.3 | 0.21 | ol | 48 | 0.00403 | LV
94-AL1/15-ST1A 0.4 | 13.2 | 0.306 | 0.29 | 0.35 | ol | 94 | 0.00403 | LV
34-AL1/6-ST1A 10.0 | 9.7 | 0.8342 | 0.36 | 0.17 | ol | 34 | 0.00403 | MV
48-AL1/8-ST1A 10.0 | 10.1 | 0.5939 | 0.35 | 0.21 | ol | 48 | 0.00403 | MV
70-AL1/11-ST1A 10.0 | 10.4 | 0.4132 | 0.339 | 0.29 | ol | 70 | 0.00403 | MV
94-AL1/15-ST1A 10.0 | 10.75 | 0.306 | 0.33 | 0.35 | ol | 94 | 0.00403 | MV
122-AL1/20-ST1A 10.0 | 11.1 | 0.2376 | 0.323 | 0.41 | ol | 122 | 0.00403 | MV
149-AL1/24-ST1A 10.0 | 11.25 | 0.194 | 0.315 | 0.47 | ol | 149 | 0.00403 | MV
34-AL1/6-ST1A 20.0 | 9.15 | 0.8342 | 0.382 | 0.17 | ol | 34 | 0.00403 | MV
48-AL1/8-ST1A 20.0 | 9.5 | 0.5939 | 0.372 | 0.21 | ol | 48 | 0.00403 | MV
70-AL1/11-ST1A 20.0 | 9.7 | 0.4132 | 0.36 | 0.29 | ol | 70 | 0.00403 | MV
94-AL1/15-ST1A 20.0 | 10 | 0.306 | 0.35 | 0.35 | ol | 94 | 0.00403 | MV
122-AL1/20-ST1A 20.0 | 10.3 | 0.2376 | 0.344 | 0.41 | ol | 122 | 0.00403 | MV
149-AL1/24-ST1A 20.0 | 10.5 | 0.194 | 0.337 | 0.47 | ol | 149 | 0.00403 | MV
184-AL1/30-ST1A 20.0 | 10.75 | 0.1571 | 0.33 | 0.535 | ol | 184 | 0.00403 | MV
243-AL1/39-ST1A 20.0 | 11 | 0.1188 | 0.32 | 0.645 | ol | 243 | 0.00403 | MV
48-AL1/8-ST1A 110.0 | 8 | 0.5939 | 0.46 | 0.21 | ol | 48 | 0.00403 | HV
70-AL1/11-ST1A 110.0 | 8.4 | 0.4132 | 0.45 | 0.29 | ol | 70 | 0.00403 | HV
94-AL1/15-ST1A 110.0 | 8.65 | 0.306 | 0.44 | 0.35 | ol | 94 | 0.00403 | HV
122-AL1/20-ST1A 110.0 | 8.5 | 0.2376 | 0.43 | 0.41 | ol | 122 | 0.00403 | HV
149-AL1/24-ST1A 110.0 | 8.75 | 0.194 | 0.41 | 0.47 | ol | 149 | 0.00403 | HV
184-AL1/30-ST1A 110.0 | 8.8 | 0.1571 | 0.4 | 0.535 | ol | 184 | 0.00403 | HV
243-AL1/39-ST1A 110.0 | 9 | 0.1188 | 0.39 | 0.645 | ol | 243 | 0.00403 | HV
305-AL1/39-ST1A 110.0 | 9.2 | 0.0949 | 0.38 | 0.74 | ol | 305 | 0.00403 | HV
490-AL1/64-ST1A 110.0 | 9.75 | 0.059 | 0.37 | 0.96 | ol | 490 | 0.00403 | HV
679-AL1/86-ST1A 110.0 | 9.95 | 0.042 | 0.36 | 1.15 | ol | 679 | 0.00403 | HV
490-AL1/64-ST1A 220.0 | 10 | 0.059 | 0.285 | 0.96 | ol | 490 | 0.00403 | HV
679-AL1/86-ST1A 220.0 | 11.7 | 0.042 | 0.275 | 1.15 | ol | 679 | 0.00403 | HV
490-AL1/64-ST1A 380.0 | 11 | 0.059 | 0.253 | 0.96 | ol | 490 | 0.00403 | HV
679-AL1/86-ST1A 380.0 | 14.6 | 0.042 | 0.25 | 1.15 | ol | 679 | 0.00403 | HV

## trafo_std_types
| i0_percent | pfe_kw | vkr_percent | sn_mva | vn_lv_kv | vn_hv_kv | vk_percent | shift_degree | vector_group | tap_side | tap_neutral | tap_min | tap_max | tap_step_degree | tap_step_percent | tap_phase_shifter
160 MVA 380/110 kV | 0.06 | 60 | 0.25 | 160 | 110 | 380 | 12.2 | 0 | Yy0 | hv | 0 | -9 | 9 | 0 | 1.5 | FALSE
100 MVA 220/110 kV | 0.06 | 55 | 0.26 | 100 | 110 | 220 | 12 | 0 | Yy0 | hv | 0 | -9 | 9 | 0 | 1.5 | FALSE
63 MVA 110/20 kV | 0.04 | 22 | 0.32 | 63 | 20 | 110 | 18 | 150 | YNd5 | hv | 0 | -9 | 9 | 0 | 1.5 | FALSE
40 MVA 110/20 kV | 0.05 | 18 | 0.34 | 40 | 20 | 110 | 16.2 | 150 | YNd5 | hv | 0 | -9 | 9 | 0 | 1.5 | FALSE
25 MVA 110/20 kV | 0.07 | 14 | 0.41 | 25 | 20 | 110 | 12 | 150 | YNd5 | hv | 0 | -9 | 9 | 0 | 1.5 | FALSE
63 MVA 110/10 kV | 0.04 | 22 | 0.32 | 63 | 10 | 110 | 18 | 150 | YNd5 | hv | 0 | -9 | 9 | 0 | 1.5 | FALSE
40 MVA 110/10 kV | 0.05 | 18 | 0.34 | 40 | 10 | 110 | 16.2 | 150 | YNd5 | hv | 0 | -9 | 9 | 0 | 1.5 | FALSE
25 MVA 110/10 kV | 0.07 | 14 | 0.41 | 25 | 10 | 110 | 12 | 150 | YNd5 | hv | 0 | -9 | 9 | 0 | 1.5 | FALSE
0.25 MVA 20/0.4 kV | 0.32 | 0.8 | 1.44 | 0.25 | 0.4 | 20 | 6 | 150 | Yzn5 | hv | 0 | -2 | 2 | 0 | 2.5 | FALSE
0.4 MVA 20/0.4 kV | 0.3375 | 1.35 | 1.425 | 0.4 | 0.4 | 20 | 6 | 150 | Dyn5 | hv | 0 | -2 | 2 | 0 | 2.5 | FALSE
0.63 MVA 20/0.4 kV | 0.2619 | 1.65 | 1.206 | 0.63 | 0.4 | 20 | 6 | 150 | Dyn5 | hv | 0 | -2 | 2 | 0 | 2.5 | FALSE
0.25 MVA 10/0.4 kV | 0.24 | 0.6 | 1.2 | 0.25 | 0.4 | 10 | 4 | 150 | Dyn5 | hv | 0 | -2 | 2 | 0 | 2.5 | FALSE
0.4 MVA 10/0.4 kV | 0.2375 | 0.95 | 1.325 | 0.4 | 0.4 | 10 | 4 | 150 | Dyn5 | hv | 0 | -2 | 2 | 0 | 2.5 | FALSE
0.63 MVA 10/0.4 kV | 0.1873 | 1.18 | 1.0794 | 0.63 | 0.4 | 10 | 4 | 150 | Dyn5 | hv | 0 | -2 | 2 | 0 | 2.5 | FALSE

## trafo3w_std_types
| sn_hv_mva | sn_mv_mva | sn_lv_mva | vn_hv_kv | vn_mv_kv | vn_lv_kv | vk_hv_percent | vk_mv_percent | vk_lv_percent | vkr_hv_percent | vkr_mv_percent | vkr_lv_percent | pfe_kw | i0_percent | shift_mv_degree | shift_lv_degree | vector_group | tap_side | tap_neutral | tap_min | tap_max | tap_step_percent
63/25/38 MVA 110/20/10 kV | 63 | 25 | 38 | 110 | 20 | 10 | 10.4 | 10.4 | 10.4 | 0.28 | 0.32 | 0.35 | 35 | 0.89 | 0 | 0 | YN0yn0yn0 | hv | 0 | -10 | 10 | 1.2
63/25/38 MVA 110/10/10 kV | 63 | 25 | 38 | 110 | 10 | 10 | 10.4 | 10.4 | 10.4 | 0.28 | 0.32 | 0.35 | 35 | 0.89 | 0 | 0 | YN0yn0yn0 | hv | 0 | -10 | 10 | 1.2

## fuse_std_types
| fuse_type | i_rated_a | t_avg | t_min | t_total | x_avg | x_min | x_total
HV 100A | HV 100A | 100 | 0 | [10.0, 3.64, 0.854, 0.281, 0.1, 0.0531, 0.022, 0.01] | [10.0, 4.267, 1.21, 0.403, 0.1, 0.058, 0.022, 0.01] | 0 | [300.0, 350.0, 450.0, 550.0, 700.0, 850.0, 1200.0, 1752.0] | [600.0, 700.0, 900.0, 1150.0, 1665.0, 2000.0, 3000.0, 4313.0]
HV 10A | HV 10A | 10 | 0 | [10.0, 1675.0, 0.344, 0.156, 0.1, 0.0417, 0.0171, 0.01] | [10.0, 1.3, 0.3, 0.155, 0.1, 0.0555, 0.023, 0.01] | 0 | [30.0, 32.0, 35.0, 37.0, 39.0, 50.0, 70.0, 88.0] | [60.0, 70.0, 80.0, 87.0, 94.0, 110.0, 150.0, 216.0]
HV 125A | HV 125A | 125 | 0 | [10.0, 1.82, 0.344, 0.1, 0.0467, 0.0269, 0.01] | [10.0, 2.478, 0.426, 0.1, 0.0427, 0.0211, 0.01] | 0 | [375.0, 500.0, 700.0, 925.0, 1200.0, 1500.0, 2341.0] | [750.0, 1000.0, 1500.0, 2200.0, 3000.0, 4000.0, 5765.0]
HV 160A | HV 160A | 160 | 0 | [10.0, 4.15, 1.03, 0.198, 0.1, 0.051, 0.0172, 0.01] | [10.0, 2.3, 0.734, 0.274, 0.1, 0.046, 0.0177, 0.01] | 0 | [480.0, 550.0, 700.0, 1000.0, 1260.0, 1600.0, 2500.0, 3227.0] | [960.0, 1300.0, 1700.0, 2200.0, 2996.0, 4000.0, 6000.0, 7946.0]
HV 16A | HV 16A | 16 | 0 | [10.0, 0.352, 0.164, 0.1, 0.0649, 0.0342, 0.01] | [10.0, 2.34, 0.722, 0.181, 0.1, 0.055, 0.0296, 0.01] | 0 | [48.0, 60.0, 65.0, 71.0, 80.0, 100.0, 162.0] | [96.0, 110.0, 125.0, 150.0, 168.0, 200.0, 250.0, 398.0]
HV 200A | HV 200A | 200 | 0 | [10.0, 4.267, 1.21, 0.403, 0.1, 0.058, 0.022, 0.01] | [10.0, 3.73, 1.654, 0.328, 0.1, 0.0531, 0.019, 0.01] | 0 | [600.0, 700.0, 900.0, 1150.0, 1665.0, 2000.0, 3000.0, 4313.0] | [1200.0, 1500.0, 1800.0, 2700.0, 3960.0, 5000.0, 7500.0, 10620.0]
HV 20A | HV 20A | 20 | 0 | [10.0, 1.3, 0.3, 0.155, 0.1, 0.0555, 0.023, 0.01] | [10.0, 1.3, 0.161, 0.1, 0.0611, 0.0399, 0.0141, 0.01] | 0 | [60.0, 70.0, 80.0, 87.0, 94.0, 110.0, 150.0, 216.0] | [120.0, 150.0, 200.0, 223.0, 260.0, 300.0, 450.0, 532.0]
HV 25A | HV 25A | 25 | 0 | [10.0, 2.512, 0.833, 0.299, 0.1, 0.0372, 0.0223, 0.01] | [10.0, 3.125, 0.597, 0.198, 0.1, 0.0378, 0.022, 0.01] | 0 | [75.0, 82.0, 90.0, 100.0, 124.0, 170.0, 200.0, 289.0] | [150.0, 170.0, 210.0, 250.0, 294.0, 400.0, 500.0, 711.0]
HV 31.5A | HV 31.5A | 31.5 | 0 | [10.0, 2.34, 0.722, 0.181, 0.1, 0.055, 0.0296, 0.01] | [10.0, 2.84, 0.368, 0.164, 0.1, 0.0621, 0.0378, 0.0195, 0.01] | 0 | [95.0, 110.0, 125.0, 150.0, 165.0, 200.0, 250.0, 390.0] | [189.0, 220.0, 300.0, 350.0, 393.0, 450.0, 530.0, 700.0, 960.0]
HV 40A | HV 40A | 40 | 0 | [10.0, 1.3, 0.161, 0.1, 0.0611, 0.0399, 0.0141, 0.01] | [10.0, 2.05, 0.369, 0.198, 0.1, 0.051, 0.0298, 0.01] | 0 | [120.0, 150.0, 200.0, 223.0, 260.0, 300.0, 450.0, 532.0] | [240.0, 300.0, 400.0, 450.0, 530.0, 650.0, 800.0, 1311.0]
HV 50A | HV 50A | 50 | 0 | [10.0, 3.215, 0.597, 0.198, 0.1, 0.0378, 0.022, 0.01] | [10.0, 3.64, 0.854, 0.281, 0.1, 0.0531, 0.022, 0.01] | 0 | [150.0, 170.0, 210.0, 250.0, 294.0, 400.0, 500.0, 711.0] | [300.0, 350.0, 450.0, 550.0, 700.0, 850.0, 1200.0, 1752.0]
HV 6.3A | HV 6.3A | 6.3 | 0 | [10.0, 1.39, 0.344, 0.168, 0.1, 0.056, 0.0263, 0.01] | [10.0, 1.711, 0.516, 0.198, 0.1, 0.0634, 0.0303, 0.01] | 0 | [19.0, 19.5, 20.4, 20.8, 22.0, 25.0, 32.0, 48.0] | [38.0, 40.0, 43.0, 48.0, 53.0, 60.0, 75.0, 118.0]
HV 63A | HV 63A | 63 | 0 | [10.0, 2.84, 0.368, 0.164, 0.1, 0.0621, 0.0378, 0.0195, 0.01] | [10.0, 1.82, 0.344, 0.1, 0.0467, 0.0269, 0.01] | 0 | [189.0, 220.0, 300.0, 350.0, 393.0, 450.0, 530.0, 700.0, 961.0] | [378.0, 500.0, 700.0, 934.0, 1200.0, 1500.0, 2366.0]
HV 80A | HV 80A | 80 | 0 | [10.0, 2.05, 0.369, 0.198, 0.1, 0.051, 0.0298, 0.01] | [10.0, 4.15, 1.03, 0.198, 0.1, 0.051, 0.0172, 0.01] | 0 | [240.0, 300.0, 400.0, 450.0, 530.0, 650.0, 800.0, 1311.0] | [480.0, 550.0, 700.0, 1000.0, 1260.0, 1600.0, 2500.0, 3227.0]
Siemens NH-1-100 | Siemens NH-1-100 | 100 | [5400.0, 2000.0, 400.0, 20.0, 1.0, 0.2, 0.012, 0.004] | 0 | 0 | [150.0, 190.0, 250.0, 430.0, 900.0, 1250.0, 2700.0, 3600.0] | 0 | 0
Siemens NH-1-125 | Siemens NH-1-125 | 125 | [4800.0, 120.0, 7.0, 0.1, 0.004] | 0 | 0 | [180.0, 400.0, 740.0, 2000.0, 4250.0] | 0 | 0
Siemens NH-1-16 | Siemens NH-1-16 | 16 | [4000.0, 400.0, 2.0, 0.1, 0.04, 0.01] | 0 | 0 | [26.0, 35.0, 75.0, 150.0, 200.0, 300.0] | 0 | 0
Siemens NH-1-160 | Siemens NH-1-160 | 160 | [4800.0, 120.0, 7.0, 0.1, 0.004] | 0 | 0 | [210.0, 500.0, 900.0, 2300.0, 5000.0] | 0 | 0
Siemens NH-1-25 | Siemens NH-1-25 | 25 | [4000.0, 1000.0, 10.0, 0.2, 0.02, 0.01] | 0 | 0 | [40.0, 50.0, 100.0, 210.0, 400.0, 500.0] | 0 | 0
Siemens NH-1-50 | Siemens NH-1-50 | 50 | [4000.0, 40.0, 4.0, 1.0, 0.02, 0.01] | 0 | 0 | [86.0, 200.0, 300.0, 400.0, 1000.0, 1280.0] | 0 | 0
Siemens NH-1-63 | Siemens NH-1-63 | 63 | [4000.0, 100.0, 10.0, 2.0, 0.04, 0.01] | 0 | 0 | [100.0, 200.0, 300.0, 400.0, 1000.0, 1500.0] | 0 | 0
Siemens NH-1-80 | Siemens NH-1-80 | 80 | [4800.0, 120.0, 7.0, 0.1, 0.01] | 0 | 0 | [150.58, 250.0, 450.0, 1150.0, 2470.0] | 0 | 0
Siemens NH-2-1000 | Siemens NH-2-1000 | 1000 | [4800.0, 120.0, 7.0, 0.1, 0.004] | 0 | 0 | [1900.0, 3500.0, 8400.0, 24000.0, 52000.0] | 0 | 0
Siemens NH-2-200 | Siemens NH-2-200 | 200 | [4800.0, 120.0, 7.0, 0.1, 0.004] | 0 | 0 | [280.0, 650.0, 1200.0, 3000.0, 7000.0] | 0 | 0
Siemens NH-2-224 | Siemens NH-2-224 | 224 | [4800.0, 120.0, 7.0, 0.2, 0.04, 0.004] | 0 | 0 | [400.0, 750.0, 1453.0, 3025.0, 4315.0, 7600.0] | 0 | 0
Siemens NH-2-250 | Siemens NH-2-250 | 250 | [4800.0, 120.0, 7.0, 0.1, 0.004] | 0 | 0 | [450.0, 800.0, 1650.0, 4000.0, 8500.0] | 0 | 0
Siemens NH-2-315 | Siemens NH-2-315 | 315 | [4800.0, 120.0, 7.0, 0.1, 0.004] | 0 | 0 | [550.0, 920.0, 1900.0, 5000.0, 11000.0] | 0 | 0
Siemens NH-2-355 | Siemens NH-2-355 | 355 | [4800.0, 120.0, 6.0, 0.1, 0.004] | 0 | 0 | [650.0, 1116.27, 2350.0, 5840.0, 12790.0] | 0 | 0
Siemens NH-2-400 | Siemens NH-2-400 | 400 | [4800.0, 120.0, 7.0, 0.1, 0.004] | 0 | 0 | [720.0, 1350.0, 2800.0, 6500.0, 15000.0] | 0 | 0
Siemens NH-2-425 | Siemens NH-2-425 | 425 | [4800.0, 120.0, 7.0, 0.1, 0.004] | 0 | 0 | [850.0, 1500.0, 3050.0, 7500.0, 16500.0] | 0 | 0
Siemens NH-2-630 | Siemens NH-2-630 | 630 | [4800.0, 120.0, 7.0, 0.1, 0.004] | 0 | 0 | [1200.0, 2000.0, 4800.0, 12000.0, 26000.0] | 0 | 0

## dtypes
| element | column | dtype
0 | bus | name | object
1 | bus | vn_kv | float64
2 | bus | type | object
3 | bus | zone | object
4 | bus | in_service | bool
5 | load | name | object
6 | load | bus | uint32
7 | load | p_mw | float64
8 | load | q_mvar | float64
9 | load | const_z_percent | float64
10 | load | const_i_percent | float64
11 | load | sn_mva | float64
12 | load | scaling | float64
13 | load | in_service | bool
14 | load | type | object
15 | ext_grid | name | object
16 | ext_grid | bus | uint32
17 | ext_grid | vm_pu | float64
18 | ext_grid | va_degree | float64
19 | ext_grid | slack_weight | float64
20 | ext_grid | in_service | bool
21 | line | name | object
22 | line | std_type | object
23 | line | from_bus | uint32
24 | line | to_bus | uint32
25 | line | length_km | float64
26 | line | r_ohm_per_km | float64
27 | line | x_ohm_per_km | float64
28 | line | c_nf_per_km | float64
29 | line | g_us_per_km | float64
30 | line | max_i_ka | float64
31 | line | df | float64
32 | line | parallel | uint32
33 | line | type | object
34 | line | in_service | bool
35 | trafo | name | object
36 | trafo | std_type | object
37 | trafo | hv_bus | uint32
38 | trafo | lv_bus | uint32
39 | trafo | sn_mva | float64
40 | trafo | vn_hv_kv | float64
41 | trafo | vn_lv_kv | float64
42 | trafo | vk_percent | float64
43 | trafo | vkr_percent | float64
44 | trafo | pfe_kw | float64
45 | trafo | i0_percent | float64
46 | trafo | shift_degree | float64
47 | trafo | tap_side | object
48 | trafo | tap_neutral | int32
49 | trafo | tap_min | int32
50 | trafo | tap_max | int32
51 | trafo | tap_step_percent | float64
52 | trafo | tap_step_degree | float64
53 | trafo | tap_pos | int32
54 | trafo | tap_phase_shifter | bool
55 | trafo | parallel | uint32
56 | trafo | df | float64
57 | trafo | in_service | bool
58 | line_geodata | coords | object
59 | bus_geodata | x | float64
60 | bus_geodata | y | float64
61 | bus_geodata | coords | object

## parameters
| version | format_version | converged | OPF_converged | name | f_hz | sn_mva
0 | 2.14.6 | 2.14.0 | FALSE | FALSE |  | 50 | 1