## bus
| name | vn_kv | type | zone | in_service
0 | bus_LV_3921-40_0_3_node_0 | 0.4 | n |  | TRUE
1 | bus_LV_3921-40_0_3_node_1 | 0.4 | n |  | TRUE
2 | bus_LV_3921-40_0_3_node_2 | 0.4 | n |  | TRUE
3 | bus_LV_3921-40_0_3_node_3 | 0.4 | n |  | TRUE
4 | bus_LV_3921-40_0_3_node_4 | 0.4 | n |  | TRUE
5 | bus_LV_3921-40_0_3_node_6 | 0.4 | n |  | TRUE
6 | bus_LV_3921-40_0_3_node_7 | 0.4 | n |  | TRUE
7 | bus_LV_3921-40_0_3_node_8 | 0.4 | n |  | TRUE
8 | bus_LV_3921-40_0_3_node_72 | 0.4 | n |  | TRUE
9 | bus_LV_3921-40_0_3_node_31 | 0.4 | n |  | TRUE
10 | bus_LV_3921-40_0_3_node_78 | 0.4 | n |  | TRUE
11 | bus_LV_3921-40_0_3_node_35 | 0.4 | n |  | TRUE
12 | bus_LV_3921-40_0_3_node_36 | 0.4 | n |  | TRUE
13 | bus_LV_3921-40_0_3_node_34 | 0.4 | n |  | TRUE
14 | bus_LV_3921-40_0_3_node_69 | 0.4 | n |  | TRUE
15 | bus_LV_3921-40_0_3_node_71 | 0.4 | n |  | TRUE
16 | bus_LV_3921-40_0_3_node_67 | 0.4 | n |  | TRUE
17 | bus_LV_3921-40_0_3_node_30 | 0.4 | n |  | TRUE
18 | bus_LV_3921-40_0_3_node_79 | 0.4 | n |  | TRUE
19 | bus_LV_3921-40_0_3_node_9 | 0.4 | n |  | TRUE
20 | bus_LV_3921-40_0_3_node_10 | 0.4 | n |  | TRUE
21 | bus_LV_3921-40_0_3_node_11 | 0.4 | n |  | TRUE
22 | bus_LV_3921-40_0_3_node_12 | 0.4 | n |  | TRUE
23 | bus_LV_3921-40_0_3_node_13 | 0.4 | n |  | TRUE
24 | bus_LV_3921-40_0_3_node_14 | 0.4 | n |  | TRUE
25 | bus_LV_3921-40_0_3_node_15 | 0.4 | n |  | TRUE
26 | bus_LV_3921-40_0_3_node_16 | 0.4 | n |  | TRUE
27 | bus_LV_3921-40_0_3_node_18 | 0.4 | n |  | TRUE
28 | bus_LV_3921-40_0_3_node_140 | 0.4 | n |  | TRUE
29 | bus_LV_3921-40_0_3_node_141 | 0.4 | n |  | TRUE
30 | bus_LV_3921-40_0_3_node_17 | 0.4 | n |  | TRUE
31 | bus_LV_3921-40_0_3_node_142 | 0.4 | n |  | TRUE
32 | bus_LV_3921-40_0_3_node_70 | 0.4 | n |  | TRUE
33 | bus_LV_3921-40_0_3_node_48 | 0.4 | n |  | TRUE
34 | bus_LV_3921-40_0_3_node_88 | 0.4 | n |  | TRUE
35 | bus_LV_3921-40_0_3_node_68 | 0.4 | n |  | TRUE
36 | bus_LV_3921-40_0_3_node_19 | 0.4 | n |  | TRUE
37 | bus_LV_3921-40_0_3_node_20 | 0.4 | n |  | TRUE
38 | bus_LV_3921-40_0_3_node_21 | 0.4 | n |  | TRUE
39 | bus_LV_3921-40_0_3_node_22 | 0.4 | n |  | TRUE
40 | bus_LV_3921-40_0_3_node_23 | 0.4 | n |  | TRUE
41 | bus_LV_3921-40_0_3_node_24 | 0.4 | n |  | TRUE
42 | bus_LV_3921-40_0_3_node_25 | 0.4 | n |  | TRUE
43 | bus_LV_3921-40_0_3_node_32 | 0.4 | n |  | TRUE
44 | bus_LV_3921-40_0_3_node_26 | 0.4 | n |  | TRUE
45 | bus_LV_3921-40_0_3_node_33 | 0.4 | n |  | TRUE
46 | bus_LV_3921-40_0_3_node_27 | 0.4 | n |  | TRUE
47 | bus_LV_3921-40_0_3_node_28 | 0.4 | n |  | TRUE
48 | bus_LV_3921-40_0_3_node_29 | 0.4 | n |  | TRUE
49 | bus_LV_3921-40_0_3_node_63 | 0.4 | n |  | TRUE
50 | bus_LV_3921-40_0_3_node_60 | 0.4 | n |  | TRUE
51 | bus_LV_3921-40_0_3_node_58 | 0.4 | n |  | TRUE
52 | bus_LV_3921-40_0_3_node_39 | 0.4 | n |  | TRUE
53 | bus_LV_3921-40_0_3_node_74 | 0.4 | n |  | TRUE
54 | bus_LV_3921-40_0_3_node_75 | 0.4 | n |  | TRUE
55 | bus_LV_3921-40_0_3_node_37 | 0.4 | n |  | TRUE
56 | bus_LV_3921-40_0_3_node_38 | 0.4 | n |  | TRUE
57 | bus_LV_3921-40_0_3_node_76 | 0.4 | n |  | TRUE
58 | bus_LV_3921-40_0_3_node_40 | 0.4 | n |  | TRUE
59 | bus_LV_3921-40_0_3_node_41 | 0.4 | n |  | TRUE
60 | bus_LV_3921-40_0_3_node_42 | 0.4 | n |  | TRUE
61 | bus_LV_3921-40_0_3_node_43 | 0.4 | n |  | TRUE
62 | bus_LV_3921-40_0_3_node_44 | 0.4 | n |  | TRUE
63 | bus_LV_3921-40_0_3_node_45 | 0.4 | n |  | TRUE
64 | bus_LV_3921-40_0_3_node_46 | 0.4 | n |  | TRUE
65 | bus_LV_3921-40_0_3_node_47 | 0.4 | n |  | TRUE
66 | bus_LV_3921-40_0_3_node_49 | 0.4 | n |  | TRUE
67 | bus_LV_3921-40_0_3_node_86 | 0.4 | n |  | TRUE
68 | bus_LV_3921-40_0_3_node_85 | 0.4 | n |  | TRUE
69 | bus_LV_3921-40_0_3_node_64 | 0.4 | n |  | TRUE
70 | bus_LV_3921-40_0_3_node_65 | 0.4 | n |  | TRUE
71 | bus_LV_3921-40_0_3_node_66 | 0.4 | n |  | TRUE
72 | bus_LV_3921-40_0_3_node_56 | 0.4 | n |  | TRUE
73 | bus_LV_3921-40_0_3_node_50 | 0.4 | n |  | TRUE
74 | bus_LV_3921-40_0_3_node_51 | 0.4 | n |  | TRUE
75 | bus_LV_3921-40_0_3_node_52 | 0.4 | n |  | TRUE
76 | bus_LV_3921-40_0_3_node_53 | 0.4 | n |  | TRUE
77 | bus_LV_3921-40_0_3_node_55 | 0.4 | n |  | TRUE
78 | bus_LV_3921-40_0_3_node_84 | 0.4 | n |  | TRUE
79 | bus_LV_3921-40_0_3_node_87 | 0.4 | n |  | TRUE
80 | bus_LV_3921-40_0_3_node_80 | 0.4 | n |  | TRUE
81 | bus_LV_3921-40_0_3_node_89 | 0.4 | n |  | TRUE
82 | bus_LV_3921-40_0_3_node_57 | 0.4 | n |  | TRUE
83 | bus_LV_3921-40_0_3_node_59 | 0.4 | n |  | TRUE
84 | bus_LV_3921-40_0_3_node_61 | 0.4 | n |  | TRUE
85 | bus_LV_3921-40_0_3_node_62 | 0.4 | n |  | TRUE
86 | bus_LV_3921-40_0_3_node_73 | 0.4 | n |  | TRUE
87 | bus_LV_3921-40_0_3_node_81 | 0.4 | n |  | TRUE
88 | bus_LV_3921-40_0_3_node_94 | 0.4 | n |  | TRUE
89 | bus_LV_3921-40_0_3_node_95 | 0.4 | n |  | TRUE
90 | bus_LV_3921-40_0_3_node_77 | 0.4 | n |  | TRUE
91 | bus_LV_3921-40_0_3_node_125 | 0.4 | n |  | TRUE
92 | bus_LV_3921-40_0_3_node_83 | 0.4 | n |  | TRUE
93 | bus_LV_3921-40_0_3_node_82 | 0.4 | n |  | TRUE
94 | bus_LV_3921-40_0_3_node_91 | 0.4 | n |  | TRUE
95 | bus_LV_3921-40_0_3_node_90 | 0.4 | n |  | TRUE
96 | bus_LV_3921-40_0_3_node_92 | 0.4 | n |  | TRUE
97 | bus_LV_3921-40_0_3_node_93 | 0.4 | n |  | TRUE
98 | bus_LV_3921-40_0_3_node_126 | 0.4 | n |  | TRUE
99 | bus_LV_3921-40_0_3_node_96 | 0.4 | n |  | TRUE
100 | bus_LV_3921-40_0_3_node_97 | 0.4 | n |  | TRUE
101 | bus_LV_3921-40_0_3_node_98 | 0.4 | n |  | TRUE
102 | bus_LV_3921-40_0_3_node_99 | 0.4 | n |  | TRUE
103 | bus_LV_3921-40_0_3_node_133 | 0.4 | n |  | TRUE
104 | bus_LV_3921-40_0_3_node_134 | 0.4 | n |  | TRUE
105 | bus_LV_3921-40_0_3_node_135 | 0.4 | n |  | TRUE
106 | bus_LV_3921-40_0_3_node_136 | 0.4 | n |  | TRUE
107 | bus_LV_3921-40_0_3_node_100 | 0.4 | n |  | TRUE
108 | bus_LV_3921-40_0_3_node_101 | 0.4 | n |  | TRUE
109 | bus_LV_3921-40_0_3_node_102 | 0.4 | n |  | TRUE
110 | bus_LV_3921-40_0_3_node_103 | 0.4 | n |  | TRUE
111 | bus_LV_3921-40_0_3_node_104 | 0.4 | n |  | TRUE
112 | bus_LV_3921-40_0_3_node_105 | 0.4 | n |  | TRUE
113 | bus_LV_3921-40_0_3_node_106 | 0.4 | n |  | TRUE
114 | bus_LV_3921-40_0_3_node_127 | 0.4 | n |  | TRUE
115 | bus_LV_3921-40_0_3_node_110 | 0.4 | n |  | TRUE
116 | bus_LV_3921-40_0_3_node_107 | 0.4 | n |  | TRUE
117 | bus_LV_3921-40_0_3_node_129 | 0.4 | n |  | TRUE
118 | bus_LV_3921-40_0_3_node_112 | 0.4 | n |  | TRUE
119 | bus_LV_3921-40_0_3_node_108 | 0.4 | n |  | TRUE
120 | bus_LV_3921-40_0_3_node_109 | 0.4 | n |  | TRUE
121 | bus_LV_3921-40_0_3_node_117 | 0.4 | n |  | TRUE
122 | bus_LV_3921-40_0_3_node_115 | 0.4 | n |  | TRUE
123 | bus_LV_3921-40_0_3_node_113 | 0.4 | n |  | TRUE
124 | bus_LV_3921-40_0_3_node_114 | 0.4 | n |  | TRUE
125 | bus_LV_3921-40_0_3_node_116 | 0.4 | n |  | TRUE
126 | bus_LV_3921-40_0_3_node_118 | 0.4 | n |  | TRUE
127 | bus_LV_3921-40_0_3_node_138 | 0.4 | n |  | TRUE
128 | bus_LV_3921-40_0_3_node_139 | 0.4 | n |  | TRUE
129 | bus_LV_3921-40_0_3_node_119 | 0.4 | n |  | TRUE
130 | bus_LV_3921-40_0_3_node_120 | 0.4 | n |  | TRUE
131 | bus_LV_3921-40_0_3_node_123 | 0.4 | n |  | TRUE
132 | bus_LV_3921-40_0_3_node_121 | 0.4 | n |  | TRUE
133 | bus_LV_3921-40_0_3_node_124 | 0.4 | n |  | TRUE
134 | bus_LV_3921-40_0_3_node_145 | 0.4 | n |  | TRUE
135 | bus_LV_3921-40_0_3_node_122 | 0.4 | n |  | TRUE
136 | bus_LV_3921-40_0_3_node_131 | 0.4 | n |  | TRUE
137 | bus_LV_3921-40_0_3_node_132 | 0.4 | n |  | TRUE
138 | bus_LV_3921-40_0_3_node_130 | 0.4 | n |  | TRUE
139 | bus_LV_3921-40_0_3_node_128 | 0.4 | n |  | TRUE
140 | bus_LV_3921-40_0_3_node_137 | 0.4 | n |  | TRUE
141 | bus_LV_3921-40_0_3_node_143 | 0.4 | n |  | TRUE
142 | bus_MV_0_node_56 | 20 | n |  | TRUE

## load
| name | bus | p_mw | q_mvar | const_z_percent | const_i_percent | sn_mva | scaling | in_service | type
0 | LV_3921-40_0_3_load_0 | 0 | 0.0004707 | 0.00011797 | 0 | 0 |  | 1 | TRUE | wye
1 | LV_3921-40_0_3_load_1 | 1 | 0.00029114 | 7.2966e-05 | 0 | 0 |  | 1 | TRUE | wye
2 | LV_3921-40_0_3_load_6 | 5 | 0.00041341 | 0.00010361 | 0 | 0 |  | 1 | TRUE | wye
3 | LV_3921-40_0_3_load_7 | 6 | 0.00087905 | 0.00022031 | 0 | 0 |  | 1 | TRUE | wye
4 | LV_3921-40_0_3_load_8 | 7 | 0.00040829 | 0.00010233 | 0 | 0 |  | 1 | TRUE | wye
5 | LV_3921-40_0_3_load_72 | 8 | 0.0016972 | 0.00042537 | 0 | 0 |  | 1 | TRUE | wye
6 | LV_3921-40_0_3_load_31 | 9 | 0.0015394 | 0.00038581 | 0 | 0 |  | 1 | TRUE | wye
7 | LV_3921-40_0_3_load_78 | 10 | 0.0031883 | 0.00079905 | 0 | 0 |  | 1 | TRUE | wye
8 | LV_3921-40_0_3_load_34 | 13 | 0.00059656 | 0.00014951 | 0 | 0 |  | 1 | TRUE | wye
9 | LV_3921-40_0_3_load_71 | 15 | 0.000627 | 0.00015714 | 0 | 0 |  | 1 | TRUE | wye
10 | LV_3921-40_0_3_load_67 | 16 | 0.0014038 | 0.00035183 | 0 | 0 |  | 1 | TRUE | wye
11 | LV_3921-40_0_3_load_30 | 17 | 0.00058457 | 0.00014651 | 0 | 0 |  | 1 | TRUE | wye
12 | LV_3921-40_0_3_load_79 | 18 | 0.00086454 | 0.00021667 | 0 | 0 |  | 1 | TRUE | wye
13 | LV_3921-40_0_3_load_9 | 19 | 0.0010519 | 0.00026363 | 0 | 0 |  | 1 | TRUE | wye
14 | LV_3921-40_0_3_load_10 | 20 | 0.0011942 | 0.0002993 | 0 | 0 |  | 1 | TRUE | wye
15 | LV_3921-40_0_3_load_12 | 22 | 0.00077575 | 0.00019442 | 0 | 0 |  | 1 | TRUE | wye
16 | LV_3921-40_0_3_load_13 | 23 | 0.00082295 | 0.00020625 | 0 | 0 |  | 1 | TRUE | wye
17 | LV_3921-40_0_3_load_15 | 25 | 0.0012255 | 0.00030715 | 0 | 0 |  | 1 | TRUE | wye
18 | LV_3921-40_0_3_load_18 | 27 | 0.00086632 | 0.00021712 | 0 | 0 |  | 1 | TRUE | wye
19 | LV_3921-40_0_3_load_140 | 28 | 0.0029935 | 0.00075024 | 0 | 0 |  | 1 | TRUE | wye
20 | LV_3921-40_0_3_load_141 | 29 | 0.0013538 | 0.00033929 | 0 | 0 |  | 1 | TRUE | wye
21 | LV_3921-40_0_3_load_17 | 30 | 0.0013018 | 0.00032625 | 0 | 0 |  | 1 | TRUE | wye
22 | LV_3921-40_0_3_load_142 | 31 | 0.0024457 | 0.00061294 | 0 | 0 |  | 1 | TRUE | wye
23 | LV_3921-40_0_3_load_70 | 32 | 0.0017904 | 0.00044871 | 0 | 0 |  | 1 | TRUE | wye
24 | LV_3921-40_0_3_load_48 | 33 | 0.00082724 | 0.00020733 | 0 | 0 |  | 1 | TRUE | wye
25 | LV_3921-40_0_3_load_88 | 34 | 0.0014044 | 0.00035199 | 0 | 0 |  | 1 | TRUE | wye
26 | LV_3921-40_0_3_load_68 | 35 | 0.00068056 | 0.00017056 | 0 | 0 |  | 1 | TRUE | wye
27 | LV_3921-40_0_3_load_19 | 36 | 0.00086736 | 0.00021738 | 0 | 0 |  | 1 | TRUE | wye
28 | LV_3921-40_0_3_load_20 | 37 | 0.00074431 | 0.00018654 | 0 | 0 |  | 1 | TRUE | wye
29 | LV_3921-40_0_3_load_21 | 38 | 0.00076882 | 0.00019268 | 0 | 0 |  | 1 | TRUE | wye
30 | LV_3921-40_0_3_load_22 | 39 | 0.00072266 | 0.00018112 | 0 | 0 |  | 1 | TRUE | wye
31 | LV_3921-40_0_3_load_23 | 40 | 0.00051916 | 0.00013011 | 0 | 0 |  | 1 | TRUE | wye
32 | LV_3921-40_0_3_load_24 | 41 | 0.00056079 | 0.00014055 | 0 | 0 |  | 1 | TRUE | wye
33 | LV_3921-40_0_3_load_25 | 42 | 0.00060643 | 0.00015198 | 0 | 0 |  | 1 | TRUE | wye
34 | LV_3921-40_0_3_load_26 | 44 | 0.00087891 | 0.00022028 | 0 | 0 |  | 1 | TRUE | wye
35 | LV_3921-40_0_3_load_33 | 45 | 0.00077904 | 0.00019525 | 0 | 0 |  | 1 | TRUE | wye
36 | LV_3921-40_0_3_load_28 | 47 | 0.00047702 | 0.00011955 | 0 | 0 |  | 1 | TRUE | wye
37 | LV_3921-40_0_3_load_63 | 49 | 0.00065688 | 0.00016463 | 0 | 0 |  | 1 | TRUE | wye
38 | LV_3921-40_0_3_load_60 | 50 | 0.00052277 | 0.00013102 | 0 | 0 |  | 1 | TRUE | wye
39 | LV_3921-40_0_3_load_58 | 51 | 0.00055702 | 0.0001396 | 0 | 0 |  | 1 | TRUE | wye
40 | LV_3921-40_0_3_load_74 | 53 | 0.00079067 | 0.00019816 | 0 | 0 |  | 1 | TRUE | wye
41 | LV_3921-40_0_3_load_75 | 54 | 0.00053101 | 0.00013308 | 0 | 0 |  | 1 | TRUE | wye
42 | LV_3921-40_0_3_load_37 | 55 | 0.0016888 | 0.00042325 | 0 | 0 |  | 1 | TRUE | wye
43 | LV_3921-40_0_3_load_38 | 56 | 0.0003029 | 7.5914e-05 | 0 | 0 |  | 1 | TRUE | wye
44 | LV_3921-40_0_3_load_76 | 57 | 0.00022339 | 5.5986e-05 | 0 | 0 |  | 1 | TRUE | wye
45 | LV_3921-40_0_3_load_40 | 58 | 0.0014484 | 0.00036301 | 0 | 0 |  | 1 | TRUE | wye
46 | LV_3921-40_0_3_load_41 | 59 | 0.0010457 | 0.00026207 | 0 | 0 |  | 1 | TRUE | wye
47 | LV_3921-40_0_3_load_43 | 61 | 0.00036042 | 9.0329e-05 | 0 | 0 |  | 1 | TRUE | wye
48 | LV_3921-40_0_3_load_45 | 63 | 0.00090918 | 0.00022786 | 0 | 0 |  | 1 | TRUE | wye
49 | LV_3921-40_0_3_load_46 | 64 | 0.00024356 | 6.1041e-05 | 0 | 0 |  | 1 | TRUE | wye
50 | LV_3921-40_0_3_load_49 | 66 | 0.0026213 | 0.00065695 | 0 | 0 |  | 1 | TRUE | wye
51 | LV_3921-40_0_3_load_86 | 67 | 0.0014014 | 0.00035123 | 0 | 0 |  | 1 | TRUE | wye
52 | LV_3921-40_0_3_load_85 | 68 | 0.00053099 | 0.00013308 | 0 | 0 |  | 1 | TRUE | wye
53 | LV_3921-40_0_3_load_66 | 71 | 0.00021957 | 5.5031e-05 | 0 | 0 |  | 1 | TRUE | wye
54 | LV_3921-40_0_3_load_50 | 73 | 0.0014004 | 0.00035098 | 0 | 0 |  | 1 | TRUE | wye
55 | LV_3921-40_0_3_load_51 | 74 | 0.00059778 | 0.00014982 | 0 | 0 |  | 1 | TRUE | wye
56 | LV_3921-40_0_3_load_52 | 75 | 0.000215 | 5.3884e-05 | 0 | 0 |  | 1 | TRUE | wye
57 | LV_3921-40_0_3_load_53 | 76 | 0.0004238 | 0.00010621 | 0 | 0 |  | 1 | TRUE | wye
58 | LV_3921-40_0_3_load_55 | 77 | 0.0012762 | 0.00031985 | 0 | 0 |  | 1 | TRUE | wye
59 | LV_3921-40_0_3_load_84 | 78 | 0.0005482 | 0.00013739 | 0 | 0 |  | 1 | TRUE | wye
60 | LV_3921-40_0_3_load_87 | 79 | 0.00086865 | 0.00021771 | 0 | 0 |  | 1 | TRUE | wye
61 | LV_3921-40_0_3_load_80 | 80 | 0.0011779 | 0.00029521 | 0 | 0 |  | 1 | TRUE | wye
62 | LV_3921-40_0_3_load_89 | 81 | 0.0008444 | 0.00021163 | 0 | 0 |  | 1 | TRUE | wye
63 | LV_3921-40_0_3_load_57 | 82 | 0.00047465 | 0.00011896 | 0 | 0 |  | 1 | TRUE | wye
64 | LV_3921-40_0_3_load_59 | 83 | 0.00059712 | 0.00014965 | 0 | 0 |  | 1 | TRUE | wye
65 | LV_3921-40_0_3_load_61 | 84 | 0.00058552 | 0.00014675 | 0 | 0 |  | 1 | TRUE | wye
66 | LV_3921-40_0_3_load_81 | 87 | 0.00064012 | 0.00016043 | 0 | 0 |  | 1 | TRUE | wye
67 | LV_3921-40_0_3_load_95 | 89 | 0.00018609 | 4.6638e-05 | 0 | 0 |  | 1 | TRUE | wye
68 | LV_3921-40_0_3_load_77 | 90 | 0.00029356 | 7.3573e-05 | 0 | 0 |  | 1 | TRUE | wye
69 | LV_3921-40_0_3_load_125 | 91 | 0.0002012 | 5.0426e-05 | 0 | 0 |  | 1 | TRUE | wye
70 | LV_3921-40_0_3_load_83 | 92 | 0.00017237 | 4.3199e-05 | 0 | 0 |  | 1 | TRUE | wye
71 | LV_3921-40_0_3_load_82 | 93 | 0.00018602 | 4.662e-05 | 0 | 0 |  | 1 | TRUE | wye
72 | LV_3921-40_0_3_load_91 | 94 | 0.00020122 | 5.043e-05 | 0 | 0 |  | 1 | TRUE | wye
73 | LV_3921-40_0_3_load_90 | 95 | 0.00027244 | 6.8279e-05 | 0 | 0 |  | 1 | TRUE | wye
74 | LV_3921-40_0_3_load_92 | 96 | 0.00026038 | 6.5257e-05 | 0 | 0 |  | 1 | TRUE | wye
75 | LV_3921-40_0_3_load_93 | 97 | 0.00031167 | 7.8111e-05 | 0 | 0 |  | 1 | TRUE | wye
76 | LV_3921-40_0_3_load_96 | 99 | 0.00035921 | 9.0027e-05 | 0 | 0 |  | 1 | TRUE | wye
77 | LV_3921-40_0_3_load_97 | 100 | 0.00045218 | 0.00011333 | 0 | 0 |  | 1 | TRUE | wye
78 | LV_3921-40_0_3_load_98 | 101 | 0.00040434 | 0.00010134 | 0 | 0 |  | 1 | TRUE | wye
79 | LV_3921-40_0_3_load_133 | 103 | 0.0002223 | 5.5713e-05 | 0 | 0 |  | 1 | TRUE | wye
80 | LV_3921-40_0_3_load_134 | 104 | 0.00017305 | 4.3371e-05 | 0 | 0 |  | 1 | TRUE | wye
81 | LV_3921-40_0_3_load_135 | 105 | 0.00023367 | 5.8564e-05 | 0 | 0 |  | 1 | TRUE | wye
82 | LV_3921-40_0_3_load_136 | 106 | 0.00025382 | 6.3613e-05 | 0 | 0 |  | 1 | TRUE | wye
83 | LV_3921-40_0_3_load_100 | 107 | 0.00019381 | 4.8574e-05 | 0 | 0 |  | 1 | TRUE | wye
84 | LV_3921-40_0_3_load_101 | 108 | 0.00016621 | 4.1656e-05 | 0 | 0 |  | 1 | TRUE | wye
85 | LV_3921-40_0_3_load_102 | 109 | 0.00017722 | 4.4414e-05 | 0 | 0 |  | 1 | TRUE | wye
86 | LV_3921-40_0_3_load_103 | 110 | 0.00028906 | 7.2445e-05 | 0 | 0 |  | 1 | TRUE | wye
87 | LV_3921-40_0_3_load_104 | 111 | 0.00022283 | 5.5848e-05 | 0 | 0 |  | 1 | TRUE | wye
88 | LV_3921-40_0_3_load_105 | 112 | 0.00017252 | 4.3238e-05 | 0 | 0 |  | 1 | TRUE | wye
89 | LV_3921-40_0_3_load_110 | 115 | 0.00020132 | 5.0455e-05 | 0 | 0 |  | 1 | TRUE | wye
90 | LV_3921-40_0_3_load_107 | 116 | 0.00021935 | 5.4975e-05 | 0 | 0 |  | 1 | TRUE | wye
91 | LV_3921-40_0_3_load_129 | 117 | 0.00018219 | 4.5662e-05 | 0 | 0 |  | 1 | TRUE | wye
92 | LV_3921-40_0_3_load_112 | 118 | 0.00018094 | 4.5348e-05 | 0 | 0 |  | 1 | TRUE | wye
93 | LV_3921-40_0_3_load_108 | 119 | 0.0001742 | 4.3658e-05 | 0 | 0 |  | 1 | TRUE | wye
94 | LV_3921-40_0_3_load_109 | 120 | 0.00017208 | 4.3127e-05 | 0 | 0 |  | 1 | TRUE | wye
95 | LV_3921-40_0_3_load_117 | 121 | 0.0001848 | 4.6316e-05 | 0 | 0 |  | 1 | TRUE | wye
96 | LV_3921-40_0_3_load_113 | 123 | 0.00019027 | 4.7686e-05 | 0 | 0 |  | 1 | TRUE | wye
97 | LV_3921-40_0_3_load_114 | 124 | 0.00018815 | 4.7155e-05 | 0 | 0 |  | 1 | TRUE | wye
98 | LV_3921-40_0_3_load_116 | 125 | 0.00016705 | 4.1866e-05 | 0 | 0 |  | 1 | TRUE | wye
99 | LV_3921-40_0_3_load_118 | 126 | 0.0002053 | 5.1452e-05 | 0 | 0 |  | 1 | TRUE | wye
100 | LV_3921-40_0_3_load_119 | 129 | 0.00018042 | 4.5218e-05 | 0 | 0 |  | 1 | TRUE | wye
101 | LV_3921-40_0_3_load_120 | 130 | 0.00031184 | 7.8154e-05 | 0 | 0 |  | 1 | TRUE | wye
102 | LV_3921-40_0_3_load_123 | 131 | 0.00021575 | 5.4072e-05 | 0 | 0 |  | 1 | TRUE | wye
103 | LV_3921-40_0_3_load_121 | 132 | 0.0002707 | 6.7845e-05 | 0 | 0 |  | 1 | TRUE | wye
104 | LV_3921-40_0_3_load_145 | 134 | 0.00019917 | 4.9917e-05 | 0 | 0 |  | 1 | TRUE | wye
105 | LV_3921-40_0_3_load_122 | 135 | 0.00029129 | 7.3004e-05 | 0 | 0 |  | 1 | TRUE | wye
106 | LV_3921-40_0_3_load_132 | 137 | 0.00021915 | 5.4923e-05 | 0 | 0 |  | 1 | TRUE | wye
107 | LV_3921-40_0_3_load_130 | 138 | 0.0002613 | 6.5488e-05 | 0 | 0 |  | 1 | TRUE | wye
108 | LV_3921-40_0_3_load_128 | 139 | 0.00017298 | 4.3352e-05 | 0 | 0 |  | 1 | TRUE | wye
109 | LV_3921-40_0_3_load_137 | 140 | 0.00022417 | 5.6182e-05 | 0 | 0 |  | 1 | TRUE | wye
110 | LV_3921-40_0_3_load_143 | 141 | 0.0004493 | 0.00011261 | 0 | 0 |  | 1 | TRUE | wye

## ext_grid
| name | bus | vm_pu | va_degree | slack_weight | in_service
0 |  | 72 | 1 | 0 | 1 | TRUE

## line
| name | std_type | from_bus | to_bus | length_km | r_ohm_per_km | x_ohm_per_km | c_nf_per_km | g_us_per_km | max_i_ka | df | parallel | type | in_service
0 | LV_3921-40_0_3_line_0 | NAYY 4x150 SE | 0 | 1 | 0.01074 | 0.208 | 0.08 | 261 | 0 | 0.27 | 1 | 1 | cs | TRUE
1 | LV_3921-40_0_3_line_1 | NAYY 4x150 SE | 0 | 2 | 0.051481 | 0.208 | 0.08 | 261 | 0 | 0.27 | 1 | 1 | cs | TRUE
2 | LV_3921-40_0_3_line_2 | NAYY 4x150 SE | 1 | 3 | 0.0093983 | 0.208 | 0.08 | 261 | 0 | 0.27 | 1 | 1 | cs | TRUE
3 | LV_3921-40_0_3_line_3 | NAYY 4x150 SE | 2 | 4 | 0.008052 | 0.208 | 0.08 | 261 | 0 | 0.27 | 1 | 1 | cs | TRUE
4 | LV_3921-40_0_3_line_4 | NAYY 4x150 SE | 3 | 5 | 0.033374 | 0.208 | 0.08 | 261 | 0 | 0.27 | 1 | 1 | cs | TRUE
5 | LV_3921-40_0_3_line_5 | NAYY 4x150 SE | 3 | 6 | 0.04785 | 0.208 | 0.08 | 261 | 0 | 0.27 | 1 | 1 | cs | TRUE
6 | LV_3921-40_0_3_line_6 | NAYY 4x150 SE | 4 | 7 | 0.057831 | 0.208 | 0.08 | 261 | 0 | 0.27 | 1 | 1 | cs | TRUE
7 | LV_3921-40_0_3_line_7 | NAYY 4x150 SE | 5 | 8 | 0.011039 | 0.208 | 0.08 | 261 | 0 | 0.27 | 1 | 1 | cs | TRUE
8 | LV_3921-40_0_3_line_8 | NAYY 4x150 SE | 6 | 9 | 0.012498 | 0.208 | 0.08 | 261 | 0 | 0.27 | 1 | 1 | cs | TRUE
9 | LV_3921-40_0_3_line_9 | NAYY 4x150 SE | 7 | 10 | 0.026182 | 0.208 | 0.08 | 261 | 0 | 0.27 | 1 | 1 | cs | TRUE
10 | LV_3921-40_0_3_line_10 | NAYY 4x150 SE | 9 | 17 | 0.010947 | 0.208 | 0.08 | 261 | 0 | 0.27 | 1 | 1 | cs | TRUE
11 | LV_3921-40_0_3_line_11 | NAYY 4x150 SE | 10 | 18 | 0.026378 | 0.208 | 0.08 | 261 | 0 | 0.27 | 1 | 1 | cs | TRUE
12 | LV_3921-40_0_3_line_12 | NAYY 4x150 SE | 11 | 12 | 0.14818 | 0.208 | 0.08 | 261 | 0 | 0.27 | 1 | 2 | cs | TRUE
13 | LV_3921-40_0_3_line_13 | NAYY 4x150 SE | 11 | 13 | 0.13557 | 0.208 | 0.08 | 261 | 0 | 0.27 | 1 | 2 | cs | TRUE
14 | LV_3921-40_0_3_line_14 | NAYY 4x150 SE | 12 | 55 | 0.046227 | 0.208 | 0.08 | 261 | 0 | 0.27 | 1 | 1 | cs | TRUE
15 | LV_3921-40_0_3_line_15 | NAYY 4x150 SE | 12 | 56 | 0.0098748 | 0.208 | 0.08 | 261 | 0 | 0.27 | 1 | 2 | cs | TRUE
16 | LV_3921-40_0_3_line_16 | NAYY 4x150 SE | 13 | 43 | 0.14479 | 0.208 | 0.08 | 261 | 0 | 0.27 | 1 | 2 | cs | TRUE
17 | LV_3921-40_0_3_line_17 | NAYY 4x150 SE | 14 | 15 | 0.10139 | 0.208 | 0.08 | 261 | 0 | 0.27 | 1 | 2 | cs | TRUE
18 | LV_3921-40_0_3_line_18 | NAYY 4x150 SE | 14 | 16 | 0.0135 | 0.208 | 0.08 | 261 | 0 | 0.27 | 1 | 2 | cs | TRUE
19 | LV_3921-40_0_3_line_19 | NAYY 4x150 SE | 15 | 56 | 0.017004 | 0.208 | 0.08 | 261 | 0 | 0.27 | 1 | 2 | cs | TRUE
20 | LV_3921-40_0_3_line_20 | NAYY 4x150 SE | 16 | 35 | 0.011988 | 0.208 | 0.08 | 261 | 0 | 0.27 | 1 | 2 | cs | TRUE
21 | LV_3921-40_0_3_line_21 | NAYY 4x150 SE | 17 | 25 | 0.014105 | 0.208 | 0.08 | 261 | 0 | 0.27 | 1 | 1 | cs | TRUE
22 | LV_3921-40_0_3_line_22 | NAYY 4x150 SE | 18 | 80 | 0.0065876 | 0.208 | 0.08 | 261 | 0 | 0.27 | 1 | 1 | cs | TRUE
23 | LV_3921-40_0_3_line_23 | NAYY 4x150 SE | 19 | 20 | 0.0047264 | 0.208 | 0.08 | 261 | 0 | 0.27 | 1 | 1 | cs | TRUE
24 | LV_3921-40_0_3_line_24 | NAYY 4x150 SE | 19 | 21 | 0.007606 | 0.208 | 0.08 | 261 | 0 | 0.27 | 1 | 1 | cs | TRUE
25 | LV_3921-40_0_3_line_25 | NAYY 4x150 SE | 20 | 22 | 0.019917 | 0.208 | 0.08 | 261 | 0 | 0.27 | 1 | 1 | cs | TRUE
26 | LV_3921-40_0_3_line_26 | NAYY 4x150 SE | 21 | 23 | 0.029415 | 0.208 | 0.08 | 261 | 0 | 0.27 | 1 | 1 | cs | TRUE
27 | LV_3921-40_0_3_line_27 | NAYY 4x150 SE | 21 | 24 | 0.045548 | 0.208 | 0.08 | 261 | 0 | 0.27 | 1 | 1 | cs | TRUE
28 | LV_3921-40_0_3_line_28 | NAYY 4x150 SE | 22 | 25 | 0.010999 | 0.208 | 0.08 | 261 | 0 | 0.27 | 1 | 1 | cs | TRUE
29 | LV_3921-40_0_3_line_29 | NAYY 4x150 SE | 24 | 26 | 0.016782 | 0.208 | 0.08 | 261 | 0 | 0.27 | 1 | 2 | cs | TRUE
30 | LV_3921-40_0_3_line_30 | NAYY 4x150 SE | 24 | 27 | 0.011656 | 0.208 | 0.08 | 261 | 0 | 0.27 | 1 | 2 | cs | TRUE
31 | LV_3921-40_0_3_line_31 | NAYY 4x150 SE | 26 | 28 | 0.017864 | 0.208 | 0.08 | 261 | 0 | 0.27 | 1 | 1 | cs | TRUE
32 | LV_3921-40_0_3_line_32 | NAYY 4x150 SE | 26 | 29 | 0.0074727 | 0.208 | 0.08 | 261 | 0 | 0.27 | 1 | 2 | cs | TRUE
33 | LV_3921-40_0_3_line_33 | NAYY 4x150 SE | 27 | 32 | 7.7965e-05 | 0.208 | 0.08 | 261 | 0 | 0.27 | 1 | 2 | cs | TRUE
34 | LV_3921-40_0_3_line_34 | NAYY 4x150 SE | 29 | 33 | 0.0031041 | 0.208 | 0.08 | 261 | 0 | 0.27 | 1 | 2 | cs | TRUE
35 | LV_3921-40_0_3_line_35 | NAYY 4x150 SE | 30 | 31 | 0.0075464 | 0.208 | 0.08 | 261 | 0 | 0.27 | 1 | 1 | cs | TRUE
36 | LV_3921-40_0_3_line_36 | NAYY 4x150 SE | 31 | 34 | 0.004958 | 0.208 | 0.08 | 261 | 0 | 0.27 | 1 | 1 | cs | TRUE
37 | LV_3921-40_0_3_line_37 | NAYY 4x150 SE | 32 | 35 | 0.0071517 | 0.208 | 0.08 | 261 | 0 | 0.27 | 1 | 2 | cs | TRUE
38 | LV_3921-40_0_3_line_38 | NAYY 4x150 SE | 33 | 62 | 0.012483 | 0.208 | 0.08 | 261 | 0 | 0.27 | 1 | 2 | cs | TRUE
39 | LV_3921-40_0_3_line_39 | NAYY 4x150 SE | 34 | 67 | 0.014202 | 0.208 | 0.08 | 261 | 0 | 0.27 | 1 | 1 | cs | TRUE
40 | LV_3921-40_0_3_line_40 | NAYY 4x150 SE | 36 | 37 | 0.010317 | 0.208 | 0.08 | 261 | 0 | 0.27 | 1 | 1 | cs | TRUE
41 | LV_3921-40_0_3_line_41 | NAYY 4x150 SE | 36 | 38 | 0.044024 | 0.208 | 0.08 | 261 | 0 | 0.27 | 1 | 1 | cs | TRUE
42 | LV_3921-40_0_3_line_42 | NAYY 4x150 SE | 37 | 39 | 0.0040836 | 0.208 | 0.08 | 261 | 0 | 0.27 | 1 | 1 | cs | TRUE
43 | LV_3921-40_0_3_line_43 | NAYY 4x150 SE | 38 | 40 | 0.0010499 | 0.208 | 0.08 | 261 | 0 | 0.27 | 1 | 1 | cs | TRUE
44 | LV_3921-40_0_3_line_44 | NAYY 4x150 SE | 39 | 41 | 0.047653 | 0.208 | 0.08 | 261 | 0 | 0.27 | 1 | 1 | cs | TRUE
45 | LV_3921-40_0_3_line_45 | NAYY 4x150 SE | 40 | 42 | 0.016845 | 0.208 | 0.08 | 261 | 0 | 0.27 | 1 | 1 | cs | TRUE
46 | LV_3921-40_0_3_line_46 | NAYY 4x150 SE | 41 | 43 | 0.0086953 | 0.208 | 0.08 | 261 | 0 | 0.27 | 1 | 1 | cs | TRUE
47 | LV_3921-40_0_3_line_47 | NAYY 4x150 SE | 42 | 44 | 0.001964 | 0.208 | 0.08 | 261 | 0 | 0.27 | 1 | 1 | cs | TRUE
48 | LV_3921-40_0_3_line_48 | NAYY 4x150 SE | 43 | 45 | 0.06502 | 0.208 | 0.08 | 261 | 0 | 0.27 | 1 | 2 | cs | TRUE
49 | LV_3921-40_0_3_line_49 | NAYY 4x150 SE | 44 | 46 | 0.032769 | 0.208 | 0.08 | 261 | 0 | 0.27 | 1 | 1 | cs | TRUE
50 | LV_3921-40_0_3_line_50 | NAYY 4x150 SE | 45 | 52 | 0.072832 | 0.208 | 0.08 | 261 | 0 | 0.27 | 1 | 2 | cs | TRUE
51 | LV_3921-40_0_3_line_51 | NAYY 4x150 SE | 46 | 47 | 0.01922 | 0.208 | 0.08 | 261 | 0 | 0.27 | 1 | 1 | cs | TRUE
52 | LV_3921-40_0_3_line_52 | NAYY 4x150 SE | 46 | 48 | 0.051936 | 0.208 | 0.08 | 261 | 0 | 0.27 | 1 | 1 | cs | TRUE
53 | LV_3921-40_0_3_line_53 | NAYY 4x150 SE | 48 | 49 | 0.004693 | 0.208 | 0.08 | 261 | 0 | 0.27 | 1 | 1 | cs | TRUE
54 | LV_3921-40_0_3_line_54 | NAYY 4x150 SE | 48 | 50 | 0.13047 | 0.208 | 0.08 | 261 | 0 | 0.27 | 1 | 1 | cs | TRUE
55 | LV_3921-40_0_3_line_55 | NAYY 4x150 SE | 50 | 51 | 0.020645 | 0.208 | 0.08 | 261 | 0 | 0.27 | 1 | 1 | cs | TRUE
56 | LV_3921-40_0_3_line_56 | NAYY 4x150 SE | 51 | 82 | 0.0053659 | 0.208 | 0.08 | 261 | 0 | 0.27 | 1 | 1 | cs | TRUE
57 | LV_3921-40_0_3_line_57 | NAYY 4x150 SE | 52 | 53 | 0.18872 | 0.208 | 0.08 | 261 | 0 | 0.27 | 1 | 1 | cs | TRUE
58 | LV_3921-40_0_3_line_58 | NAYY 4x150 SE | 52 | 54 | 0.035572 | 0.208 | 0.08 | 261 | 0 | 0.27 | 1 | 2 | cs | TRUE
59 | LV_3921-40_0_3_line_59 | NAYY 4x150 SE | 54 | 57 | 0.018456 | 0.208 | 0.08 | 261 | 0 | 0.27 | 1 | 2 | cs | TRUE
60 | LV_3921-40_0_3_line_60 | NAYY 4x150 SE | 57 | 90 | 0.13113 | 0.208 | 0.08 | 261 | 0 | 0.27 | 1 | 2 | cs | TRUE
61 | LV_3921-40_0_3_line_61 | NAYY 4x150 SE | 58 | 59 | 0.0033669 | 0.208 | 0.08 | 261 | 0 | 0.27 | 1 | 1 | cs | TRUE
62 | LV_3921-40_0_3_line_62 | NAYY 4x150 SE | 58 | 60 | 0.011442 | 0.208 | 0.08 | 261 | 0 | 0.27 | 1 | 1 | cs | TRUE
63 | LV_3921-40_0_3_line_63 | NAYY 4x150 SE | 59 | 61 | 0.035754 | 0.208 | 0.08 | 261 | 0 | 0.27 | 1 | 1 | cs | TRUE
64 | LV_3921-40_0_3_line_64 | NAYY 4x150 SE | 60 | 62 | 0.009701 | 0.208 | 0.08 | 261 | 0 | 0.27 | 1 | 1 | cs | TRUE
65 | LV_3921-40_0_3_line_65 | NAYY 4x150 SE | 60 | 63 | 0.05089 | 0.208 | 0.08 | 261 | 0 | 0.27 | 1 | 1 | cs | TRUE
66 | LV_3921-40_0_3_line_66 | NAYY 4x150 SE | 61 | 64 | 0.21689 | 0.208 | 0.08 | 261 | 0 | 0.27 | 1 | 1 | cs | TRUE
67 | LV_3921-40_0_3_line_67 | NAYY 4x150 SE | 62 | 65 | 0.021878 | 0.208 | 0.08 | 261 | 0 | 0.27 | 1 | 2 | cs | TRUE
68 | LV_3921-40_0_3_line_68 | NAYY 4x150 SE | 63 | 66 | 0.012092 | 0.208 | 0.08 | 261 | 0 | 0.27 | 1 | 1 | cs | TRUE
69 | LV_3921-40_0_3_line_69 | NAYY 4x150 SE | 65 | 67 | 0.0086826 | 0.208 | 0.08 | 261 | 0 | 0.27 | 1 | 1 | cs | TRUE
70 | LV_3921-40_0_3_line_70 | NAYY 4x150 SE | 65 | 68 | 0.037823 | 0.208 | 0.08 | 261 | 0 | 0.27 | 1 | 2 | cs | TRUE
71 | LV_3921-40_0_3_line_71 | NAYY 4x150 SE | 68 | 72 | 0.039334 | 0.208 | 0.08 | 261 | 0 | 0.27 | 1 | 2 | cs | TRUE
72 | LV_3921-40_0_3_line_72 | NAYY 4x150 SE | 69 | 70 | 0.13328 | 0.208 | 0.08 | 261 | 0 | 0.27 | 1 | 2 | cs | TRUE
73 | LV_3921-40_0_3_line_73 | NAYY 4x150 SE | 69 | 71 | 0.12229 | 0.208 | 0.08 | 261 | 0 | 0.27 | 1 | 2 | cs | TRUE
74 | LV_3921-40_0_3_line_74 | NAYY 4x150 SE | 70 | 88 | 0.005222 | 0.208 | 0.08 | 261 | 0 | 0.27 | 1 | 2 | cs | TRUE
75 | LV_3921-40_0_3_line_75 | NAYY 4x150 SE | 70 | 89 | 0.087272 | 0.208 | 0.08 | 261 | 0 | 0.27 | 1 | 1 | cs | TRUE
76 | LV_3921-40_0_3_line_76 | NAYY 4x150 SE | 71 | 90 | 0.079438 | 0.208 | 0.08 | 261 | 0 | 0.27 | 1 | 2 | cs | TRUE
77 | LV_3921-40_0_3_line_77 | NAYY 4x150 SE | 72 | 79 | 0.10484 | 0.208 | 0.08 | 261 | 0 | 0.27 | 1 | 1 | cs | TRUE
78 | LV_3921-40_0_3_line_78 | NAYY 4x150 SE | 73 | 74 | 0.16099 | 0.208 | 0.08 | 261 | 0 | 0.27 | 1 | 1 | cs | TRUE
79 | LV_3921-40_0_3_line_79 | NAYY 4x150 SE | 73 | 75 | 0.066311 | 0.208 | 0.08 | 261 | 0 | 0.27 | 1 | 1 | cs | TRUE
80 | LV_3921-40_0_3_line_80 | NAYY 4x150 SE | 74 | 76 | 0.07173 | 0.208 | 0.08 | 261 | 0 | 0.27 | 1 | 1 | cs | TRUE
81 | LV_3921-40_0_3_line_81 | NAYY 4x150 SE | 76 | 77 | 0.00073356 | 0.208 | 0.08 | 261 | 0 | 0.27 | 1 | 1 | cs | TRUE
82 | LV_3921-40_0_3_line_82 | NAYY 4x150 SE | 77 | 78 | 0.034868 | 0.208 | 0.08 | 261 | 0 | 0.27 | 1 | 1 | cs | TRUE
83 | LV_3921-40_0_3_line_83 | NAYY 4x150 SE | 78 | 80 | 0.065426 | 0.208 | 0.08 | 261 | 0 | 0.27 | 1 | 1 | cs | TRUE
84 | LV_3921-40_0_3_line_84 | NAYY 4x150 SE | 79 | 81 | 0.020028 | 0.208 | 0.08 | 261 | 0 | 0.27 | 1 | 1 | cs | TRUE
85 | LV_3921-40_0_3_line_85 | NAYY 4x150 SE | 81 | 94 | 0.0029194 | 0.208 | 0.08 | 261 | 0 | 0.27 | 1 | 1 | cs | TRUE
86 | LV_3921-40_0_3_line_86 | NAYY 4x150 SE | 82 | 83 | 0.016848 | 0.208 | 0.08 | 261 | 0 | 0.27 | 1 | 1 | cs | TRUE
87 | LV_3921-40_0_3_line_87 | NAYY 4x150 SE | 83 | 84 | 0.030399 | 0.208 | 0.08 | 261 | 0 | 0.27 | 1 | 1 | cs | TRUE
88 | LV_3921-40_0_3_line_88 | NAYY 4x150 SE | 84 | 85 | 0.19659 | 0.208 | 0.08 | 261 | 0 | 0.27 | 1 | 1 | cs | TRUE
89 | LV_3921-40_0_3_line_89 | NAYY 4x150 SE | 85 | 86 | 0.165 | 0.208 | 0.08 | 261 | 0 | 0.27 | 1 | 1 | cs | TRUE
90 | LV_3921-40_0_3_line_90 | NAYY 4x150 SE | 86 | 87 | 0.094275 | 0.208 | 0.08 | 261 | 0 | 0.27 | 1 | 1 | cs | TRUE
91 | LV_3921-40_0_3_line_91 | NAYY 4x150 SE | 88 | 91 | 0.081824 | 0.208 | 0.08 | 261 | 0 | 0.27 | 1 | 2 | cs | TRUE
92 | LV_3921-40_0_3_line_92 | NAYY 4x150 SE | 89 | 92 | 0.0068173 | 0.208 | 0.08 | 261 | 0 | 0.27 | 1 | 1 | cs | TRUE
93 | LV_3921-40_0_3_line_93 | NAYY 4x150 SE | 91 | 98 | 0.34735 | 0.208 | 0.08 | 261 | 0 | 0.27 | 1 | 1 | cs | TRUE
94 | LV_3921-40_0_3_line_94 | NAYY 4x150 SE | 92 | 93 | 0.022588 | 0.208 | 0.08 | 261 | 0 | 0.27 | 1 | 1 | cs | TRUE
95 | LV_3921-40_0_3_line_95 | NAYY 4x150 SE | 94 | 95 | 0.035407 | 0.208 | 0.08 | 261 | 0 | 0.27 | 1 | 1 | cs | TRUE
96 | LV_3921-40_0_3_line_96 | NAYY 4x150 SE | 95 | 96 | 0.017384 | 0.208 | 0.08 | 261 | 0 | 0.27 | 1 | 1 | cs | TRUE
97 | LV_3921-40_0_3_line_97 | NAYY 4x150 SE | 96 | 97 | 0.077719 | 0.208 | 0.08 | 261 | 0 | 0.27 | 1 | 1 | cs | TRUE
98 | LV_3921-40_0_3_line_98 | NAYY 4x150 SE | 98 | 139 | 0.21406 | 0.208 | 0.08 | 261 | 0 | 0.27 | 1 | 1 | cs | TRUE
99 | LV_3921-40_0_3_line_99 | NAYY 4x150 SE | 98 | 114 | 0.07626 | 0.208 | 0.08 | 261 | 0 | 0.27 | 1 | 1 | cs | TRUE
100 | LV_3921-40_0_3_line_100 | NAYY 4x150 SE | 99 | 100 | 0.012606 | 0.208 | 0.08 | 261 | 0 | 0.27 | 1 | 1 | cs | TRUE
101 | LV_3921-40_0_3_line_101 | NAYY 4x150 SE | 100 | 101 | 0.052576 | 0.208 | 0.08 | 261 | 0 | 0.27 | 1 | 1 | cs | TRUE
102 | LV_3921-40_0_3_line_102 | NAYY 4x150 SE | 101 | 102 | 0.062365 | 0.208 | 0.08 | 261 | 0 | 0.27 | 1 | 1 | cs | TRUE
103 | LV_3921-40_0_3_line_103 | NAYY 4x150 SE | 102 | 103 | 0.014782 | 0.208 | 0.08 | 261 | 0 | 0.27 | 1 | 1 | cs | TRUE
104 | LV_3921-40_0_3_line_104 | NAYY 4x150 SE | 102 | 104 | 0.013273 | 0.208 | 0.08 | 261 | 0 | 0.27 | 1 | 1 | cs | TRUE
105 | LV_3921-40_0_3_line_105 | NAYY 4x150 SE | 103 | 105 | 0.098871 | 0.208 | 0.08 | 261 | 0 | 0.27 | 1 | 1 | cs | TRUE
106 | LV_3921-40_0_3_line_106 | NAYY 4x150 SE | 104 | 106 | 0.020108 | 0.208 | 0.08 | 261 | 0 | 0.27 | 1 | 1 | cs | TRUE
107 | LV_3921-40_0_3_line_107 | NAYY 4x150 SE | 105 | 137 | 0.003684 | 0.208 | 0.08 | 261 | 0 | 0.27 | 1 | 1 | cs | TRUE
108 | LV_3921-40_0_3_line_108 | NAYY 4x150 SE | 106 | 140 | 0.01134 | 0.208 | 0.08 | 261 | 0 | 0.27 | 1 | 1 | cs | TRUE
109 | LV_3921-40_0_3_line_109 | NAYY 4x150 SE | 107 | 108 | 0.14284 | 0.208 | 0.08 | 261 | 0 | 0.27 | 1 | 1 | cs | TRUE
110 | LV_3921-40_0_3_line_110 | NAYY 4x150 SE | 107 | 109 | 0.058576 | 0.208 | 0.08 | 261 | 0 | 0.27 | 1 | 1 | cs | TRUE
111 | LV_3921-40_0_3_line_111 | NAYY 4x150 SE | 108 | 110 | 0.003784 | 0.208 | 0.08 | 261 | 0 | 0.27 | 1 | 1 | cs | TRUE
112 | LV_3921-40_0_3_line_112 | NAYY 4x150 SE | 109 | 111 | 0.0075718 | 0.208 | 0.08 | 261 | 0 | 0.27 | 1 | 1 | cs | TRUE
113 | LV_3921-40_0_3_line_113 | NAYY 4x150 SE | 110 | 112 | 0.010449 | 0.208 | 0.08 | 261 | 0 | 0.27 | 1 | 1 | cs | TRUE
114 | LV_3921-40_0_3_line_114 | NAYY 4x150 SE | 111 | 113 | 0.039731 | 0.208 | 0.08 | 261 | 0 | 0.27 | 1 | 1 | cs | TRUE
115 | LV_3921-40_0_3_line_115 | NAYY 4x150 SE | 112 | 114 | 0.062978 | 0.208 | 0.08 | 261 | 0 | 0.27 | 1 | 1 | cs | TRUE
116 | LV_3921-40_0_3_line_116 | NAYY 4x150 SE | 113 | 115 | 0.066546 | 0.208 | 0.08 | 261 | 0 | 0.27 | 1 | 1 | cs | TRUE
117 | LV_3921-40_0_3_line_117 | NAYY 4x150 SE | 113 | 116 | 0.093378 | 0.208 | 0.08 | 261 | 0 | 0.27 | 1 | 1 | cs | TRUE
118 | LV_3921-40_0_3_line_118 | NAYY 4x150 SE | 114 | 117 | 0.030574 | 0.208 | 0.08 | 261 | 0 | 0.27 | 1 | 1 | cs | TRUE
119 | LV_3921-40_0_3_line_119 | NAYY 4x150 SE | 115 | 118 | 0.033603 | 0.208 | 0.08 | 261 | 0 | 0.27 | 1 | 1 | cs | TRUE
120 | LV_3921-40_0_3_line_120 | NAYY 4x150 SE | 116 | 119 | 0.015731 | 0.208 | 0.08 | 261 | 0 | 0.27 | 1 | 1 | cs | TRUE
121 | LV_3921-40_0_3_line_121 | NAYY 4x150 SE | 117 | 138 | 0.28343 | 0.208 | 0.08 | 261 | 0 | 0.27 | 1 | 1 | cs | TRUE
122 | LV_3921-40_0_3_line_122 | NAYY 4x150 SE | 118 | 121 | 0.017277 | 0.208 | 0.08 | 261 | 0 | 0.27 | 1 | 1 | cs | TRUE
123 | LV_3921-40_0_3_line_123 | NAYY 4x150 SE | 119 | 120 | 0.029348 | 0.208 | 0.08 | 261 | 0 | 0.27 | 1 | 1 | cs | TRUE
124 | LV_3921-40_0_3_line_124 | NAYY 4x150 SE | 121 | 122 | 0.098843 | 0.208 | 0.08 | 261 | 0 | 0.27 | 1 | 1 | cs | TRUE
125 | LV_3921-40_0_3_line_125 | NAYY 4x150 SE | 122 | 123 | 0.12925 | 0.208 | 0.08 | 261 | 0 | 0.27 | 1 | 1 | cs | TRUE
126 | LV_3921-40_0_3_line_126 | NAYY 4x150 SE | 123 | 124 | 0.042916 | 0.208 | 0.08 | 261 | 0 | 0.27 | 1 | 1 | cs | TRUE
127 | LV_3921-40_0_3_line_127 | NAYY 4x150 SE | 124 | 125 | 0.0072546 | 0.208 | 0.08 | 261 | 0 | 0.27 | 1 | 1 | cs | TRUE
128 | LV_3921-40_0_3_line_128 | NAYY 4x150 SE | 125 | 126 | 0.26382 | 0.208 | 0.08 | 261 | 0 | 0.27 | 1 | 1 | cs | TRUE
129 | LV_3921-40_0_3_line_129 | NAYY 4x150 SE | 126 | 127 | 0.21648 | 0.208 | 0.08 | 261 | 0 | 0.27 | 1 | 1 | cs | TRUE
130 | LV_3921-40_0_3_line_130 | NAYY 4x150 SE | 127 | 128 | 0.003735 | 0.208 | 0.08 | 261 | 0 | 0.27 | 1 | 1 | cs | TRUE
131 | LV_3921-40_0_3_line_131 | NAYY 4x150 SE | 128 | 141 | 0.25091 | 0.208 | 0.08 | 261 | 0 | 0.27 | 1 | 1 | cs | TRUE
132 | LV_3921-40_0_3_line_132 | NAYY 4x150 SE | 129 | 130 | 0.019062 | 0.208 | 0.08 | 261 | 0 | 0.27 | 1 | 1 | cs | TRUE
133 | LV_3921-40_0_3_line_133 | NAYY 4x150 SE | 129 | 131 | 0.3715 | 0.208 | 0.08 | 261 | 0 | 0.27 | 1 | 1 | cs | TRUE
134 | LV_3921-40_0_3_line_134 | NAYY 4x150 SE | 130 | 132 | 0.011755 | 0.208 | 0.08 | 261 | 0 | 0.27 | 1 | 1 | cs | TRUE
135 | LV_3921-40_0_3_line_135 | NAYY 4x150 SE | 131 | 133 | 0.018445 | 0.208 | 0.08 | 261 | 0 | 0.27 | 1 | 1 | cs | TRUE
136 | LV_3921-40_0_3_line_136 | NAYY 4x150 SE | 132 | 135 | 0.014755 | 0.208 | 0.08 | 261 | 0 | 0.27 | 1 | 1 | cs | TRUE
137 | LV_3921-40_0_3_line_137 | NAYY 4x150 SE | 133 | 134 | 0.11785 | 0.208 | 0.08 | 261 | 0 | 0.27 | 1 | 1 | cs | TRUE
138 | LV_3921-40_0_3_line_138 | NAYY 4x150 SE | 135 | 136 | 0.031222 | 0.208 | 0.08 | 261 | 0 | 0.27 | 1 | 1 | cs | TRUE
139 | LV_3921-40_0_3_line_139 | NAYY 4x150 SE | 136 | 137 | 0.048158 | 0.208 | 0.08 | 261 | 0 | 0.27 | 1 | 1 | cs | TRUE
140 | LV_3921-40_0_3_line_140 | NAYY 4x150 SE | 136 | 138 | 0.058122 | 0.208 | 0.08 | 261 | 0 | 0.27 | 1 | 1 | cs | TRUE

## trafo
| name | std_type | hv_bus | lv_bus | sn_mva | vn_hv_kv | vn_lv_kv | vk_percent | vkr_percent | pfe_kw | i0_percent | shift_degree | tap_side | tap_neutral | tap_min | tap_max | tap_step_percent | tap_step_degree | tap_pos | tap_phase_shifter | parallel | df | in_service
0 | LV_3921-40_0_3_trafo_56 | 0.25 MVA 20/0.4 kV | 142 | 72 | 0.25 | 20 | 0.4 | 6 | 1.44 | 0.8 | 0.32 | 150 | hv | 0 | -2 | 2 | 2.5 | 0 | 0 | FALSE | 1 | 1 | TRUE

## line_geodata
| x0 | y0 | x1 | y1 | x2 | y2 | x3 | y3 | x4 | y4 | x5 | y5 | x6 | y6 | x7 | y7 | x8 | y8 | x9 | y9 | x10 | y10 | x11 | y11 | x12 | y12 | x13 | y13 | x14 | y14 | x15 | y15 | x16 | y16 | x17 | y17 | x18 | y18 | x19 | y19 | x20 | y20 | x21 | y21 | x22 | y22
0 | 2765231.9003 | 1189938.9261 | 2765236.782 | 1189938.4897 | 2765242.5903 | 1189939.0905
1 | 2765188.8625 | 1189917.5931 | 2765190.8419 | 1189922.4632 | 2765210.547 | 1189937.0645 | 2765222.4834 | 1189939.7852 | 2765230.5089 | 1189939.0504 | 2765231.9003 | 1189938.9261
2 | 2765251.0241 | 1189942.8312 | 2765245.1448 | 1189939.3546 | 2765242.5903 | 1189939.0905
3 | 2765188.8625 | 1189917.5931 | 2765194.3819 | 1189911.7179
4 | 2765251.0241 | 1189942.8312 | 2765252.6173 | 1189945.3774 | 2765252.4464 | 1189947.697 | 2765250.6047 | 1189953.0399 | 2765244.3251 | 1189957.426 | 2765239.3196 | 1189958.2331 | 2765229.657 | 1189958.2887 | 2765229.657 | 1189958.2887
5 | 2765251.0241 | 1189942.8312 | 2765277.5442 | 1189922.3336 | 2765288.4617 | 1189913.0489
6 | 2765194.3819 | 1189911.7179 | 2765201.2369 | 1189919.1025 | 2765208.285 | 1189924.4685 | 2765218.9202 | 1189930.9233 | 2765232.3669 | 1189929.2485 | 2765244.0709 | 1189923.811
7 | 2765218.6423 | 1189957.5618 | 2765229.657 | 1189958.2887
8 | 2765295.8779 | 1189902.9888 | 2765288.4617 | 1189913.0489
9 | 2765244.0709 | 1189923.811 | 2765260.7759 | 1189908.0579 | 2765262.1529 | 1189905.1468
10 | 2765295.8779 | 1189902.9888 | 2765299.8549 | 1189897.594 | 2765303.4691 | 1189895.3679
11 | 2765262.1529 | 1189905.1468 | 2765273.4312 | 1189881.3019
12 | 2765220.5955 | 1190050.1323 | 2765217.3508 | 1190056.8154 | 2765208.1179 | 1190070.3284 | 2765197.2499 | 1190083.6404 | 2765184.48 | 1190094.8093 | 2765169.8731 | 1190102.035 | 2765161.4283 | 1190103.5923 | 2765154.007 | 1190100.6961 | 2765146.5411 | 1190093.606 | 2765142.4218 | 1190085.2626 | 2765135.9582 | 1190074.7638 | 2765127.3459 | 1190066.6301 | 2765119.8957 | 1190064.7785 | 2765113.8575 | 1190065.9575
13 | 2765113.8575 | 1190065.9575 | 2765111.2076 | 1190069.621 | 2765112.8296 | 1190076.1049 | 2765116.5445 | 1190082.7911 | 2765121.7493 | 1190089.9634 | 2765132.7484 | 1190110.3184 | 2765143.261 | 1190131.7053 | 2765149.6215 | 1190145.938 | 2765156.7491 | 1190154.2198 | 2765170.1302 | 1190158.7709 | 2765183.1643 | 1190159.5868 | 2765190.3423 | 1190159.3919
14 | 2765220.5955 | 1190050.1323 | 2765213.876 | 1190050.5584 | 2765207.7913 | 1190055.6283 | 2765201.6991 | 1190060.6981 | 2765197.0019 | 1190060.5684 | 2765197.5999 | 1190053.8344 | 2765197.474 | 1190048.4483 | 2765191.629 | 1190044.8394
15 | 2765220.5955 | 1190050.1323 | 2765227.8559 | 1190043.4391
16 | 2765319.8247 | 1190131.5113 | 2765315.0182 | 1190129.2655 | 2765295.6404 | 1190124.3927 | 2765272.1923 | 1190120.453 | 2765256.1579 | 1190119.4094 | 2765237.3982 | 1190125.03 | 2765218.916 | 1190136.6304 | 2765212.2257 | 1190145.1201 | 2765203.8427 | 1190155.2201 | 2765194.1305 | 1190159.2891 | 2765190.3423 | 1190159.3919
17 | 2765308.7359 | 1189964.4882 | 2765310.1406 | 1189967.2295 | 2765308.4859 | 1189973.5339 | 2765307.1989 | 1189975.6447 | 2765302.1542 | 1189983.9462 | 2765297.9016 | 1189989.545 | 2765292.2394 | 1189996.9954 | 2765281.7178 | 1190009.0824 | 2765268.8647 | 1190019.9374 | 2765250.9919 | 1190029.0745 | 2765242.1081 | 1190034.277
18 | 2765308.7359 | 1189964.4882 | 2765311.4998 | 1189960.5721 | 2765312.2658 | 1189957.9798 | 2765313.2265 | 1189953.8693 | 2765314.247 | 1189952.4086
19 | 2765227.8559 | 1190043.4391 | 2765230.2818 | 1190041.2027 | 2765242.1081 | 1190034.277
20 | 2765314.247 | 1189952.4086 | 2765315.8485 | 1189950.1161 | 2765321.1962 | 1189944.6589 | 2765322.5151 | 1189943.8429
21 | 2765303.4691 | 1189895.3679 | 2765314.0077 | 1189888.8769 | 2765315.6676 | 1189888.3965
22 | 2765276.2479 | 1189875.3468 | 2765273.4312 | 1189881.3019
23 | 2765349.496 | 1189889.0788 | 2765349.1263 | 1189888.9022 | 2765345.3056 | 1189886.8932
24 | 2765355.8988 | 1189892.9151 | 2765355.0087 | 1189891.7117 | 2765349.496 | 1189889.0788
25 | 2765345.3056 | 1189886.8932 | 2765340.1525 | 1189884.1835 | 2765330.4934 | 1189884.1056 | 2765326.2329 | 1189885.3387
26 | 2765355.8988 | 1189892.9151 | 2765365.7859 | 1189882.5344 | 2765369.1696 | 1189880.4927 | 2765372.1501 | 1189880.0635 | 2765375.527 | 1189880.2014 | 2765380.2604 | 1189880.955
27 | 2765338.8481 | 1189934.4149 | 2765339.4117 | 1189926.7235 | 2765341.8564 | 1189919.1731 | 2765346.925 | 1189908.9039 | 2765355.7368 | 1189894.3564 | 2765355.8988 | 1189892.9151
28 | 2765326.2329 | 1189885.3387 | 2765315.6676 | 1189888.3965
29 | 2765338.8481 | 1189934.4149 | 2765355.1301 | 1189938.6684
30 | 2765338.8481 | 1189934.4149 | 2765333.5122 | 1189936.9587 | 2765328.6537 | 1189940.024
31 | 2765355.1301 | 1189938.6684 | 2765352.5886 | 1189956.3474
32 | 2765355.1301 | 1189938.6684 | 2765358.3805 | 1189939.5145 | 2765362.3369 | 1189938.3869
33 | 2765328.5877 | 1189940.0656 | 2765328.6537 | 1189940.024
34 | 2765362.3369 | 1189938.3869 | 2765365.3221 | 1189937.5361
35 | 2765368.8868 | 1189912.8929 | 2765367.18 | 1189914.3682 | 2765363.1741 | 1189917.8237
36 | 2765368.8868 | 1189912.8929 | 2765372.6378 | 1189909.6507
37 | 2765328.5877 | 1189940.0656 | 2765326.9261 | 1189941.1139 | 2765322.5151 | 1189943.8429
38 | 2765377.2699 | 1189933.92 | 2765366.5262 | 1189937.1929 | 2765365.3221 | 1189937.5361
39 | 2765383.8872 | 1189910.4602 | 2765379.2714 | 1189906.2393 | 2765377.0415 | 1189906.022 | 2765373.7629 | 1189908.6782 | 2765372.6378 | 1189909.6507
40 | 2765253.9492 | 1190141.8585 | 2765261.3321 | 1190139.2812 | 2765263.8025 | 1190138.9188
41 | 2765225.9613 | 1190172.2702 | 2765229.6292 | 1190162.3492 | 2765234.8753 | 1190151.7177 | 2765246.6304 | 1190144.4134 | 2765253.9492 | 1190141.8585
42 | 2765263.8025 | 1190138.9188 | 2765267.8429 | 1190138.326
43 | 2765225.9613 | 1190172.2702 | 2765225.5973 | 1190173.255
44 | 2765314.7815 | 1190138.4959 | 2765307.9054 | 1190137.5766 | 2765300.4599 | 1190135.28 | 2765288.7672 | 1190134.8012 | 2765275.0472 | 1190137.2691 | 2765267.8429 | 1190138.326
45 | 2765218.699 | 1190188.5972 | 2765221.2258 | 1190183.9589 | 2765225.2499 | 1190174.1945 | 2765225.5973 | 1190173.255
46 | 2765319.8247 | 1190131.5113 | 2765314.9305 | 1190138.5158 | 2765314.7815 | 1190138.4959
47 | 2765218.699 | 1190188.5972 | 2765217.7595 | 1190190.3218
48 | 2765319.8247 | 1190131.5113 | 2765328.9479 | 1190135.7782 | 2765339.6417 | 1190139.8216 | 2765347.616 | 1190138.9967 | 2765363.8737 | 1190131.9616 | 2765377.8329 | 1190126.3643 | 2765380.5426 | 1190125.9248
49 | 2765190.4976 | 1190204.3516 | 2765201.4678 | 1190203.9094 | 2765211.209 | 1190198.7847 | 2765215.848 | 1190193.8305 | 2765217.7595 | 1190190.3218
50 | 2765450.5196 | 1190140.9412 | 2765433.9317 | 1190138.3917 | 2765412.8248 | 1190130.924 | 2765399.3247 | 1190125.1569 | 2765391.2474 | 1190124.1885 | 2765380.5426 | 1190125.9248
51 | 2765190.4976 | 1190204.3516 | 2765181.186 | 1190204.695 | 2765173.0139 | 1190207.1606 | 2765171.8345 | 1190207.8507
52 | 2765190.4976 | 1190204.3516 | 2765187.7113 | 1190206.5989 | 2765188.4967 | 1190208.2777 | 2765194.5017 | 1190211.335 | 2765205.2228 | 1190213.555 | 2765206.401 | 1190215.9341 | 2765202.0245 | 1190219.3943 | 2765199.6837 | 1190224.0227 | 2765199.9355 | 1190229.8238 | 2765203.0426 | 1190238.8954
53 | 2765203.0426 | 1190238.8954 | 2765207.6834 | 1190239.6798
54 | 2765203.0426 | 1190238.8954 | 2765199.6797 | 1190239.9147 | 2765196.2574 | 1190237.2845 | 2765189.9368 | 1190230.4596 | 2765186.2451 | 1190231.7811 | 2765187.5529 | 1190236.0989 | 2765194.2928 | 1190245.1485 | 2765200.8201 | 1190256.094 | 2765201.805 | 1190266.5751 | 2765203.184 | 1190279.914 | 2765196.4931 | 1190286.224 | 2765192.9903 | 1190292.3106 | 2765195.6602 | 1190305.0512 | 2765197.2776 | 1190321.0881 | 2765199.2456 | 1190332.4999
55 | 2765202.4166 | 1190352.8992 | 2765200.1585 | 1190337.7937 | 2765199.2456 | 1190332.4999
56 | 2765203.305 | 1190358.1905 | 2765202.7026 | 1190354.8125 | 2765202.4166 | 1190352.8992
57 | 2765450.5196 | 1190140.9412 | 2765444.066 | 1190146.3789 | 2765431.0794 | 1190147.7101 | 2765409.9075 | 1190149.7715 | 2765397.143 | 1190150.7975 | 2765393.8348 | 1190155.3547 | 2765392.7762 | 1190162.7321 | 2765394.728 | 1190172.7283 | 2765396.0044 | 1190180.3816 | 2765396.8099 | 1190189.6121 | 2765395.5426 | 1190197.0839 | 2765391.6072 | 1190201.4235 | 2765386.8414 | 1190204.8838 | 2765382.8266 | 1190207.9535 | 2765380.2698 | 1190212.1088 | 2765376.9558 | 1190224.6063 | 2765375.8784 | 1190232.9396 | 2765375.715 | 1190238.8515 | 2765379.6489 | 1190246.1556 | 2765383.9982 | 1190253.8939 | 2765386.26 | 1190260.4067 | 2765386.8125 | 1190267.1947 | 2765387.9338 | 1190272.7307
58 | 2765450.5196 | 1190140.9412 | 2765466.1244 | 1190145.6545 | 2765475.2746 | 1190151.1457 | 2765482.3414 | 1190156.0465
59 | 2765482.3414 | 1190156.0465 | 2765488.0855 | 1190160.03 | 2765497.6122 | 1190166.4096
60 | 2765497.6122 | 1190166.4096 | 2765500.9046 | 1190168.6143 | 2765515.8331 | 1190176.8011 | 2765530.856 | 1190181.8543 | 2765543.5969 | 1190182.5071 | 2765563.6067 | 1190180.5253 | 2765574.9036 | 1190179.0364 | 2765598.6313 | 1190178.6479 | 2765614.633 | 1190180.5923 | 2765624.7613 | 1190181.6485
61 | 2765387.6492 | 1189946.8628 | 2765390.6435 | 1189948.4024
62 | 2765376.6817 | 1189943.6014 | 2765382.1616 | 1189945.232 | 2765387.6492 | 1189946.8628 | 2765387.6492 | 1189946.8628
63 | 2765416.6954 | 1189972.1608 | 2765414.1146 | 1189968.102 | 2765403.5484 | 1189956.9556 | 2765397.8672 | 1189952.1165 | 2765390.6435 | 1189948.4024
64 | 2765376.6817 | 1189943.6014 | 2765377.2699 | 1189933.92
65 | 2765376.6817 | 1189943.6014 | 2765372.9663 | 1189957.0887 | 2765369.0127 | 1189966.221 | 2765365.9143 | 1189977.2676 | 2765363.5059 | 1189986.8208 | 2765360.5568 | 1189991.6092
66 | 2765416.6954 | 1189972.1608 | 2765421.8812 | 1189980.3164 | 2765427.7525 | 1189990.4211 | 2765435.0583 | 1189998.875 | 2765444.1899 | 1190005.8781 | 2765460.1254 | 1190020.4427 | 2765481.8731 | 1190026.8273 | 2765511.5107 | 1190047.5763 | 2765537.9922 | 1190072.0638 | 2765557.489 | 1190080.6329 | 2765586.915 | 1190096.3274 | 2765588.4579 | 1190097.0727
67 | 2765390.2947 | 1189916.3195 | 2765377.2699 | 1189933.92
68 | 2765351.1116 | 1189999.0117 | 2765359.8625 | 1189992.7366 | 2765360.5568 | 1189991.6092
69 | 2765390.2947 | 1189916.3195 | 2765383.8872 | 1189910.4602
70 | 2765390.2947 | 1189916.3195 | 2765397.4665 | 1189919.9654 | 2765407.8054 | 1189926.0899 | 2765418.8876 | 1189932.3795 | 2765423.2057 | 1189934.9372
71 | 2765460.2161 | 1189941.2962 | 2765453.0799 | 1189944.0903 | 2765447.8293 | 1189944.1008 | 2765437.9893 | 1189941.7379 | 2765426.5685 | 1189936.9291 | 2765423.2057 | 1189934.9372
72 | 2765822.6658 | 1190213.4469 | 2765842.7357 | 1190218.93 | 2765860.9462 | 1190223.7721 | 2765886.5427 | 1190226.1613 | 2765893.6367 | 1190228.7379 | 2765896.3172 | 1190231.6926 | 2765893.7321 | 1190236.3029 | 2765888.9636 | 1190237.6498 | 2765877.4754 | 1190236.4082 | 2765866.4789 | 1190235.0467 | 2765855.7424 | 1190235.0381 | 2765849.7782 | 1190240.9783 | 2765848.1379 | 1190245.3701
73 | 2765822.6658 | 1190213.4469 | 2765809.2634 | 1190213.8093 | 2765791.9985 | 1190214.2205 | 2765770.4828 | 1190210.7883 | 2765754.3906 | 1190206.6056 | 2765733.9365 | 1190202.5913 | 2765711.4433 | 1190196.4298 | 2765702.7727 | 1190193.8838
74 | 2765851.6318 | 1190249.2593 | 2765848.1379 | 1190245.3701
75 | 2765848.1379 | 1190245.3701 | 2765845.2253 | 1190248.8593 | 2765840.2755 | 1190259.4984 | 2765835.6108 | 1190270.5903 | 2765829.266 | 1190277.5987 | 2765814.1185 | 1190282.5614 | 2765792.8503 | 1190286.4537 | 2765781.4102 | 1190289.8882
76 | 2765624.7613 | 1190181.6485 | 2765634.0892 | 1190182.6212 | 2765654.7878 | 1190183.0498 | 2765668.557 | 1190184.3209 | 2765691.2028 | 1190190.4864 | 2765702.7727 | 1190193.8838
77 | 2765460.2161 | 1189941.2962 | 2765465.5611 | 1189943.3902 | 2765470.8402 | 1189942.3463 | 2765485.0312 | 1189933.9087 | 2765501.4429 | 1189926.5779 | 2765519.8229 | 1189918.7123 | 2765530.7076 | 1189915.8662 | 2765544.0887 | 1189920.4292 | 2765550.6349 | 1189922.4119 | 2765554.68 | 1189922.6685 | 2765557.5736 | 1189922.0545
78 | 2765538.7254 | 1189850.6069 | 2765538.7254 | 1189850.6069 | 2765517.7576 | 1189861.2479 | 2765497.5207 | 1189871.6756 | 2765477.7148 | 1189874.2528 | 2765461.2643 | 1189872.7746 | 2765446.254 | 1189865.0306 | 2765435.4914 | 1189852.6999 | 2765408.9557 | 1189820.738 | 2765406.4422 | 1189818.4152
79 | 2765538.7254 | 1189850.6069 | 2765554.7004 | 1189846.6561 | 2765578.5985 | 1189847.3287 | 2765604.1923 | 1189851.5981
80 | 2765341.4054 | 1189801.7197 | 2765352.8786 | 1189797.6015 | 2765369.7801 | 1189797.6795 | 2765384.5499 | 1189802.8143 | 2765399.416 | 1189811.922 | 2765406.4422 | 1189818.4152
81 | 2765340.7149 | 1189801.9675 | 2765341.4054 | 1189801.7197
82 | 2765311.8286 | 1189821.1605 | 2765319.502 | 1189815.9853 | 2765335.7902 | 1189803.7351 | 2765340.7149 | 1189801.9675
83 | 2765276.2479 | 1189875.3468 | 2765278.9386 | 1189869.6581 | 2765289.3736 | 1189850.4956 | 2765300.1445 | 1189832.4323 | 2765309.6494 | 1189822.6303 | 2765311.8286 | 1189821.1605
84 | 2765576.1943 | 1189915.0001 | 2765573.4689 | 1189916.3045 | 2765564.0452 | 1189920.6812 | 2765557.5736 | 1189922.0545
85 | 2765578.8276 | 1189913.7398 | 2765576.1943 | 1189915.0001
86 | 2765203.305 | 1190358.1905 | 2765204.6319 | 1190365.6311 | 2765205.3857 | 1190374.8907
87 | 2765216.0969 | 1190402.9684 | 2765213.8966 | 1190398.1938 | 2765205.9367 | 1190381.6593 | 2765205.3857 | 1190374.8907
88 | 2765301.3985 | 1190573.4781 | 2765293.2843 | 1190572.2085 | 2765284.3833 | 1190561.0304 | 2765280.8243 | 1190551.7571 | 2765277.6033 | 1190541.8482 | 2765276.9346 | 1190531.5316 | 2765270.8237 | 1190522.6549 | 2765265.7926 | 1190509.215 | 2765261.1544 | 1190498.9555 | 2765258.6145 | 1190487.3193 | 2765250.0912 | 1190473.783 | 2765246.1914 | 1190458.0612 | 2765239.5054 | 1190442.9297 | 2765230.0716 | 1190428.1004 | 2765219.5911 | 1190410.551 | 2765216.0969 | 1190402.9684
89 | 2765417.3771 | 1190469.8883 | 2765412.8876 | 1190475.5027 | 2765404.4509 | 1190487.5471 | 2765392.3996 | 1190494.5426 | 2765377.233 | 1190494.7127 | 2765362.4615 | 1190497.1513 | 2765353.7778 | 1190501.849 | 2765341.8952 | 1190513.7871 | 2765333.8922 | 1190526.433 | 2765325.8647 | 1190539.968 | 2765317.4408 | 1190551.5569 | 2765310.2966 | 1190560.1896 | 2765305.1817 | 1190566.3539 | 2765301.3985 | 1190573.4781
90 | 2765417.3771 | 1190469.8883 | 2765411.4382 | 1190467.2107 | 2765408.1633 | 1190466.9867 | 2765404.4195 | 1190465.5041 | 2765402.5212 | 1190461.3034 | 2765402.7968 | 1190456.0285 | 2765405.6583 | 1190452.7157 | 2765413.8181 | 1190449.3048 | 2765424.6736 | 1190444.4448 | 2765429.5548 | 1190440.9432 | 2765438.2352 | 1190432.5088 | 2765445.8639 | 1190425.6801 | 2765457.801 | 1190413.4434
91 | 2765851.6318 | 1190249.2593 | 2765856.7637 | 1190251.8705 | 2765865.3375 | 1190251.441 | 2765876.046 | 1190249.7028 | 2765896.7303 | 1190248.9864 | 2765913.8496 | 1190247.7708 | 2765932.511 | 1190245.7178
92 | 2765774.8809 | 1190291.8485 | 2765781.4102 | 1190289.8882
93 | 2765932.511 | 1190245.7178 | 2766241.2254 | 1190086.5175
94 | 2765774.8809 | 1190291.8485 | 2765767.2803 | 1190294.1303 | 2765753.4511 | 1190298.9707
95 | 2765612.7479 | 1189904.8344 | 2765606.3496 | 1189905.0927 | 2765595.0356 | 1189907.1817 | 2765583.5073 | 1189911.5 | 2765578.8276 | 1189913.7398
96 | 2765612.7479 | 1189904.8344 | 2765619.4214 | 1189904.5649 | 2765629.3039 | 1189908.6811
97 | 2765699.3073 | 1189940.8858 | 2765687.3663 | 1189938.6088 | 2765670.4317 | 1189932.3012 | 2765648.412 | 1189920.0253 | 2765633.6651 | 1189910.4976 | 2765629.3039 | 1189908.6811
98 | 2766241.2254 | 1190086.5175 | 2766266.124 | 1190078.8909 | 2766302.8842 | 1190059.917 | 2766326.828 | 1190030.3776 | 2766359.4824 | 1190011.7013 | 2766383.5875 | 1189969.5219 | 2766402.3297 | 1189957.2035
99 | 2766241.2254 | 1190086.5175 | 2766256.4734 | 1190087.8533 | 2766265.657 | 1190091.3003 | 2766281.4998 | 1190091.0067 | 2766299.9597 | 1190085.7813 | 2766315.5543 | 1190080.9657
100 | 2766532.6784 | 1189928.2404 | 2766539.0401 | 1189926.3715 | 2766544.6129 | 1189924.2159
101 | 2766544.6129 | 1189924.2159 | 2766550.5731 | 1189921.9105 | 2766564.884 | 1189919.9179 | 2766576.8299 | 1189916.803 | 2766592.6306 | 1189915.2968 | 2766596.1493 | 1189915.2873
102 | 2766656.885 | 1189903.8524 | 2766645.4246 | 1189905.7018 | 2766632.5366 | 1189910.5808 | 2766620.4218 | 1189914.2804 | 2766607.1923 | 1189915.2575 | 2766596.1493 | 1189915.2873
103 | 2766656.885 | 1189903.8524 | 2766658.5785 | 1189907.7142 | 2766662.0486 | 1189917.6938
104 | 2766656.885 | 1189903.8524 | 2766654.0653 | 1189897.4126 | 2766653.3984 | 1189891.2059
105 | 2766673.4595 | 1190015.2595 | 2766672.6338 | 1190001.1679 | 2766671.8491 | 1189986.3326 | 2766671.2216 | 1189971.0568 | 2766670.3927 | 1189952.3279 | 2766669.5246 | 1189940.4819 | 2766665.2481 | 1189926.895 | 2766662.0486 | 1189917.6938
106 | 2766653.3984 | 1189891.2059 | 2766652.8715 | 1189886.3026 | 2766651.0658 | 1189875.7873 | 2766650.5002 | 1189871.3156
107 | 2766673.4595 | 1190015.2595 | 2766673.675 | 1190018.9372
108 | 2766645.7619 | 1189861.271 | 2766650.0777 | 1189867.9749 | 2766650.5002 | 1189871.3156
109 | 2766471.0635 | 1190152.9005 | 2766467.3405 | 1190151.3367 | 2766452.5075 | 1190145.241 | 2766436.8821 | 1190140.4689 | 2766418.3551 | 1190137.4067 | 2766402.1756 | 1190136.3672 | 2766385.7372 | 1190133.6634 | 2766367.2969 | 1190127.7567 | 2766356.0705 | 1190126.6994 | 2766350.6842 | 1190126.1048 | 2766343.5608 | 1190123.2153 | 2766334.8036 | 1190116.5043
110 | 2766471.0635 | 1190152.9005 | 2766483.3616 | 1190158.0661 | 2766494.113 | 1190160.0112 | 2766510.0632 | 1190169.2854 | 2766520.4133 | 1190174.9562 | 2766524.1516 | 1190176.537
111 | 2766334.8036 | 1190116.5043 | 2766331.8001 | 1190114.2027 | 2766331.8001 | 1190114.2027
112 | 2766531.1254 | 1190179.4861 | 2766524.1516 | 1190176.537
113 | 2766322.6684 | 1190109.124 | 2766331.8001 | 1190114.2027
114 | 2766567.1053 | 1190195.8629 | 2766558.8602 | 1190190.2395 | 2766537.4738 | 1190182.1706 | 2766531.1254 | 1190179.4861
115 | 2766315.5543 | 1190080.9657 | 2766315.3417 | 1190085.3193 | 2766314.9568 | 1190088.4559 | 2766309.9166 | 1190091.6076 | 2766302.6186 | 1190094.9969 | 2766295.7581 | 1190098.8431 | 2766295.3152 | 1190104.0689 | 2766304.7545 | 1190104.6316 | 2766312.106 | 1190104.5357 | 2766318.7919 | 1190106.9681 | 2766322.6684 | 1190109.124
116 | 2766567.1053 | 1190195.8629 | 2766587.2861 | 1190204.1986 | 2766603.3109 | 1190210.7838 | 2766619.43 | 1190219.4625 | 2766627.2012 | 1190224.1568
117 | 2766567.1053 | 1190195.8629 | 2766547.3233 | 1190194.0331 | 2766517.0308 | 1190194.2129 | 2766496.932 | 1190188.1373 | 2766474.7321 | 1190187.1478
118 | 2766315.5543 | 1190080.9657 | 2766322.7284 | 1190078.7408 | 2766343.9212 | 1190069.6436
119 | 2766627.2012 | 1190224.1568 | 2766634.4845 | 1190228.5564 | 2766652.0147 | 1190240.266 | 2766655.3282 | 1190242.5287
120 | 2766474.7321 | 1190187.1478 | 2766473.0155 | 1190187.0713 | 2766459.0605 | 1190188.3411
121 | 2766343.9212 | 1190069.6436 | 2766363.7422 | 1190067.0697 | 2766397.1201 | 1190068.7433 | 2766429.2205 | 1190070.804 | 2766500.7774 | 1190075.2087 | 2766544.6226 | 1190077.2523 | 2766579.277 | 1190078.5731 | 2766624.7266 | 1190073.7001 | 2766626.599 | 1190073.5149
122 | 2766669.5958 | 1190252.2716 | 2766655.3282 | 1190242.5287
123 | 2766429.8337 | 1190191.0007 | 2766459.0605 | 1190188.3411
124 | 2766755.5715 | 1190294.0205 | 2766750.6829 | 1190286.2551 | 2766742.3922 | 1190282.2761 | 2766726.6881 | 1190280.3481 | 2766711.6035 | 1190277.8257 | 2766693.9782 | 1190269.2605 | 2766683.0628 | 1190262.5283 | 2766672.3384 | 1190254.1444 | 2766669.5958 | 1190252.2716
125 | 2766755.5715 | 1190294.0205 | 2766759.971 | 1190308.6563 | 2766763.3567 | 1190321.6068 | 2766768.3391 | 1190331.4767 | 2766780.5748 | 1190339.2913 | 2766794.0024 | 1190347.5952 | 2766811.3584 | 1190360.0567 | 2766827.5336 | 1190372.174 | 2766841.9639 | 1190381.1843 | 2766842.5236 | 1190381.4639
126 | 2766842.5236 | 1190381.4639 | 2766863.1568 | 1190391.7734 | 2766880.109 | 1190402.1014
127 | 2766886.3043 | 1190405.8759 | 2766880.109 | 1190402.1014
128 | 2767041.9593 | 1190615.4884 | 2767041.6263 | 1190615.2533 | 2767032.5138 | 1190608.4818 | 2767021.5047 | 1190599.3997 | 2767002.8058 | 1190572.765 | 2766983.3139 | 1190545.2852 | 2766968.1894 | 1190522.6206 | 2766963.1459 | 1190512.4929 | 2766952.8281 | 1190486.2925 | 2766933.6192 | 1190455.7625 | 2766913.5212 | 1190435.2057 | 2766886.3043 | 1190405.8759 | 2766886.3043 | 1190405.8759
129 | 2767113.8167 | 1190807.5762 | 2767115.8673 | 1190804.6419 | 2767117.7814 | 1190796.4879 | 2767120.419 | 1190786.4746 | 2767121.2484 | 1190770.1719 | 2767119.0419 | 1190756.5646 | 2767112.7448 | 1190744.6224 | 2767108.8063 | 1190734.8369 | 2767107.469 | 1190724.8015 | 2767103.929 | 1190712.7695 | 2767099.1898 | 1190702.9617 | 2767093.454 | 1190688.1325 | 2767089.5367 | 1190677.8583 | 2767076.689 | 1190657.0253 | 2767064.3383 | 1190635.8836 | 2767056.3752 | 1190625.6632 | 2767041.9593 | 1190615.4884
130 | 2767110.9862 | 1190810.0216 | 2767113.8167 | 1190807.5762
131 | 2767110.9862 | 1190810.0216 | 2767108.0037 | 1190806.7131 | 2767098.0911 | 1190802.0989 | 2767082.9187 | 1190798.6723 | 2767050.6399 | 1190772.8146 | 2767024.065 | 1190771.6721 | 2767007.4282 | 1190766.303 | 2766986.6787 | 1190769.4048 | 2766983.6643 | 1190774.6144 | 2766984.2761 | 1190789.3226 | 2766989.3484 | 1190820.2699 | 2766990.7211 | 1190851.7257 | 2766995.2732 | 1190872.06 | 2766993.3836 | 1190880.9821
132 | 2766759.4741 | 1190053.4988 | 2766748.0167 | 1190053.1362 | 2766740.4541 | 1190053.8728
133 | 2766759.4741 | 1190053.4988 | 2767128.2351 | 1190008.4346
134 | 2766728.7547 | 1190055.0124 | 2766740.4541 | 1190053.8728
135 | 2767146.1506 | 1190004.0489 | 2767135.1345 | 1190006.6548 | 2767128.2351 | 1190008.4346
136 | 2766714.3628 | 1190058.1368 | 2766725.5582 | 1190055.3238 | 2766728.7547 | 1190055.0124
137 | 2767146.1506 | 1190004.0489 | 2767137.1328 | 1190012.705 | 2767127.8084 | 1190021.9531 | 2767120.2501 | 1190031.9067 | 2767115.7874 | 1190041.1349 | 2767115.1431 | 1190052.7275 | 2767116.6657 | 1190067.6057 | 2767121.7575 | 1190090.2128 | 2767128.0699 | 1190108.9027
138 | 2766684.0822 | 1190065.7451 | 2766714.3628 | 1190058.1368
139 | 2766684.0822 | 1190065.7451 | 2766682.7076 | 1190054.5522 | 2766676.8798 | 1190037.4856 | 2766673.8544 | 1190021.9985 | 2766673.675 | 1190018.9372
140 | 2766684.0822 | 1190065.7451 | 2766670.3493 | 1190069.1881 | 2766626.599 | 1190073.5149

## bus_geodata
| x | y | coords
0 | 2765231.9003 | 1189938.9261
1 | 2765242.5903 | 1189939.0905
2 | 2765188.8625 | 1189917.5931
3 | 2765251.0241 | 1189942.8312
4 | 2765194.3819 | 1189911.7179
5 | 2765229.657 | 1189958.2887
6 | 2765288.4617 | 1189913.0489
7 | 2765244.0709 | 1189923.811
8 | 2765218.6423 | 1189957.5618
9 | 2765295.8779 | 1189902.9888
10 | 2765262.1529 | 1189905.1468
11 | 2765113.8575 | 1190065.9575
12 | 2765220.5955 | 1190050.1323
13 | 2765190.3423 | 1190159.3919
14 | 2765308.7359 | 1189964.4882
15 | 2765242.1081 | 1190034.277
16 | 2765314.247 | 1189952.4086
17 | 2765303.4691 | 1189895.3679
18 | 2765273.4312 | 1189881.3019
19 | 2765349.496 | 1189889.0788
20 | 2765345.3056 | 1189886.8932
21 | 2765355.8988 | 1189892.9151
22 | 2765326.2329 | 1189885.3387
23 | 2765380.2604 | 1189880.955
24 | 2765338.8481 | 1189934.4149
25 | 2765315.6676 | 1189888.3965
26 | 2765355.1301 | 1189938.6684
27 | 2765328.6537 | 1189940.024
28 | 2765352.5886 | 1189956.3474
29 | 2765362.3369 | 1189938.3869
30 | 2765363.1741 | 1189917.8237
31 | 2765368.8868 | 1189912.8929
32 | 2765328.5877 | 1189940.0656
33 | 2765365.3221 | 1189937.5361
34 | 2765372.6378 | 1189909.6507
35 | 2765322.5151 | 1189943.8429
36 | 2765253.9492 | 1190141.8585
37 | 2765263.8025 | 1190138.9188
38 | 2765225.9613 | 1190172.2702
39 | 2765267.8429 | 1190138.326
40 | 2765225.5973 | 1190173.255
41 | 2765314.7815 | 1190138.4959
42 | 2765218.699 | 1190188.5972
43 | 2765319.8247 | 1190131.5113
44 | 2765217.7595 | 1190190.3218
45 | 2765380.5426 | 1190125.9248
46 | 2765190.4976 | 1190204.3516
47 | 2765171.8345 | 1190207.8507
48 | 2765203.0426 | 1190238.8954
49 | 2765207.6834 | 1190239.6798
50 | 2765199.2456 | 1190332.4999
51 | 2765202.4166 | 1190352.8992
52 | 2765450.5196 | 1190140.9412
53 | 2765387.9338 | 1190272.7307
54 | 2765482.3414 | 1190156.0465
55 | 2765191.629 | 1190044.8394
56 | 2765227.8559 | 1190043.4391
57 | 2765497.6122 | 1190166.4096
58 | 2765387.6492 | 1189946.8628
59 | 2765390.6435 | 1189948.4024
60 | 2765376.6817 | 1189943.6014
61 | 2765416.6954 | 1189972.1608
62 | 2765377.2699 | 1189933.92
63 | 2765360.5568 | 1189991.6092
64 | 2765588.4579 | 1190097.0727
65 | 2765390.2947 | 1189916.3195
66 | 2765351.1116 | 1189999.0117
67 | 2765383.8872 | 1189910.4602
68 | 2765423.2057 | 1189934.9372
69 | 2765822.6658 | 1190213.4469
70 | 2765848.1379 | 1190245.3701
71 | 2765702.7727 | 1190193.8838
72 | 2765460.2161 | 1189941.2962
73 | 2765538.7254 | 1189850.6069
74 | 2765406.4422 | 1189818.4152
75 | 2765604.1923 | 1189851.5981
76 | 2765341.4054 | 1189801.7197
77 | 2765340.7149 | 1189801.9675
78 | 2765311.8286 | 1189821.1605
79 | 2765557.5736 | 1189922.0545
80 | 2765276.2479 | 1189875.3468
81 | 2765576.1943 | 1189915.0001
82 | 2765203.305 | 1190358.1905
83 | 2765205.3857 | 1190374.8907
84 | 2765216.0969 | 1190402.9684
85 | 2765301.3985 | 1190573.4781
86 | 2765417.3771 | 1190469.8883
87 | 2765457.801 | 1190413.4434
88 | 2765851.6318 | 1190249.2593
89 | 2765781.4102 | 1190289.8882
90 | 2765624.7613 | 1190181.6485
91 | 2765932.511 | 1190245.7178
92 | 2765774.8809 | 1190291.8485
93 | 2765753.4511 | 1190298.9707
94 | 2765578.8276 | 1189913.7398
95 | 2765612.7479 | 1189904.8344
96 | 2765629.3039 | 1189908.6811
97 | 2765699.3073 | 1189940.8858
98 | 2766241.2254 | 1190086.5175
99 | 2766532.6784 | 1189928.2404
100 | 2766544.6129 | 1189924.2159
101 | 2766596.1493 | 1189915.2873
102 | 2766656.885 | 1189903.8524
103 | 2766662.0486 | 1189917.6938
104 | 2766653.3984 | 1189891.2059
105 | 2766673.4595 | 1190015.2595
106 | 2766650.5002 | 1189871.3156
107 | 2766471.0635 | 1190152.9005
108 | 2766334.8036 | 1190116.5043
109 | 2766524.1516 | 1190176.537
110 | 2766331.8001 | 1190114.2027
111 | 2766531.1254 | 1190179.4861
112 | 2766322.6684 | 1190109.124
113 | 2766567.1053 | 1190195.8629
114 | 2766315.5543 | 1190080.9657
115 | 2766627.2012 | 1190224.1568
116 | 2766474.7321 | 1190187.1478
117 | 2766343.9212 | 1190069.6436
118 | 2766655.3282 | 1190242.5287
119 | 2766459.0605 | 1190188.3411
120 | 2766429.8337 | 1190191.0007
121 | 2766669.5958 | 1190252.2716
122 | 2766755.5715 | 1190294.0205
123 | 2766842.5236 | 1190381.4639
124 | 2766880.109 | 1190402.1014
125 | 2766886.3043 | 1190405.8759
126 | 2767041.9593 | 1190615.4884
127 | 2767113.8167 | 1190807.5762
128 | 2767110.9862 | 1190810.0216
129 | 2766759.4741 | 1190053.4988
130 | 2766740.4541 | 1190053.8728
131 | 2767128.2351 | 1190008.4346
132 | 2766728.7547 | 1190055.0124
133 | 2767146.1506 | 1190004.0489
134 | 2767128.0699 | 1190108.9027
135 | 2766714.3628 | 1190058.1368
136 | 2766684.0822 | 1190065.7451
137 | 2766673.675 | 1190018.9372
138 | 2766626.599 | 1190073.5149
139 | 2766402.3297 | 1189957.2036
140 | 2766645.7619 | 1189861.271
141 | 2766993.3836 | 1190880.9821
142 | 2765460.2161 | 1189941.2962

## line_std_types
| c_nf_per_km | r_ohm_per_km | x_ohm_per_km | max_i_ka | type | q_mm2 | alpha | voltage_rating
NAYY 4x50 SE | 210 | 0.642 | 0.083 | 0.142 | cs | 50 | 0.00403 | LV
NAYY 4x120 SE | 264 | 0.225 | 0.08 | 0.242 | cs | 120 | 0.00403 | LV
NAYY 4x150 SE | 261 | 0.208 | 0.08 | 0.27 | cs | 150 | 0.00403 | LV
NA2XS2Y 1x95 RM/25 12/20 kV | 216 | 0.313 | 0.132 | 0.252 | cs | 95 | 0.00403 | MV
NA2XS2Y 1x185 RM/25 12/20 kV | 273 | 0.161 | 0.117 | 0.362 | cs | 185 | 0.00403 | MV
NA2XS2Y 1x240 RM/25 12/20 kV | 304 | 0.122 | 0.112 | 0.421 | cs | 240 | 0.00403 | MV
NA2XS2Y 1x95 RM/25 6/10 kV | 315 | 0.313 | 0.123 | 0.249 | cs | 95 | 0.00403 | MV
NA2XS2Y 1x185 RM/25 6/10 kV | 406 | 0.161 | 0.11 | 0.358 | cs | 185 | 0.00403 | MV
NA2XS2Y 1x240 RM/25 6/10 kV | 456 | 0.122 | 0.105 | 0.416 | cs | 240 | 0.00403 | MV
NA2XS2Y 1x150 RM/25 12/20 kV | 250 | 0.206 | 0.116 | 0.319 | cs | 150 | 0.00403 | MV
NA2XS2Y 1x120 RM/25 12/20 kV | 230 | 0.253 | 0.119 | 0.283 | cs | 120 | 0.00403 | MV
NA2XS2Y 1x70 RM/25 12/20 kV | 190 | 0.443 | 0.132 | 0.22 | cs | 70 | 0.00403 | MV
NA2XS2Y 1x150 RM/25 6/10 kV | 360 | 0.206 | 0.11 | 0.315 | cs | 150 | 0.00403 | MV
NA2XS2Y 1x120 RM/25 6/10 kV | 340 | 0.253 | 0.113 | 0.28 | cs | 120 | 0.00403 | MV
NA2XS2Y 1x70 RM/25 6/10 kV | 280 | 0.443 | 0.123 | 0.217 | cs | 70 | 0.00403 | MV
N2XS(FL)2Y 1x120 RM/35 64/110 kV | 112 | 0.153 | 0.166 | 0.366 | cs | 120 | 0.00393 | HV
N2XS(FL)2Y 1x185 RM/35 64/110 kV | 125 | 0.099 | 0.156 | 0.457 | cs | 185 | 0.00393 | HV
N2XS(FL)2Y 1x240 RM/35 64/110 kV | 135 | 0.075 | 0.149 | 0.526 | cs | 240 | 0.00393 | HV
N2XS(FL)2Y 1x300 RM/35 64/110 kV | 144 | 0.06 | 0.144 | 0.588 | cs | 300 | 0.00393 | HV
15-AL1/3-ST1A 0.4 | 11 | 1.8769 | 0.35 | 0.105 | ol | 16 | 0.00403 | LV
24-AL1/4-ST1A 0.4 | 11.25 | 1.2012 | 0.335 | 0.14 | ol | 24 | 0.00403 | LV
48-AL1/8-ST1A 0.4 | 12.2 | 0.5939 | 0.3 | 0.21 | ol | 48 | 0.00403 | LV
94-AL1/15-ST1A 0.4 | 13.2 | 0.306 | 0.29 | 0.35 | ol | 94 | 0.00403 | LV
34-AL1/6-ST1A 10.0 | 9.7 | 0.8342 | 0.36 | 0.17 | ol | 34 | 0.00403 | MV
48-AL1/8-ST1A 10.0 | 10.1 | 0.5939 | 0.35 | 0.21 | ol | 48 | 0.00403 | MV
70-AL1/11-ST1A 10.0 | 10.4 | 0.4132 | 0.339 | 0.29 | ol | 70 | 0.00403 | MV
94-AL1/15-ST1A 10.0 | 10.75 | 0.306 | 0.33 | 0.35 | ol | 94 | 0.00403 | MV
122-AL1/20-ST1A 10.0 | 11.1 | 0.2376 | 0.323 | 0.41 | ol | 122 | 0.00403 | MV
149-AL1/24-ST1A 10.0 | 11.25 | 0.194 | 0.315 | 0.47 | ol | 149 | 0.00403 | MV
34-AL1/6-ST1A 20.0 | 9.15 | 0.8342 | 0.382 | 0.17 | ol | 34 | 0.00403 | MV
48-AL1/8-ST1A 20.0 | 9.5 | 0.5939 | 0.372 | 0.21 | ol | 48 | 0.00403 | MV
70-AL1/11-ST1A 20.0 | 9.7 | 0.4132 | 0.36 | 0.29 | ol | 70 | 0.00403 | MV
94-AL1/15-ST1A 20.0 | 10 | 0.306 | 0.35 | 0.35 | ol | 94 | 0.00403 | MV
122-AL1/20-ST1A 20.0 | 10.3 | 0.2376 | 0.344 | 0.41 | ol | 122 | 0.00403 | MV
149-AL1/24-ST1A 20.0 | 10.5 | 0.194 | 0.337 | 0.47 | ol | 149 | 0.00403 | MV
184-AL1/30-ST1A 20.0 | 10.75 | 0.1571 | 0.33 | 0.535 | ol | 184 | 0.00403 | MV
243-AL1/39-ST1A 20.0 | 11 | 0.1188 | 0.32 | 0.645 | ol | 243 | 0.00403 | MV
48-AL1/8-ST1A 110.0 | 8 | 0.5939 | 0.46 | 0.21 | ol | 48 | 0.00403 | HV
70-AL1/11-ST1A 110.0 | 8.4 | 0.4132 | 0.45 | 0.29 | ol | 70 | 0.00403 | HV
94-AL1/15-ST1A 110.0 | 8.65 | 0.306 | 0.44 | 0.35 | ol | 94 | 0.00403 | HV
122-AL1/20-ST1A 110.0 | 8.5 | 0.2376 | 0.43 | 0.41 | ol | 122 | 0.00403 | HV
149-AL1/24-ST1A 110.0 | 8.75 | 0.194 | 0.41 | 0.47 | ol | 149 | 0.00403 | HV
184-AL1/30-ST1A 110.0 | 8.8 | 0.1571 | 0.4 | 0.535 | ol | 184 | 0.00403 | HV
243-AL1/39-ST1A 110.0 | 9 | 0.1188 | 0.39 | 0.645 | ol | 243 | 0.00403 | HV
305-AL1/39-ST1A 110.0 | 9.2 | 0.0949 | 0.38 | 0.74 | ol | 305 | 0.00403 | HV
490-AL1/64-ST1A 110.0 | 9.75 | 0.059 | 0.37 | 0.96 | ol | 490 | 0.00403 | HV
679-AL1/86-ST1A 110.0 | 9.95 | 0.042 | 0.36 | 1.15 | ol | 679 | 0.00403 | HV
490-AL1/64-ST1A 220.0 | 10 | 0.059 | 0.285 | 0.96 | ol | 490 | 0.00403 | HV
679-AL1/86-ST1A 220.0 | 11.7 | 0.042 | 0.275 | 1.15 | ol | 679 | 0.00403 | HV
490-AL1/64-ST1A 380.0 | 11 | 0.059 | 0.253 | 0.96 | ol | 490 | 0.00403 | HV
679-AL1/86-ST1A 380.0 | 14.6 | 0.042 | 0.25 | 1.15 | ol | 679 | 0.00403 | HV

## trafo_std_types
| i0_percent | pfe_kw | vkr_percent | sn_mva | vn_lv_kv | vn_hv_kv | vk_percent | shift_degree | vector_group | tap_side | tap_neutral | tap_min | tap_max | tap_step_degree | tap_step_percent | tap_phase_shifter
160 MVA 380/110 kV | 0.06 | 60 | 0.25 | 160 | 110 | 380 | 12.2 | 0 | Yy0 | hv | 0 | -9 | 9 | 0 | 1.5 | FALSE
100 MVA 220/110 kV | 0.06 | 55 | 0.26 | 100 | 110 | 220 | 12 | 0 | Yy0 | hv | 0 | -9 | 9 | 0 | 1.5 | FALSE
63 MVA 110/20 kV | 0.04 | 22 | 0.32 | 63 | 20 | 110 | 18 | 150 | YNd5 | hv | 0 | -9 | 9 | 0 | 1.5 | FALSE
40 MVA 110/20 kV | 0.05 | 18 | 0.34 | 40 | 20 | 110 | 16.2 | 150 | YNd5 | hv | 0 | -9 | 9 | 0 | 1.5 | FALSE
25 MVA 110/20 kV | 0.07 | 14 | 0.41 | 25 | 20 | 110 | 12 | 150 | YNd5 | hv | 0 | -9 | 9 | 0 | 1.5 | FALSE
63 MVA 110/10 kV | 0.04 | 22 | 0.32 | 63 | 10 | 110 | 18 | 150 | YNd5 | hv | 0 | -9 | 9 | 0 | 1.5 | FALSE
40 MVA 110/10 kV | 0.05 | 18 | 0.34 | 40 | 10 | 110 | 16.2 | 150 | YNd5 | hv | 0 | -9 | 9 | 0 | 1.5 | FALSE
25 MVA 110/10 kV | 0.07 | 14 | 0.41 | 25 | 10 | 110 | 12 | 150 | YNd5 | hv | 0 | -9 | 9 | 0 | 1.5 | FALSE
0.25 MVA 20/0.4 kV | 0.32 | 0.8 | 1.44 | 0.25 | 0.4 | 20 | 6 | 150 | Yzn5 | hv | 0 | -2 | 2 | 0 | 2.5 | FALSE
0.4 MVA 20/0.4 kV | 0.3375 | 1.35 | 1.425 | 0.4 | 0.4 | 20 | 6 | 150 | Dyn5 | hv | 0 | -2 | 2 | 0 | 2.5 | FALSE
0.63 MVA 20/0.4 kV | 0.2619 | 1.65 | 1.206 | 0.63 | 0.4 | 20 | 6 | 150 | Dyn5 | hv | 0 | -2 | 2 | 0 | 2.5 | FALSE
0.25 MVA 10/0.4 kV | 0.24 | 0.6 | 1.2 | 0.25 | 0.4 | 10 | 4 | 150 | Dyn5 | hv | 0 | -2 | 2 | 0 | 2.5 | FALSE
0.4 MVA 10/0.4 kV | 0.2375 | 0.95 | 1.325 | 0.4 | 0.4 | 10 | 4 | 150 | Dyn5 | hv | 0 | -2 | 2 | 0 | 2.5 | FALSE
0.63 MVA 10/0.4 kV | 0.1873 | 1.18 | 1.0794 | 0.63 | 0.4 | 10 | 4 | 150 | Dyn5 | hv | 0 | -2 | 2 | 0 | 2.5 | FALSE

## trafo3w_std_types
| sn_hv_mva | sn_mv_mva | sn_lv_mva | vn_hv_kv | vn_mv_kv | vn_lv_kv | vk_hv_percent | vk_mv_percent | vk_lv_percent | vkr_hv_percent | vkr_mv_percent | vkr_lv_percent | pfe_kw | i0_percent | shift_mv_degree | shift_lv_degree | vector_group | tap_side | tap_neutral | tap_min | tap_max | tap_step_percent
63/25/38 MVA 110/20/10 kV | 63 | 25 | 38 | 110 | 20 | 10 | 10.4 | 10.4 | 10.4 | 0.28 | 0.32 | 0.35 | 35 | 0.89 | 0 | 0 | YN0yn0yn0 | hv | 0 | -10 | 10 | 1.2
63/25/38 MVA 110/10/10 kV | 63 | 25 | 38 | 110 | 10 | 10 | 10.4 | 10.4 | 10.4 | 0.28 | 0.32 | 0.35 | 35 | 0.89 | 0 | 0 | YN0yn0yn0 | hv | 0 | -10 | 10 | 1.2

## fuse_std_types
| fuse_type | i_rated_a | t_avg | t_min | t_total | x_avg | x_min | x_total
HV 100A | HV 100A | 100 | 0 | [10.0, 3.64, 0.854, 0.281, 0.1, 0.0531, 0.022, 0.01] | [10.0, 4.267, 1.21, 0.403, 0.1, 0.058, 0.022, 0.01] | 0 | [300.0, 350.0, 450.0, 550.0, 700.0, 850.0, 1200.0, 1752.0] | [600.0, 700.0, 900.0, 1150.0, 1665.0, 2000.0, 3000.0, 4313.0]
HV 10A | HV 10A | 10 | 0 | [10.0, 1675.0, 0.344, 0.156, 0.1, 0.0417, 0.0171, 0.01] | [10.0, 1.3, 0.3, 0.155, 0.1, 0.0555, 0.023, 0.01] | 0 | [30.0, 32.0, 35.0, 37.0, 39.0, 50.0, 70.0, 88.0] | [60.0, 70.0, 80.0, 87.0, 94.0, 110.0, 150.0, 216.0]
HV 125A | HV 125A | 125 | 0 | [10.0, 1.82, 0.344, 0.1, 0.0467, 0.0269, 0.01] | [10.0, 2.478, 0.426, 0.1, 0.0427, 0.0211, 0.01] | 0 | [375.0, 500.0, 700.0, 925.0, 1200.0, 1500.0, 2341.0] | [750.0, 1000.0, 1500.0, 2200.0, 3000.0, 4000.0, 5765.0]
HV 160A | HV 160A | 160 | 0 | [10.0, 4.15, 1.03, 0.198, 0.1, 0.051, 0.0172, 0.01] | [10.0, 2.3, 0.734, 0.274, 0.1, 0.046, 0.0177, 0.01] | 0 | [480.0, 550.0, 700.0, 1000.0, 1260.0, 1600.0, 2500.0, 3227.0] | [960.0, 1300.0, 1700.0, 2200.0, 2996.0, 4000.0, 6000.0, 7946.0]
HV 16A | HV 16A | 16 | 0 | [10.0, 0.352, 0.164, 0.1, 0.0649, 0.0342, 0.01] | [10.0, 2.34, 0.722, 0.181, 0.1, 0.055, 0.0296, 0.01] | 0 | [48.0, 60.0, 65.0, 71.0, 80.0, 100.0, 162.0] | [96.0, 110.0, 125.0, 150.0, 168.0, 200.0, 250.0, 398.0]
HV 200A | HV 200A | 200 | 0 | [10.0, 4.267, 1.21, 0.403, 0.1, 0.058, 0.022, 0.01] | [10.0, 3.73, 1.654, 0.328, 0.1, 0.0531, 0.019, 0.01] | 0 | [600.0, 700.0, 900.0, 1150.0, 1665.0, 2000.0, 3000.0, 4313.0] | [1200.0, 1500.0, 1800.0, 2700.0, 3960.0, 5000.0, 7500.0, 10620.0]
HV 20A | HV 20A | 20 | 0 | [10.0, 1.3, 0.3, 0.155, 0.1, 0.0555, 0.023, 0.01] | [10.0, 1.3, 0.161, 0.1, 0.0611, 0.0399, 0.0141, 0.01] | 0 | [60.0, 70.0, 80.0, 87.0, 94.0, 110.0, 150.0, 216.0] | [120.0, 150.0, 200.0, 223.0, 260.0, 300.0, 450.0, 532.0]
HV 25A | HV 25A | 25 | 0 | [10.0, 2.512, 0.833, 0.299, 0.1, 0.0372, 0.0223, 0.01] | [10.0, 3.125, 0.597, 0.198, 0.1, 0.0378, 0.022, 0.01] | 0 | [75.0, 82.0, 90.0, 100.0, 124.0, 170.0, 200.0, 289.0] | [150.0, 170.0, 210.0, 250.0, 294.0, 400.0, 500.0, 711.0]
HV 31.5A | HV 31.5A | 31.5 | 0 | [10.0, 2.34, 0.722, 0.181, 0.1, 0.055, 0.0296, 0.01] | [10.0, 2.84, 0.368, 0.164, 0.1, 0.0621, 0.0378, 0.0195, 0.01] | 0 | [95.0, 110.0, 125.0, 150.0, 165.0, 200.0, 250.0, 390.0] | [189.0, 220.0, 300.0, 350.0, 393.0, 450.0, 530.0, 700.0, 960.0]
HV 40A | HV 40A | 40 | 0 | [10.0, 1.3, 0.161, 0.1, 0.0611, 0.0399, 0.0141, 0.01] | [10.0, 2.05, 0.369, 0.198, 0.1, 0.051, 0.0298, 0.01] | 0 | [120.0, 150.0, 200.0, 223.0, 260.0, 300.0, 450.0, 532.0] | [240.0, 300.0, 400.0, 450.0, 530.0, 650.0, 800.0, 1311.0]
HV 50A | HV 50A | 50 | 0 | [10.0, 3.215, 0.597, 0.198, 0.1, 0.0378, 0.022, 0.01] | [10.0, 3.64, 0.854, 0.281, 0.1, 0.0531, 0.022, 0.01] | 0 | [150.0, 170.0, 210.0, 250.0, 294.0, 400.0, 500.0, 711.0] | [300.0, 350.0, 450.0, 550.0, 700.0, 850.0, 1200.0, 1752.0]
HV 6.3A | HV 6.3A | 6.3 | 0 | [10.0, 1.39, 0.344, 0.168, 0.1, 0.056, 0.0263, 0.01] | [10.0, 1.711, 0.516, 0.198, 0.1, 0.0634, 0.0303, 0.01] | 0 | [19.0, 19.5, 20.4, 20.8, 22.0, 25.0, 32.0, 48.0] | [38.0, 40.0, 43.0, 48.0, 53.0, 60.0, 75.0, 118.0]
HV 63A | HV 63A | 63 | 0 | [10.0, 2.84, 0.368, 0.164, 0.1, 0.0621, 0.0378, 0.0195, 0.01] | [10.0, 1.82, 0.344, 0.1, 0.0467, 0.0269, 0.01] | 0 | [189.0, 220.0, 300.0, 350.0, 393.0, 450.0, 530.0, 700.0, 961.0] | [378.0, 500.0, 700.0, 934.0, 1200.0, 1500.0, 2366.0]
HV 80A | HV 80A | 80 | 0 | [10.0, 2.05, 0.369, 0.198, 0.1, 0.051, 0.0298, 0.01] | [10.0, 4.15, 1.03, 0.198, 0.1, 0.051, 0.0172, 0.01] | 0 | [240.0, 300.0, 400.0, 450.0, 530.0, 650.0, 800.0, 1311.0] | [480.0, 550.0, 700.0, 1000.0, 1260.0, 1600.0, 2500.0, 3227.0]
Siemens NH-1-100 | Siemens NH-1-100 | 100 | [5400.0, 2000.0, 400.0, 20.0, 1.0, 0.2, 0.012, 0.004] | 0 | 0 | [150.0, 190.0, 250.0, 430.0, 900.0, 1250.0, 2700.0, 3600.0] | 0 | 0
Siemens NH-1-125 | Siemens NH-1-125 | 125 | [4800.0, 120.0, 7.0, 0.1, 0.004] | 0 | 0 | [180.0, 400.0, 740.0, 2000.0, 4250.0] | 0 | 0
Siemens NH-1-16 | Siemens NH-1-16 | 16 | [4000.0, 400.0, 2.0, 0.1, 0.04, 0.01] | 0 | 0 | [26.0, 35.0, 75.0, 150.0, 200.0, 300.0] | 0 | 0
Siemens NH-1-160 | Siemens NH-1-160 | 160 | [4800.0, 120.0, 7.0, 0.1, 0.004] | 0 | 0 | [210.0, 500.0, 900.0, 2300.0, 5000.0] | 0 | 0
Siemens NH-1-25 | Siemens NH-1-25 | 25 | [4000.0, 1000.0, 10.0, 0.2, 0.02, 0.01] | 0 | 0 | [40.0, 50.0, 100.0, 210.0, 400.0, 500.0] | 0 | 0
Siemens NH-1-50 | Siemens NH-1-50 | 50 | [4000.0, 40.0, 4.0, 1.0, 0.02, 0.01] | 0 | 0 | [86.0, 200.0, 300.0, 400.0, 1000.0, 1280.0] | 0 | 0
Siemens NH-1-63 | Siemens NH-1-63 | 63 | [4000.0, 100.0, 10.0, 2.0, 0.04, 0.01] | 0 | 0 | [100.0, 200.0, 300.0, 400.0, 1000.0, 1500.0] | 0 | 0
Siemens NH-1-80 | Siemens NH-1-80 | 80 | [4800.0, 120.0, 7.0, 0.1, 0.01] | 0 | 0 | [150.58, 250.0, 450.0, 1150.0, 2470.0] | 0 | 0
Siemens NH-2-1000 | Siemens NH-2-1000 | 1000 | [4800.0, 120.0, 7.0, 0.1, 0.004] | 0 | 0 | [1900.0, 3500.0, 8400.0, 24000.0, 52000.0] | 0 | 0
Siemens NH-2-200 | Siemens NH-2-200 | 200 | [4800.0, 120.0, 7.0, 0.1, 0.004] | 0 | 0 | [280.0, 650.0, 1200.0, 3000.0, 7000.0] | 0 | 0
Siemens NH-2-224 | Siemens NH-2-224 | 224 | [4800.0, 120.0, 7.0, 0.2, 0.04, 0.004] | 0 | 0 | [400.0, 750.0, 1453.0, 3025.0, 4315.0, 7600.0] | 0 | 0
Siemens NH-2-250 | Siemens NH-2-250 | 250 | [4800.0, 120.0, 7.0, 0.1, 0.004] | 0 | 0 | [450.0, 800.0, 1650.0, 4000.0, 8500.0] | 0 | 0
Siemens NH-2-315 | Siemens NH-2-315 | 315 | [4800.0, 120.0, 7.0, 0.1, 0.004] | 0 | 0 | [550.0, 920.0, 1900.0, 5000.0, 11000.0] | 0 | 0
Siemens NH-2-355 | Siemens NH-2-355 | 355 | [4800.0, 120.0, 6.0, 0.1, 0.004] | 0 | 0 | [650.0, 1116.27, 2350.0, 5840.0, 12790.0] | 0 | 0
Siemens NH-2-400 | Siemens NH-2-400 | 400 | [4800.0, 120.0, 7.0, 0.1, 0.004] | 0 | 0 | [720.0, 1350.0, 2800.0, 6500.0, 15000.0] | 0 | 0
Siemens NH-2-425 | Siemens NH-2-425 | 425 | [4800.0, 120.0, 7.0, 0.1, 0.004] | 0 | 0 | [850.0, 1500.0, 3050.0, 7500.0, 16500.0] | 0 | 0
Siemens NH-2-630 | Siemens NH-2-630 | 630 | [4800.0, 120.0, 7.0, 0.1, 0.004] | 0 | 0 | [1200.0, 2000.0, 4800.0, 12000.0, 26000.0] | 0 | 0

## dtypes
| element | column | dtype
0 | bus | name | object
1 | bus | vn_kv | float64
2 | bus | type | object
3 | bus | zone | object
4 | bus | in_service | bool
5 | load | name | object
6 | load | bus | uint32
7 | load | p_mw | float64
8 | load | q_mvar | float64
9 | load | const_z_percent | float64
10 | load | const_i_percent | float64
11 | load | sn_mva | float64
12 | load | scaling | float64
13 | load | in_service | bool
14 | load | type | object
15 | ext_grid | name | object
16 | ext_grid | bus | uint32
17 | ext_grid | vm_pu | float64
18 | ext_grid | va_degree | float64
19 | ext_grid | slack_weight | float64
20 | ext_grid | in_service | bool
21 | line | name | object
22 | line | std_type | object
23 | line | from_bus | uint32
24 | line | to_bus | uint32
25 | line | length_km | float64
26 | line | r_ohm_per_km | float64
27 | line | x_ohm_per_km | float64
28 | line | c_nf_per_km | float64
29 | line | g_us_per_km | float64
30 | line | max_i_ka | float64
31 | line | df | float64
32 | line | parallel | uint32
33 | line | type | object
34 | line | in_service | bool
35 | trafo | name | object
36 | trafo | std_type | object
37 | trafo | hv_bus | uint32
38 | trafo | lv_bus | uint32
39 | trafo | sn_mva | float64
40 | trafo | vn_hv_kv | float64
41 | trafo | vn_lv_kv | float64
42 | trafo | vk_percent | float64
43 | trafo | vkr_percent | float64
44 | trafo | pfe_kw | float64
45 | trafo | i0_percent | float64
46 | trafo | shift_degree | float64
47 | trafo | tap_side | object
48 | trafo | tap_neutral | int32
49 | trafo | tap_min | int32
50 | trafo | tap_max | int32
51 | trafo | tap_step_percent | float64
52 | trafo | tap_step_degree | float64
53 | trafo | tap_pos | int32
54 | trafo | tap_phase_shifter | bool
55 | trafo | parallel | uint32
56 | trafo | df | float64
57 | trafo | in_service | bool
58 | line_geodata | coords | object
59 | bus_geodata | x | float64
60 | bus_geodata | y | float64
61 | bus_geodata | coords | object

## parameters
| version | format_version | converged | OPF_converged | name | f_hz | sn_mva
0 | 2.14.6 | 2.14.0 | FALSE | FALSE |  | 50 | 1