## bus
| name | vn_kv | type | zone | in_service
0 | bus_LV_3921-42_0_3_node_0 | 0.4 | n |  | TRUE
1 | bus_LV_3921-42_0_3_node_1 | 0.4 | n |  | TRUE
2 | bus_LV_3921-42_0_3_node_2 | 0.4 | n |  | TRUE
3 | bus_LV_3921-42_0_3_node_3 | 0.4 | n |  | TRUE
4 | bus_LV_3921-42_0_3_node_4 | 0.4 | n |  | TRUE
5 | bus_LV_3921-42_0_3_node_96 | 0.4 | n |  | TRUE
6 | bus_LV_3921-42_0_3_node_97 | 0.4 | n |  | TRUE
7 | bus_LV_3921-42_0_3_node_98 | 0.4 | n |  | TRUE
8 | bus_LV_3921-42_0_3_node_93 | 0.4 | n |  | TRUE
9 | bus_LV_3921-42_0_3_node_5 | 0.4 | n |  | TRUE
10 | bus_LV_3921-42_0_3_node_6 | 0.4 | n |  | TRUE
11 | bus_LV_3921-42_0_3_node_7 | 0.4 | n |  | TRUE
12 | bus_LV_3921-42_0_3_node_9 | 0.4 | n |  | TRUE
13 | bus_LV_3921-42_0_3_node_8 | 0.4 | n |  | TRUE
14 | bus_LV_3921-42_0_3_node_10 | 0.4 | n |  | TRUE
15 | bus_LV_3921-42_0_3_node_95 | 0.4 | n |  | TRUE
16 | bus_LV_3921-42_0_3_node_91 | 0.4 | n |  | TRUE
17 | bus_LV_3921-42_0_3_node_102 | 0.4 | n |  | TRUE
18 | bus_LV_3921-42_0_3_node_103 | 0.4 | n |  | TRUE
19 | bus_LV_3921-42_0_3_node_11 | 0.4 | n |  | TRUE
20 | bus_LV_3921-42_0_3_node_12 | 0.4 | n |  | TRUE
21 | bus_LV_3921-42_0_3_node_13 | 0.4 | n |  | TRUE
22 | bus_LV_3921-42_0_3_node_14 | 0.4 | n |  | TRUE
23 | bus_LV_3921-42_0_3_node_15 | 0.4 | n |  | TRUE
24 | bus_LV_3921-42_0_3_node_16 | 0.4 | n |  | TRUE
25 | bus_LV_3921-42_0_3_node_17 | 0.4 | n |  | TRUE
26 | bus_LV_3921-42_0_3_node_18 | 0.4 | n |  | TRUE
27 | bus_LV_3921-42_0_3_node_19 | 0.4 | n |  | TRUE
28 | bus_LV_3921-42_0_3_node_134 | 0.4 | n |  | TRUE
29 | bus_LV_3921-42_0_3_node_23 | 0.4 | n |  | TRUE
30 | bus_LV_3921-42_0_3_node_20 | 0.4 | n |  | TRUE
31 | bus_LV_3921-42_0_3_node_153 | 0.4 | n |  | TRUE
32 | bus_LV_3921-42_0_3_node_133 | 0.4 | n |  | TRUE
33 | bus_LV_3921-42_0_3_node_25 | 0.4 | n |  | TRUE
34 | bus_LV_3921-42_0_3_node_26 | 0.4 | n |  | TRUE
35 | bus_LV_3921-42_0_3_node_21 | 0.4 | n |  | TRUE
36 | bus_LV_3921-42_0_3_node_22 | 0.4 | n |  | TRUE
37 | bus_LV_3921-42_0_3_node_24 | 0.4 | n |  | TRUE
38 | bus_LV_3921-42_0_3_node_151 | 0.4 | n |  | TRUE
39 | bus_LV_3921-42_0_3_node_30 | 0.4 | n |  | TRUE
40 | bus_LV_3921-42_0_3_node_156 | 0.4 | n |  | TRUE
41 | bus_LV_3921-42_0_3_node_148 | 0.4 | n |  | TRUE
42 | bus_LV_3921-42_0_3_node_32 | 0.4 | n |  | TRUE
43 | bus_LV_3921-42_0_3_node_28 | 0.4 | n |  | TRUE
44 | bus_LV_3921-42_0_3_node_157 | 0.4 | n |  | TRUE
45 | bus_LV_3921-42_0_3_node_27 | 0.4 | n |  | TRUE
46 | bus_LV_3921-42_0_3_node_29 | 0.4 | n |  | TRUE
47 | bus_LV_3921-42_0_3_node_31 | 0.4 | n |  | TRUE
48 | bus_LV_3921-42_0_3_node_33 | 0.4 | n |  | TRUE
49 | bus_LV_3921-42_0_3_node_159 | 0.4 | n |  | TRUE
50 | bus_LV_3921-42_0_3_node_106 | 0.4 | n |  | TRUE
51 | bus_LV_3921-42_0_3_node_121 | 0.4 | n |  | TRUE
52 | bus_LV_3921-42_0_3_node_160 | 0.4 | n |  | TRUE
53 | bus_LV_3921-42_0_3_node_55 | 0.4 | n |  | TRUE
54 | bus_LV_3921-42_0_3_node_34 | 0.4 | n |  | TRUE
55 | bus_LV_3921-42_0_3_node_36 | 0.4 | n |  | TRUE
56 | bus_LV_3921-42_0_3_node_38 | 0.4 | n |  | TRUE
57 | bus_LV_3921-42_0_3_node_39 | 0.4 | n |  | TRUE
58 | bus_LV_3921-42_0_3_node_67 | 0.4 | n |  | TRUE
59 | bus_LV_3921-42_0_3_node_66 | 0.4 | n |  | TRUE
60 | bus_LV_3921-42_0_3_node_73 | 0.4 | n |  | TRUE
61 | bus_LV_3921-42_0_3_node_75 | 0.4 | n |  | TRUE
62 | bus_LV_3921-42_0_3_node_71 | 0.4 | n |  | TRUE
63 | bus_LV_3921-42_0_3_node_37 | 0.4 | n |  | TRUE
64 | bus_LV_3921-42_0_3_node_42 | 0.4 | n |  | TRUE
65 | bus_LV_3921-42_0_3_node_110 | 0.4 | n |  | TRUE
66 | bus_LV_3921-42_0_3_node_69 | 0.4 | n |  | TRUE
67 | bus_LV_3921-42_0_3_node_61 | 0.4 | n |  | TRUE
68 | bus_LV_3921-42_0_3_node_68 | 0.4 | n |  | TRUE
69 | bus_LV_3921-42_0_3_node_59 | 0.4 | n |  | TRUE
70 | bus_LV_3921-42_0_3_node_43 | 0.4 | n |  | TRUE
71 | bus_LV_3921-42_0_3_node_44 | 0.4 | n |  | TRUE
72 | bus_LV_3921-42_0_3_node_45 | 0.4 | n |  | TRUE
73 | bus_LV_3921-42_0_3_node_46 | 0.4 | n |  | TRUE
74 | bus_LV_3921-42_0_3_node_168 | 0.4 | n |  | TRUE
75 | bus_LV_3921-42_0_3_node_47 | 0.4 | n |  | TRUE
76 | bus_LV_3921-42_0_3_node_48 | 0.4 | n |  | TRUE
77 | bus_LV_3921-42_0_3_node_49 | 0.4 | n |  | TRUE
78 | bus_LV_3921-42_0_3_node_58 | 0.4 | n |  | TRUE
79 | bus_LV_3921-42_0_3_node_62 | 0.4 | n |  | TRUE
80 | bus_LV_3921-42_0_3_node_50 | 0.4 | n |  | TRUE
81 | bus_LV_3921-42_0_3_node_51 | 0.4 | n |  | TRUE
82 | bus_LV_3921-42_0_3_node_52 | 0.4 | n |  | TRUE
83 | bus_LV_3921-42_0_3_node_54 | 0.4 | n |  | TRUE
84 | bus_LV_3921-42_0_3_node_53 | 0.4 | n |  | TRUE
85 | bus_LV_3921-42_0_3_node_56 | 0.4 | n |  | TRUE
86 | bus_LV_3921-42_0_3_node_57 | 0.4 | n |  | TRUE
87 | bus_LV_3921-42_0_3_node_162 | 0.4 | n |  | TRUE
88 | bus_LV_3921-42_0_3_node_166 | 0.4 | n |  | TRUE
89 | bus_LV_3921-42_0_3_node_161 | 0.4 | n |  | TRUE
90 | bus_LV_3921-42_0_3_node_63 | 0.4 | n |  | TRUE
91 | bus_LV_3921-42_0_3_node_65 | 0.4 | n |  | TRUE
92 | bus_LV_3921-42_0_3_node_64 | 0.4 | n |  | TRUE
93 | bus_LV_3921-42_0_3_node_144 | 0.4 | n |  | TRUE
94 | bus_LV_3921-42_0_3_node_82 | 0.4 | n |  | TRUE
95 | bus_LV_3921-42_0_3_node_141 | 0.4 | n |  | TRUE
96 | bus_LV_3921-42_0_3_node_83 | 0.4 | n |  | TRUE
97 | bus_LV_3921-42_0_3_node_142 | 0.4 | n |  | TRUE
98 | bus_LV_3921-42_0_3_node_109 | 0.4 | n |  | TRUE
99 | bus_LV_3921-42_0_3_node_77 | 0.4 | n |  | TRUE
100 | bus_LV_3921-42_0_3_node_70 | 0.4 | n |  | TRUE
101 | bus_LV_3921-42_0_3_node_72 | 0.4 | n |  | TRUE
102 | bus_LV_3921-42_0_3_node_74 | 0.4 | n |  | TRUE
103 | bus_LV_3921-42_0_3_node_100 | 0.4 | n |  | TRUE
104 | bus_LV_3921-42_0_3_node_80 | 0.4 | n |  | TRUE
105 | bus_LV_3921-42_0_3_node_99 | 0.4 | n |  | TRUE
106 | bus_LV_3921-42_0_3_node_76 | 0.4 | n |  | TRUE
107 | bus_LV_3921-42_0_3_node_84 | 0.4 | n |  | TRUE
108 | bus_LV_3921-42_0_3_node_78 | 0.4 | n |  | TRUE
109 | bus_LV_3921-42_0_3_node_79 | 0.4 | n |  | TRUE
110 | bus_LV_3921-42_0_3_node_81 | 0.4 | n |  | TRUE
111 | bus_LV_3921-42_0_3_node_85 | 0.4 | n |  | TRUE
112 | bus_LV_3921-42_0_3_node_86 | 0.4 | n |  | TRUE
113 | bus_LV_3921-42_0_3_node_87 | 0.4 | n |  | TRUE
114 | bus_LV_3921-42_0_3_node_88 | 0.4 | n |  | TRUE
115 | bus_LV_3921-42_0_3_node_89 | 0.4 | n |  | TRUE
116 | bus_LV_3921-42_0_3_node_90 | 0.4 | n |  | TRUE
117 | bus_LV_3921-42_0_3_node_92 | 0.4 | n |  | TRUE
118 | bus_LV_3921-42_0_3_node_94 | 0.4 | n |  | TRUE
119 | bus_LV_3921-42_0_3_node_122 | 0.4 | n |  | TRUE
120 | bus_LV_3921-42_0_3_node_123 | 0.4 | n |  | TRUE
121 | bus_LV_3921-42_0_3_node_107 | 0.4 | n |  | TRUE
122 | bus_LV_3921-42_0_3_node_111 | 0.4 | n |  | TRUE
123 | bus_LV_3921-42_0_3_node_108 | 0.4 | n |  | TRUE
124 | bus_LV_3921-42_0_3_node_167 | 0.4 | n |  | TRUE
125 | bus_LV_3921-42_0_3_node_164 | 0.4 | n |  | TRUE
126 | bus_LV_3921-42_0_3_node_112 | 0.4 | n |  | TRUE
127 | bus_LV_3921-42_0_3_node_113 | 0.4 | n |  | TRUE
128 | bus_LV_3921-42_0_3_node_114 | 0.4 | n |  | TRUE
129 | bus_LV_3921-42_0_3_node_115 | 0.4 | n |  | TRUE
130 | bus_LV_3921-42_0_3_node_116 | 0.4 | n |  | TRUE
131 | bus_LV_3921-42_0_3_node_117 | 0.4 | n |  | TRUE
132 | bus_LV_3921-42_0_3_node_118 | 0.4 | n |  | TRUE
133 | bus_LV_3921-42_0_3_node_119 | 0.4 | n |  | TRUE
134 | bus_LV_3921-42_0_3_node_120 | 0.4 | n |  | TRUE
135 | bus_LV_3921-42_0_3_node_124 | 0.4 | n |  | TRUE
136 | bus_LV_3921-42_0_3_node_125 | 0.4 | n |  | TRUE
137 | bus_LV_3921-42_0_3_node_135 | 0.4 | n |  | TRUE
138 | bus_LV_3921-42_0_3_node_126 | 0.4 | n |  | TRUE
139 | bus_LV_3921-42_0_3_node_127 | 0.4 | n |  | TRUE
140 | bus_LV_3921-42_0_3_node_128 | 0.4 | n |  | TRUE
141 | bus_LV_3921-42_0_3_node_129 | 0.4 | n |  | TRUE
142 | bus_LV_3921-42_0_3_node_130 | 0.4 | n |  | TRUE
143 | bus_LV_3921-42_0_3_node_131 | 0.4 | n |  | TRUE
144 | bus_LV_3921-42_0_3_node_132 | 0.4 | n |  | TRUE
145 | bus_LV_3921-42_0_3_node_136 | 0.4 | n |  | TRUE
146 | bus_LV_3921-42_0_3_node_137 | 0.4 | n |  | TRUE
147 | bus_LV_3921-42_0_3_node_138 | 0.4 | n |  | TRUE
148 | bus_LV_3921-42_0_3_node_145 | 0.4 | n |  | TRUE
149 | bus_LV_3921-42_0_3_node_147 | 0.4 | n |  | TRUE
150 | bus_LV_3921-42_0_3_node_149 | 0.4 | n |  | TRUE
151 | bus_LV_3921-42_0_3_node_146 | 0.4 | n |  | TRUE
152 | bus_LV_3921-42_0_3_node_139 | 0.4 | n |  | TRUE
153 | bus_LV_3921-42_0_3_node_140 | 0.4 | n |  | TRUE
154 | bus_LV_3921-42_0_3_node_143 | 0.4 | n |  | TRUE
155 | bus_LV_3921-42_0_3_node_150 | 0.4 | n |  | TRUE
156 | bus_LV_3921-42_0_3_node_152 | 0.4 | n |  | TRUE
157 | bus_LV_3921-42_0_3_node_154 | 0.4 | n |  | TRUE
158 | bus_LV_3921-42_0_3_node_155 | 0.4 | n |  | TRUE
159 | bus_LV_3921-42_0_3_node_158 | 0.4 | n |  | TRUE
160 | bus_LV_3921-42_0_3_node_163 | 0.4 | n |  | TRUE
161 | bus_LV_3921-42_0_3_node_165 | 0.4 | n |  | TRUE
162 | bus_MV_60_0_node_269 | 20 | n |  | TRUE

## load
| name | bus | p_mw | q_mvar | const_z_percent | const_i_percent | sn_mva | scaling | in_service | type
0 | LV_3921-42_0_3_load_0 | 0 | 0.00095423 | 0.00023915 | 0 | 0 |  | 1 | TRUE | wye
1 | LV_3921-42_0_3_load_1 | 1 | 0.00085069 | 0.0002132 | 0 | 0 |  | 1 | TRUE | wye
2 | LV_3921-42_0_3_load_2 | 2 | 0.00067005 | 0.00016793 | 0 | 0 |  | 1 | TRUE | wye
3 | LV_3921-42_0_3_load_3 | 3 | 0.00075235 | 0.00018856 | 0 | 0 |  | 1 | TRUE | wye
4 | LV_3921-42_0_3_load_4 | 4 | 0.0042627 | 0.0010683 | 0 | 0 |  | 1 | TRUE | wye
5 | LV_3921-42_0_3_load_97 | 6 | 0.0012067 | 0.00030242 | 0 | 0 |  | 1 | TRUE | wye
6 | LV_3921-42_0_3_load_98 | 7 | 0.001378 | 0.00034537 | 0 | 0 |  | 1 | TRUE | wye
7 | LV_3921-42_0_3_load_5 | 9 | 0.00060796 | 0.00015237 | 0 | 0 |  | 1 | TRUE | wye
8 | LV_3921-42_0_3_load_9 | 12 | 0.00063107 | 0.00015816 | 0 | 0 |  | 1 | TRUE | wye
9 | LV_3921-42_0_3_load_8 | 13 | 0.0010711 | 0.00026844 | 0 | 0 |  | 1 | TRUE | wye
10 | LV_3921-42_0_3_load_10 | 14 | 0.00060195 | 0.00015086 | 0 | 0 |  | 1 | TRUE | wye
11 | LV_3921-42_0_3_load_95 | 15 | 0.00090519 | 0.00022686 | 0 | 0 |  | 1 | TRUE | wye
12 | LV_3921-42_0_3_load_103 | 18 | 0.0013402 | 0.00033588 | 0 | 0 |  | 1 | TRUE | wye
13 | LV_3921-42_0_3_load_11 | 19 | 0.0017896 | 0.0004485 | 0 | 0 |  | 1 | TRUE | wye
14 | LV_3921-42_0_3_load_12 | 20 | 0.0013444 | 0.00033693 | 0 | 0 |  | 1 | TRUE | wye
15 | LV_3921-42_0_3_load_14 | 22 | 0.0016364 | 0.00041012 | 0 | 0 |  | 1 | TRUE | wye
16 | LV_3921-42_0_3_load_15 | 23 | 0.001952 | 0.00048921 | 0 | 0 |  | 1 | TRUE | wye
17 | LV_3921-42_0_3_load_16 | 24 | 0.00049776 | 0.00012475 | 0 | 0 |  | 1 | TRUE | wye
18 | LV_3921-42_0_3_load_17 | 25 | 0.0008796 | 0.00022045 | 0 | 0 |  | 1 | TRUE | wye
19 | LV_3921-42_0_3_load_18 | 26 | 0.0024746 | 0.00062018 | 0 | 0 |  | 1 | TRUE | wye
20 | LV_3921-42_0_3_load_20 | 30 | 0.00038563 | 9.6649e-05 | 0 | 0 |  | 1 | TRUE | wye
21 | LV_3921-42_0_3_load_153 | 31 | 0.0010721 | 0.0002687 | 0 | 0 |  | 1 | TRUE | wye
22 | LV_3921-42_0_3_load_25 | 33 | 0.0021387 | 0.00053601 | 0 | 0 |  | 1 | TRUE | wye
23 | LV_3921-42_0_3_load_26 | 34 | 0.00055555 | 0.00013923 | 0 | 0 |  | 1 | TRUE | wye
24 | LV_3921-42_0_3_load_21 | 35 | 0.00068457 | 0.00017157 | 0 | 0 |  | 1 | TRUE | wye
25 | LV_3921-42_0_3_load_22 | 36 | 0.00037806 | 9.4751e-05 | 0 | 0 |  | 1 | TRUE | wye
26 | LV_3921-42_0_3_load_24 | 37 | 0.00083776 | 0.00020996 | 0 | 0 |  | 1 | TRUE | wye
27 | LV_3921-42_0_3_load_151 | 38 | 0.0021171 | 0.00053061 | 0 | 0 |  | 1 | TRUE | wye
28 | LV_3921-42_0_3_load_156 | 40 | 0.00073208 | 0.00018348 | 0 | 0 |  | 1 | TRUE | wye
29 | LV_3921-42_0_3_load_28 | 43 | 0.00068666 | 0.00017209 | 0 | 0 |  | 1 | TRUE | wye
30 | LV_3921-42_0_3_load_157 | 44 | 0.0010965 | 0.00027481 | 0 | 0 |  | 1 | TRUE | wye
31 | LV_3921-42_0_3_load_27 | 45 | 0.00068349 | 0.0001713 | 0 | 0 |  | 1 | TRUE | wye
32 | LV_3921-42_0_3_load_29 | 46 | 0.00081131 | 0.00020333 | 0 | 0 |  | 1 | TRUE | wye
33 | LV_3921-42_0_3_load_31 | 47 | 0.00071245 | 0.00017856 | 0 | 0 |  | 1 | TRUE | wye
34 | LV_3921-42_0_3_load_33 | 48 | 0.0010876 | 0.00027258 | 0 | 0 |  | 1 | TRUE | wye
35 | LV_3921-42_0_3_load_106 | 50 | 0.0005881 | 0.00014739 | 0 | 0 |  | 1 | TRUE | wye
36 | LV_3921-42_0_3_load_121 | 51 | 0.00082214 | 0.00020605 | 0 | 0 |  | 1 | TRUE | wye
37 | LV_3921-42_0_3_load_160 | 52 | 0.0022815 | 0.00057179 | 0 | 0 |  | 1 | TRUE | wye
38 | LV_3921-42_0_3_load_55 | 53 | 0.00063732 | 0.00015973 | 0 | 0 |  | 1 | TRUE | wye
39 | LV_3921-42_0_3_load_34 | 54 | 0.0032523 | 0.0008151 | 0 | 0 |  | 1 | TRUE | wye
40 | LV_3921-42_0_3_load_38 | 56 | 0.00052168 | 0.00013075 | 0 | 0 |  | 1 | TRUE | wye
41 | LV_3921-42_0_3_load_67 | 58 | 0.0015613 | 0.00039131 | 0 | 0 |  | 1 | TRUE | wye
42 | LV_3921-42_0_3_load_66 | 59 | 0.00040964 | 0.00010266 | 0 | 0 |  | 1 | TRUE | wye
43 | LV_3921-42_0_3_load_73 | 60 | 0.00067586 | 0.00016939 | 0 | 0 |  | 1 | TRUE | wye
44 | LV_3921-42_0_3_load_75 | 61 | 0.00050062 | 0.00012547 | 0 | 0 |  | 1 | TRUE | wye
45 | LV_3921-42_0_3_load_71 | 62 | 0.0007787 | 0.00019516 | 0 | 0 |  | 1 | TRUE | wye
46 | LV_3921-42_0_3_load_37 | 63 | 0.00070066 | 0.0001756 | 0 | 0 |  | 1 | TRUE | wye
47 | LV_3921-42_0_3_load_42 | 64 | 0.0086434 | 0.0021662 | 0 | 0 |  | 1 | TRUE | wye
48 | LV_3921-42_0_3_load_110 | 65 | 0.00039137 | 9.8086e-05 | 0 | 0 |  | 1 | TRUE | wye
49 | LV_3921-42_0_3_load_69 | 66 | 0.00042276 | 0.00010595 | 0 | 0 |  | 1 | TRUE | wye
50 | LV_3921-42_0_3_load_61 | 67 | 0.0007909 | 0.00019822 | 0 | 0 |  | 1 | TRUE | wye
51 | LV_3921-42_0_3_load_68 | 68 | 0.00034678 | 8.6911e-05 | 0 | 0 |  | 1 | TRUE | wye
52 | LV_3921-42_0_3_load_59 | 69 | 0.00093506 | 0.00023435 | 0 | 0 |  | 1 | TRUE | wye
53 | LV_3921-42_0_3_load_43 | 70 | 0.00082336 | 0.00020635 | 0 | 0 |  | 1 | TRUE | wye
54 | LV_3921-42_0_3_load_45 | 72 | 0.00099154 | 0.0002485 | 0 | 0 |  | 1 | TRUE | wye
55 | LV_3921-42_0_3_load_46 | 73 | 0.00091533 | 0.0002294 | 0 | 0 |  | 1 | TRUE | wye
56 | LV_3921-42_0_3_load_168 | 74 | 0.0024023 | 0.00060207 | 0 | 0 |  | 1 | TRUE | wye
57 | LV_3921-42_0_3_load_48 | 76 | 0.00065025 | 0.00016297 | 0 | 0 |  | 1 | TRUE | wye
58 | LV_3921-42_0_3_load_49 | 77 | 0.0014341 | 0.00035941 | 0 | 0 |  | 1 | TRUE | wye
59 | LV_3921-42_0_3_load_58 | 78 | 0.00082627 | 0.00020708 | 0 | 0 |  | 1 | TRUE | wye
60 | LV_3921-42_0_3_load_62 | 79 | 0.00040556 | 0.00010164 | 0 | 0 |  | 1 | TRUE | wye
61 | LV_3921-42_0_3_load_50 | 80 | 0.00076531 | 0.0001918 | 0 | 0 |  | 1 | TRUE | wye
62 | LV_3921-42_0_3_load_51 | 81 | 0.010651 | 0.0026695 | 0 | 0 |  | 1 | TRUE | wye
63 | LV_3921-42_0_3_load_53 | 84 | 0.00063622 | 0.00015945 | 0 | 0 |  | 1 | TRUE | wye
64 | LV_3921-42_0_3_load_56 | 85 | 0.0015778 | 0.00039543 | 0 | 0 |  | 1 | TRUE | wye
65 | LV_3921-42_0_3_load_57 | 86 | 0.0025069 | 0.00062829 | 0 | 0 |  | 1 | TRUE | wye
66 | LV_3921-42_0_3_load_162 | 87 | 0.0008224 | 0.00020611 | 0 | 0 |  | 1 | TRUE | wye
67 | LV_3921-42_0_3_load_166 | 88 | 0.0062834 | 0.0015748 | 0 | 0 |  | 1 | TRUE | wye
68 | LV_3921-42_0_3_load_65 | 91 | 0.00058636 | 0.00014695 | 0 | 0 |  | 1 | TRUE | wye
69 | LV_3921-42_0_3_load_144 | 93 | 0.00068931 | 0.00017276 | 0 | 0 |  | 1 | TRUE | wye
70 | LV_3921-42_0_3_load_83 | 96 | 0.00045158 | 0.00011318 | 0 | 0 |  | 1 | TRUE | wye
71 | LV_3921-42_0_3_load_142 | 97 | 0.0037806 | 0.00094752 | 0 | 0 |  | 1 | TRUE | wye
72 | LV_3921-42_0_3_load_109 | 98 | 0.0018916 | 0.00047408 | 0 | 0 |  | 1 | TRUE | wye
73 | LV_3921-42_0_3_load_77 | 99 | 0.00069047 | 0.00017305 | 0 | 0 |  | 1 | TRUE | wye
74 | LV_3921-42_0_3_load_70 | 100 | 0.00051537 | 0.00012916 | 0 | 0 |  | 1 | TRUE | wye
75 | LV_3921-42_0_3_load_72 | 101 | 0.00065708 | 0.00016468 | 0 | 0 |  | 1 | TRUE | wye
76 | LV_3921-42_0_3_load_100 | 103 | 0.00055238 | 0.00013844 | 0 | 0 |  | 1 | TRUE | wye
77 | LV_3921-42_0_3_load_80 | 104 | 0.00050413 | 0.00012635 | 0 | 0 |  | 1 | TRUE | wye
78 | LV_3921-42_0_3_load_76 | 106 | 0.00048247 | 0.00012092 | 0 | 0 |  | 1 | TRUE | wye
79 | LV_3921-42_0_3_load_84 | 107 | 0.00056943 | 0.00014271 | 0 | 0 |  | 1 | TRUE | wye
80 | LV_3921-42_0_3_load_78 | 108 | 0.00048292 | 0.00012103 | 0 | 0 |  | 1 | TRUE | wye
81 | LV_3921-42_0_3_load_79 | 109 | 0.00041884 | 0.00010497 | 0 | 0 |  | 1 | TRUE | wye
82 | LV_3921-42_0_3_load_81 | 110 | 0.00053292 | 0.00013356 | 0 | 0 |  | 1 | TRUE | wye
83 | LV_3921-42_0_3_load_85 | 111 | 0.00098742 | 0.00024747 | 0 | 0 |  | 1 | TRUE | wye
84 | LV_3921-42_0_3_load_86 | 112 | 0.00067084 | 0.00016813 | 0 | 0 |  | 1 | TRUE | wye
85 | LV_3921-42_0_3_load_87 | 113 | 0.00060069 | 0.00015055 | 0 | 0 |  | 1 | TRUE | wye
86 | LV_3921-42_0_3_load_88 | 114 | 0.000527 | 0.00013208 | 0 | 0 |  | 1 | TRUE | wye
87 | LV_3921-42_0_3_load_89 | 115 | 0.00079746 | 0.00019986 | 0 | 0 |  | 1 | TRUE | wye
88 | LV_3921-42_0_3_load_90 | 116 | 0.0013254 | 0.00033217 | 0 | 0 |  | 1 | TRUE | wye
89 | LV_3921-42_0_3_load_92 | 117 | 0.00071247 | 0.00017856 | 0 | 0 |  | 1 | TRUE | wye
90 | LV_3921-42_0_3_load_94 | 118 | 0.00045917 | 0.00011508 | 0 | 0 |  | 1 | TRUE | wye
91 | LV_3921-42_0_3_load_122 | 119 | 0.00056787 | 0.00014232 | 0 | 0 |  | 1 | TRUE | wye
92 | LV_3921-42_0_3_load_123 | 120 | 0.0014487 | 0.00036309 | 0 | 0 |  | 1 | TRUE | wye
93 | LV_3921-42_0_3_load_107 | 121 | 0.00067809 | 0.00016995 | 0 | 0 |  | 1 | TRUE | wye
94 | LV_3921-42_0_3_load_111 | 122 | 0.0011387 | 0.00028537 | 0 | 0 |  | 1 | TRUE | wye
95 | LV_3921-42_0_3_load_108 | 123 | 0.0013961 | 0.0003499 | 0 | 0 |  | 1 | TRUE | wye
96 | LV_3921-42_0_3_load_167 | 124 | 0.0013476 | 0.00033774 | 0 | 0 |  | 1 | TRUE | wye
97 | LV_3921-42_0_3_load_164 | 125 | 0.0014746 | 0.00036958 | 0 | 0 |  | 1 | TRUE | wye
98 | LV_3921-42_0_3_load_112 | 126 | 0.0013632 | 0.00034165 | 0 | 0 |  | 1 | TRUE | wye
99 | LV_3921-42_0_3_load_113 | 127 | 0.0014951 | 0.00037471 | 0 | 0 |  | 1 | TRUE | wye
100 | LV_3921-42_0_3_load_114 | 128 | 0.00091429 | 0.00022914 | 0 | 0 |  | 1 | TRUE | wye
101 | LV_3921-42_0_3_load_115 | 129 | 0.0012202 | 0.0003058 | 0 | 0 |  | 1 | TRUE | wye
102 | LV_3921-42_0_3_load_116 | 130 | 0.00099532 | 0.00024945 | 0 | 0 |  | 1 | TRUE | wye
103 | LV_3921-42_0_3_load_117 | 131 | 0.00083167 | 0.00020843 | 0 | 0 |  | 1 | TRUE | wye
104 | LV_3921-42_0_3_load_118 | 132 | 0.0013782 | 0.0003454 | 0 | 0 |  | 1 | TRUE | wye
105 | LV_3921-42_0_3_load_119 | 133 | 0.0017182 | 0.00043062 | 0 | 0 |  | 1 | TRUE | wye
106 | LV_3921-42_0_3_load_120 | 134 | 0.00099729 | 0.00024994 | 0 | 0 |  | 1 | TRUE | wye
107 | LV_3921-42_0_3_load_124 | 135 | 0.0021633 | 0.00054218 | 0 | 0 |  | 1 | TRUE | wye
108 | LV_3921-42_0_3_load_125 | 136 | 0.0018266 | 0.00045779 | 0 | 0 |  | 1 | TRUE | wye
109 | LV_3921-42_0_3_load_135 | 137 | 0.00074936 | 0.00018781 | 0 | 0 |  | 1 | TRUE | wye
110 | LV_3921-42_0_3_load_126 | 138 | 0.0012066 | 0.00030241 | 0 | 0 |  | 1 | TRUE | wye
111 | LV_3921-42_0_3_load_127 | 139 | 0.00069944 | 0.0001753 | 0 | 0 |  | 1 | TRUE | wye
112 | LV_3921-42_0_3_load_128 | 140 | 0.00065767 | 0.00016483 | 0 | 0 |  | 1 | TRUE | wye
113 | LV_3921-42_0_3_load_130 | 142 | 0.0018777 | 0.00047061 | 0 | 0 |  | 1 | TRUE | wye
114 | LV_3921-42_0_3_load_131 | 143 | 0.0012321 | 0.0003088 | 0 | 0 |  | 1 | TRUE | wye
115 | LV_3921-42_0_3_load_132 | 144 | 0.0012118 | 0.00030371 | 0 | 0 |  | 1 | TRUE | wye
116 | LV_3921-42_0_3_load_136 | 145 | 0.00098213 | 0.00024615 | 0 | 0 |  | 1 | TRUE | wye
117 | LV_3921-42_0_3_load_137 | 146 | 0.001492 | 0.00037393 | 0 | 0 |  | 1 | TRUE | wye
118 | LV_3921-42_0_3_load_138 | 147 | 0.0011853 | 0.00029707 | 0 | 0 |  | 1 | TRUE | wye
119 | LV_3921-42_0_3_load_145 | 148 | 0.0013303 | 0.00033342 | 0 | 0 |  | 1 | TRUE | wye
120 | LV_3921-42_0_3_load_147 | 149 | 0.00072678 | 0.00018215 | 0 | 0 |  | 1 | TRUE | wye
121 | LV_3921-42_0_3_load_149 | 150 | 0.0040475 | 0.0010144 | 0 | 0 |  | 1 | TRUE | wye
122 | LV_3921-42_0_3_load_146 | 151 | 0.0022546 | 0.00056506 | 0 | 0 |  | 1 | TRUE | wye
123 | LV_3921-42_0_3_load_139 | 152 | 0.0011624 | 0.00029131 | 0 | 0 |  | 1 | TRUE | wye
124 | LV_3921-42_0_3_load_140 | 153 | 0.0021983 | 0.00055094 | 0 | 0 |  | 1 | TRUE | wye
125 | LV_3921-42_0_3_load_150 | 155 | 0.001204 | 0.00030175 | 0 | 0 |  | 1 | TRUE | wye
126 | LV_3921-42_0_3_load_152 | 156 | 0.0008224 | 0.00020611 | 0 | 0 |  | 1 | TRUE | wye
127 | LV_3921-42_0_3_load_154 | 157 | 0.0030346 | 0.00076054 | 0 | 0 |  | 1 | TRUE | wye
128 | LV_3921-42_0_3_load_155 | 158 | 0.001691 | 0.0004238 | 0 | 0 |  | 1 | TRUE | wye
129 | LV_3921-42_0_3_load_158 | 159 | 0.00072259 | 0.0001811 | 0 | 0 |  | 1 | TRUE | wye
130 | LV_3921-42_0_3_load_165 | 161 | 0.002735 | 0.00068545 | 0 | 0 |  | 1 | TRUE | wye

## ext_grid
| name | bus | vm_pu | va_degree | slack_weight | in_service
0 |  | 93 | 1 | 0 | 1 | TRUE

## line
| name | std_type | from_bus | to_bus | length_km | r_ohm_per_km | x_ohm_per_km | c_nf_per_km | g_us_per_km | max_i_ka | df | parallel | type | in_service
0 | LV_3921-42_0_3_line_0 | NAYY 4x150 SE | 0 | 1 | 0.015476 | 0.208 | 0.08 | 261 | 0 | 0.27 | 1 | 1 | cs | TRUE
1 | LV_3921-42_0_3_line_1 | NAYY 4x150 SE | 0 | 2 | 0.021778 | 0.208 | 0.08 | 261 | 0 | 0.27 | 1 | 1 | cs | TRUE
2 | LV_3921-42_0_3_line_2 | NAYY 4x150 SE | 1 | 3 | 0.0018139 | 0.208 | 0.08 | 261 | 0 | 0.27 | 1 | 1 | cs | TRUE
3 | LV_3921-42_0_3_line_3 | NAYY 4x150 SE | 2 | 4 | 0.14031 | 0.208 | 0.08 | 261 | 0 | 0.27 | 1 | 1 | cs | TRUE
4 | LV_3921-42_0_3_line_4 | NAYY 4x150 SE | 3 | 9 | 0.0037445 | 0.208 | 0.08 | 261 | 0 | 0.27 | 1 | 1 | cs | TRUE
5 | LV_3921-42_0_3_line_5 | NAYY 4x150 SE | 4 | 10 | 0.075233 | 0.208 | 0.08 | 261 | 0 | 0.27 | 1 | 1 | cs | TRUE
6 | LV_3921-42_0_3_line_6 | NAYY 4x150 SE | 5 | 6 | 0.040061 | 0.208 | 0.08 | 261 | 0 | 0.27 | 1 | 1 | cs | TRUE
7 | LV_3921-42_0_3_line_7 | NAYY 4x150 SE | 5 | 7 | 0.032085 | 0.208 | 0.08 | 261 | 0 | 0.27 | 1 | 1 | cs | TRUE
8 | LV_3921-42_0_3_line_8 | NAYY 4x150 SE | 5 | 8 | 0.090598 | 0.208 | 0.08 | 261 | 0 | 0.27 | 1 | 1 | cs | TRUE
9 | LV_3921-42_0_3_line_9 | NAYY 4x150 SE | 6 | 121 | 0.0015401 | 0.208 | 0.08 | 261 | 0 | 0.27 | 1 | 1 | cs | TRUE
10 | LV_3921-42_0_3_line_10 | NAYY 4x150 SE | 7 | 17 | 0.092927 | 0.208 | 0.08 | 261 | 0 | 0.27 | 1 | 1 | cs | TRUE
11 | LV_3921-42_0_3_line_11 | NAYY 4x150 SE | 8 | 15 | 0.034078 | 0.208 | 0.08 | 261 | 0 | 0.27 | 1 | 1 | cs | TRUE
12 | LV_3921-42_0_3_line_12 | NAYY 4x150 SE | 8 | 16 | 0.006009 | 0.208 | 0.08 | 261 | 0 | 0.27 | 1 | 1 | cs | TRUE
13 | LV_3921-42_0_3_line_13 | NAYY 4x150 SE | 8 | 12 | 0.15567 | 0.208 | 0.08 | 261 | 0 | 0.27 | 1 | 1 | cs | TRUE
14 | LV_3921-42_0_3_line_14 | NAYY 4x150 SE | 10 | 11 | 0.013661 | 0.208 | 0.08 | 261 | 0 | 0.27 | 1 | 1 | cs | TRUE
15 | LV_3921-42_0_3_line_15 | NAYY 4x150 SE | 11 | 12 | 0.08365 | 0.208 | 0.08 | 261 | 0 | 0.27 | 1 | 1 | cs | TRUE
16 | LV_3921-42_0_3_line_16 | NAYY 4x150 SE | 13 | 14 | 0.068436 | 0.208 | 0.08 | 261 | 0 | 0.27 | 1 | 1 | cs | TRUE
17 | LV_3921-42_0_3_line_17 | NAYY 4x150 SE | 14 | 17 | 0.055168 | 0.208 | 0.08 | 261 | 0 | 0.27 | 1 | 1 | cs | TRUE
18 | LV_3921-42_0_3_line_18 | NAYY 4x150 SE | 16 | 118 | 0.0098554 | 0.208 | 0.08 | 261 | 0 | 0.27 | 1 | 3 | cs | TRUE
19 | LV_3921-42_0_3_line_19 | NAYY 4x150 SE | 16 | 115 | 0.076996 | 0.208 | 0.08 | 261 | 0 | 0.27 | 1 | 3 | cs | TRUE
20 | LV_3921-42_0_3_line_20 | NAYY 4x150 SE | 17 | 18 | 0.053842 | 0.208 | 0.08 | 261 | 0 | 0.27 | 1 | 1 | cs | TRUE
21 | LV_3921-42_0_3_line_21 | NAYY 4x150 SE | 18 | 123 | 0.0090448 | 0.208 | 0.08 | 261 | 0 | 0.27 | 1 | 1 | cs | TRUE
22 | LV_3921-42_0_3_line_22 | NAYY 4x150 SE | 19 | 20 | 0.0013765 | 0.208 | 0.08 | 261 | 0 | 0.27 | 1 | 3 | cs | TRUE
23 | LV_3921-42_0_3_line_23 | NAYY 4x150 SE | 19 | 21 | 0.015379 | 0.208 | 0.08 | 261 | 0 | 0.27 | 1 | 3 | cs | TRUE
24 | LV_3921-42_0_3_line_24 | NAYY 4x150 SE | 20 | 22 | 0.017561 | 0.208 | 0.08 | 261 | 0 | 0.27 | 1 | 3 | cs | TRUE
25 | LV_3921-42_0_3_line_25 | NAYY 4x150 SE | 21 | 23 | 0.012886 | 0.208 | 0.08 | 261 | 0 | 0.27 | 1 | 1 | cs | TRUE
26 | LV_3921-42_0_3_line_26 | NAYY 4x150 SE | 21 | 24 | 0.012857 | 0.208 | 0.08 | 261 | 0 | 0.27 | 1 | 3 | cs | TRUE
27 | LV_3921-42_0_3_line_27 | NAYY 4x150 SE | 22 | 25 | 0.0034059 | 0.208 | 0.08 | 261 | 0 | 0.27 | 1 | 3 | cs | TRUE
28 | LV_3921-42_0_3_line_28 | NAYY 4x150 SE | 23 | 26 | 0.0068587 | 0.208 | 0.08 | 261 | 0 | 0.27 | 1 | 1 | cs | TRUE
29 | LV_3921-42_0_3_line_29 | NAYY 4x150 SE | 24 | 27 | 0.010041 | 0.208 | 0.08 | 261 | 0 | 0.27 | 1 | 3 | cs | TRUE
30 | LV_3921-42_0_3_line_30 | NAYY 4x150 SE | 25 | 28 | 0.014767 | 0.208 | 0.08 | 261 | 0 | 0.27 | 1 | 3 | cs | TRUE
31 | LV_3921-42_0_3_line_31 | NAYY 4x150 SE | 27 | 29 | 0.020971 | 0.208 | 0.08 | 261 | 0 | 0.27 | 1 | 1 | cs | TRUE
32 | LV_3921-42_0_3_line_32 | NAYY 4x150 SE | 27 | 30 | 0.014073 | 0.208 | 0.08 | 261 | 0 | 0.27 | 1 | 3 | cs | TRUE
33 | LV_3921-42_0_3_line_33 | NAYY 4x150 SE | 28 | 31 | 0.016463 | 0.208 | 0.08 | 261 | 0 | 0.27 | 1 | 1 | cs | TRUE
34 | LV_3921-42_0_3_line_34 | NAYY 4x150 SE | 28 | 32 | 0.004417 | 0.208 | 0.08 | 261 | 0 | 0.27 | 1 | 3 | cs | TRUE
35 | LV_3921-42_0_3_line_35 | NAYY 4x150 SE | 29 | 33 | 0.0083261 | 0.208 | 0.08 | 261 | 0 | 0.27 | 1 | 1 | cs | TRUE
36 | LV_3921-42_0_3_line_36 | NAYY 4x150 SE | 29 | 34 | 0.0078777 | 0.208 | 0.08 | 261 | 0 | 0.27 | 1 | 1 | cs | TRUE
37 | LV_3921-42_0_3_line_37 | NAYY 4x150 SE | 30 | 35 | 0.016568 | 0.208 | 0.08 | 261 | 0 | 0.27 | 1 | 3 | cs | TRUE
38 | LV_3921-42_0_3_line_38 | NAYY 4x150 SE | 31 | 150 | 0.027455 | 0.208 | 0.08 | 261 | 0 | 0.27 | 1 | 1 | cs | TRUE
39 | LV_3921-42_0_3_line_39 | NAYY 4x150 SE | 32 | 137 | 0.012012 | 0.208 | 0.08 | 261 | 0 | 0.27 | 1 | 1 | cs | TRUE
40 | LV_3921-42_0_3_line_40 | NAYY 4x150 SE | 32 | 136 | 0.0038809 | 0.208 | 0.08 | 261 | 0 | 0.27 | 1 | 3 | cs | TRUE
41 | LV_3921-42_0_3_line_41 | NAYY 4x150 SE | 33 | 39 | 0.021392 | 0.208 | 0.08 | 261 | 0 | 0.27 | 1 | 1 | cs | TRUE
42 | LV_3921-42_0_3_line_42 | NAYY 4x150 SE | 34 | 40 | 0.0060515 | 0.208 | 0.08 | 261 | 0 | 0.27 | 1 | 1 | cs | TRUE
43 | LV_3921-42_0_3_line_43 | NAYY 4x150 SE | 35 | 36 | 0.0082302 | 0.208 | 0.08 | 261 | 0 | 0.27 | 1 | 3 | cs | TRUE
44 | LV_3921-42_0_3_line_44 | NAYY 4x150 SE | 36 | 37 | 0.01681 | 0.208 | 0.08 | 261 | 0 | 0.27 | 1 | 3 | cs | TRUE
45 | LV_3921-42_0_3_line_45 | NAYY 4x150 SE | 37 | 38 | 0.013802 | 0.208 | 0.08 | 261 | 0 | 0.27 | 1 | 3 | cs | TRUE
46 | LV_3921-42_0_3_line_46 | NAYY 4x150 SE | 38 | 41 | 0.021361 | 0.208 | 0.08 | 261 | 0 | 0.27 | 1 | 3 | cs | TRUE
47 | LV_3921-42_0_3_line_47 | NAYY 4x150 SE | 39 | 42 | 0.010501 | 0.208 | 0.08 | 261 | 0 | 0.27 | 1 | 1 | cs | TRUE
48 | LV_3921-42_0_3_line_48 | NAYY 4x150 SE | 39 | 43 | 0.01103 | 0.208 | 0.08 | 261 | 0 | 0.27 | 1 | 1 | cs | TRUE
49 | LV_3921-42_0_3_line_49 | NAYY 4x150 SE | 40 | 44 | 0.016104 | 0.208 | 0.08 | 261 | 0 | 0.27 | 1 | 1 | cs | TRUE
50 | LV_3921-42_0_3_line_50 | NAYY 4x150 SE | 41 | 156 | 0.021754 | 0.208 | 0.08 | 261 | 0 | 0.27 | 1 | 1 | cs | TRUE
51 | LV_3921-42_0_3_line_51 | NAYY 4x150 SE | 41 | 154 | 0.016223 | 0.208 | 0.08 | 261 | 0 | 0.27 | 1 | 3 | cs | TRUE
52 | LV_3921-42_0_3_line_52 | NAYY 4x150 SE | 42 | 49 | 0.020111 | 0.208 | 0.08 | 261 | 0 | 0.27 | 1 | 1 | cs | TRUE
53 | LV_3921-42_0_3_line_53 | NAYY 4x150 SE | 42 | 50 | 0.040187 | 0.208 | 0.08 | 261 | 0 | 0.27 | 1 | 1 | cs | TRUE
54 | LV_3921-42_0_3_line_54 | NAYY 4x150 SE | 43 | 45 | 0.020996 | 0.208 | 0.08 | 261 | 0 | 0.27 | 1 | 1 | cs | TRUE
55 | LV_3921-42_0_3_line_55 | NAYY 4x150 SE | 44 | 159 | 0.011252 | 0.208 | 0.08 | 261 | 0 | 0.27 | 1 | 1 | cs | TRUE
56 | LV_3921-42_0_3_line_56 | NAYY 4x150 SE | 45 | 46 | 0.0070374 | 0.208 | 0.08 | 261 | 0 | 0.27 | 1 | 1 | cs | TRUE
57 | LV_3921-42_0_3_line_57 | NAYY 4x150 SE | 46 | 47 | 0.001438 | 0.208 | 0.08 | 261 | 0 | 0.27 | 1 | 1 | cs | TRUE
58 | LV_3921-42_0_3_line_58 | NAYY 4x150 SE | 47 | 48 | 0.075137 | 0.208 | 0.08 | 261 | 0 | 0.27 | 1 | 1 | cs | TRUE
59 | LV_3921-42_0_3_line_59 | NAYY 4x150 SE | 48 | 51 | 0.0041684 | 0.208 | 0.08 | 261 | 0 | 0.27 | 1 | 1 | cs | TRUE
60 | LV_3921-42_0_3_line_60 | NAYY 4x150 SE | 49 | 52 | 0.019325 | 0.208 | 0.08 | 261 | 0 | 0.27 | 1 | 1 | cs | TRUE
61 | LV_3921-42_0_3_line_61 | NAYY 4x150 SE | 49 | 53 | 0.019132 | 0.208 | 0.08 | 261 | 0 | 0.27 | 1 | 1 | cs | TRUE
62 | LV_3921-42_0_3_line_62 | NAYY 4x150 SE | 52 | 89 | 0.021299 | 0.208 | 0.08 | 261 | 0 | 0.27 | 1 | 1 | cs | TRUE
63 | LV_3921-42_0_3_line_63 | NAYY 4x150 SE | 53 | 84 | 0.00020003 | 0.208 | 0.08 | 261 | 0 | 0.27 | 1 | 1 | cs | TRUE
64 | LV_3921-42_0_3_line_64 | NAYY 4x150 SE | 54 | 55 | 0.045655 | 0.208 | 0.08 | 261 | 0 | 0.27 | 1 | 1 | cs | TRUE
65 | LV_3921-42_0_3_line_65 | NAYY 4x150 SE | 55 | 56 | 0.057352 | 0.208 | 0.08 | 261 | 0 | 0.27 | 1 | 1 | cs | TRUE
66 | LV_3921-42_0_3_line_66 | NAYY 4x150 SE | 55 | 57 | 0.030054 | 0.208 | 0.08 | 261 | 0 | 0.27 | 1 | 1 | cs | TRUE
67 | LV_3921-42_0_3_line_67 | NAYY 4x150 SE | 55 | 58 | 0.9606 | 0.208 | 0.08 | 261 | 0 | 0.27 | 1 | 1 | cs | TRUE
68 | LV_3921-42_0_3_line_68 | NAYY 4x150 SE | 57 | 63 | 0.0175 | 0.208 | 0.08 | 261 | 0 | 0.27 | 1 | 1 | cs | TRUE
69 | LV_3921-42_0_3_line_69 | NAYY 4x150 SE | 58 | 59 | 0.012498 | 0.208 | 0.08 | 261 | 0 | 0.27 | 1 | 1 | cs | TRUE
70 | LV_3921-42_0_3_line_70 | NAYY 4x150 SE | 59 | 91 | 0.058538 | 0.208 | 0.08 | 261 | 0 | 0.27 | 1 | 1 | cs | TRUE
71 | LV_3921-42_0_3_line_71 | NAYY 4x150 SE | 60 | 61 | 0.028707 | 0.208 | 0.08 | 261 | 0 | 0.27 | 1 | 1 | cs | TRUE
72 | LV_3921-42_0_3_line_72 | NAYY 4x150 SE | 60 | 62 | 0.111 | 0.208 | 0.08 | 261 | 0 | 0.27 | 1 | 1 | cs | TRUE
73 | LV_3921-42_0_3_line_73 | NAYY 4x150 SE | 61 | 99 | 0.077105 | 0.208 | 0.08 | 261 | 0 | 0.27 | 1 | 1 | cs | TRUE
74 | LV_3921-42_0_3_line_74 | NAYY 4x150 SE | 62 | 100 | 0.030357 | 0.208 | 0.08 | 261 | 0 | 0.27 | 1 | 1 | cs | TRUE
75 | LV_3921-42_0_3_line_75 | NAYY 4x150 SE | 64 | 65 | 0.99595 | 0.208 | 0.08 | 261 | 0 | 0.27 | 1 | 1 | cs | TRUE
76 | LV_3921-42_0_3_line_76 | NAYY 4x150 SE | 65 | 66 | 0.29748 | 0.208 | 0.08 | 261 | 0 | 0.27 | 1 | 2 | cs | TRUE
77 | LV_3921-42_0_3_line_77 | NAYY 4x150 SE | 66 | 68 | 0.011537 | 0.208 | 0.08 | 261 | 0 | 0.27 | 1 | 3 | cs | TRUE
78 | LV_3921-42_0_3_line_78 | NAYY 4x150 SE | 67 | 68 | 0.68508 | 0.208 | 0.08 | 261 | 0 | 0.27 | 1 | 3 | cs | TRUE
79 | LV_3921-42_0_3_line_79 | NAYY 4x150 SE | 67 | 69 | 0.078831 | 0.208 | 0.08 | 261 | 0 | 0.27 | 1 | 3 | cs | TRUE
80 | LV_3921-42_0_3_line_80 | NAYY 4x150 SE | 68 | 91 | 0.59437 | 0.208 | 0.08 | 261 | 0 | 0.27 | 1 | 1 | cs | TRUE
81 | LV_3921-42_0_3_line_81 | NAYY 4x150 SE | 69 | 78 | 0.020776 | 0.208 | 0.08 | 261 | 0 | 0.27 | 1 | 3 | cs | TRUE
82 | LV_3921-42_0_3_line_82 | NAYY 4x150 SE | 70 | 71 | 0.11501 | 0.208 | 0.08 | 261 | 0 | 0.27 | 1 | 1 | cs | TRUE
83 | LV_3921-42_0_3_line_83 | NAYY 4x150 SE | 70 | 72 | 0.006599 | 0.208 | 0.08 | 261 | 0 | 0.27 | 1 | 1 | cs | TRUE
84 | LV_3921-42_0_3_line_84 | NAYY 4x150 SE | 71 | 73 | 0.03464 | 0.208 | 0.08 | 261 | 0 | 0.27 | 1 | 1 | cs | TRUE
85 | LV_3921-42_0_3_line_85 | NAYY 4x150 SE | 72 | 74 | 0.25606 | 0.208 | 0.08 | 261 | 0 | 0.27 | 1 | 1 | cs | TRUE
86 | LV_3921-42_0_3_line_86 | NAYY 4x150 SE | 72 | 75 | 0.18061 | 0.208 | 0.08 | 261 | 0 | 0.27 | 1 | 1 | cs | TRUE
87 | LV_3921-42_0_3_line_87 | NAYY 4x150 SE | 75 | 76 | 0.088107 | 0.208 | 0.08 | 261 | 0 | 0.27 | 1 | 1 | cs | TRUE
88 | LV_3921-42_0_3_line_88 | NAYY 4x150 SE | 76 | 77 | 0.03754 | 0.208 | 0.08 | 261 | 0 | 0.27 | 1 | 1 | cs | TRUE
89 | LV_3921-42_0_3_line_89 | NAYY 4x150 SE | 77 | 80 | 0.084495 | 0.208 | 0.08 | 261 | 0 | 0.27 | 1 | 1 | cs | TRUE
90 | LV_3921-42_0_3_line_90 | NAYY 4x150 SE | 78 | 79 | 0.28854 | 0.208 | 0.08 | 261 | 0 | 0.27 | 1 | 3 | cs | TRUE
91 | LV_3921-42_0_3_line_91 | NAYY 4x150 SE | 79 | 90 | 0.28954 | 0.208 | 0.08 | 261 | 0 | 0.27 | 1 | 3 | cs | TRUE
92 | LV_3921-42_0_3_line_92 | NAYY 4x150 SE | 80 | 81 | 0.031806 | 0.208 | 0.08 | 261 | 0 | 0.27 | 1 | 1 | cs | TRUE
93 | LV_3921-42_0_3_line_93 | NAYY 4x150 SE | 81 | 82 | 0.075647 | 0.208 | 0.08 | 261 | 0 | 0.27 | 1 | 1 | cs | TRUE
94 | LV_3921-42_0_3_line_94 | NAYY 4x150 SE | 82 | 83 | 0.0031 | 0.208 | 0.08 | 261 | 0 | 0.27 | 1 | 1 | cs | TRUE
95 | LV_3921-42_0_3_line_95 | NAYY 4x150 SE | 83 | 85 | 0.023344 | 0.208 | 0.08 | 261 | 0 | 0.27 | 1 | 1 | cs | TRUE
96 | LV_3921-42_0_3_line_96 | NAYY 4x150 SE | 83 | 86 | 0.024837 | 0.208 | 0.08 | 261 | 0 | 0.27 | 1 | 1 | cs | TRUE
97 | LV_3921-42_0_3_line_97 | NAYY 4x150 SE | 85 | 87 | 0.022719 | 0.208 | 0.08 | 261 | 0 | 0.27 | 1 | 1 | cs | TRUE
98 | LV_3921-42_0_3_line_98 | NAYY 4x150 SE | 86 | 88 | 0.029566 | 0.208 | 0.08 | 261 | 0 | 0.27 | 1 | 1 | cs | TRUE
99 | LV_3921-42_0_3_line_99 | NAYY 4x150 SE | 87 | 89 | 0.010327 | 0.208 | 0.08 | 261 | 0 | 0.27 | 1 | 1 | cs | TRUE
100 | LV_3921-42_0_3_line_100 | NAYY 4x150 SE | 89 | 160 | 0.01448 | 0.208 | 0.08 | 261 | 0 | 0.27 | 1 | 1 | cs | TRUE
101 | LV_3921-42_0_3_line_101 | NAYY 4x150 SE | 90 | 92 | 0.15912 | 0.208 | 0.08 | 261 | 0 | 0.27 | 1 | 3 | cs | TRUE
102 | LV_3921-42_0_3_line_102 | NAYY 4x150 SE | 92 | 93 | 0.010174 | 0.208 | 0.08 | 261 | 0 | 0.27 | 1 | 3 | cs | TRUE
103 | LV_3921-42_0_3_line_103 | NAYY 4x150 SE | 92 | 94 | 0.10866 | 0.208 | 0.08 | 261 | 0 | 0.27 | 1 | 1 | cs | TRUE
104 | LV_3921-42_0_3_line_104 | NAYY 4x150 SE | 92 | 95 | 0.022474 | 0.208 | 0.08 | 261 | 0 | 0.27 | 1 | 3 | cs | TRUE
105 | LV_3921-42_0_3_line_105 | NAYY 4x150 SE | 94 | 96 | 0.055312 | 0.208 | 0.08 | 261 | 0 | 0.27 | 1 | 1 | cs | TRUE
106 | LV_3921-42_0_3_line_106 | NAYY 4x150 SE | 95 | 97 | 0.014107 | 0.208 | 0.08 | 261 | 0 | 0.27 | 1 | 3 | cs | TRUE
107 | LV_3921-42_0_3_line_107 | NAYY 4x150 SE | 96 | 98 | 0.030753 | 0.208 | 0.08 | 261 | 0 | 0.27 | 1 | 1 | cs | TRUE
108 | LV_3921-42_0_3_line_108 | NAYY 4x150 SE | 97 | 154 | 0.0080777 | 0.208 | 0.08 | 261 | 0 | 0.27 | 1 | 3 | cs | TRUE
109 | LV_3921-42_0_3_line_109 | NAYY 4x150 SE | 99 | 108 | 0.033005 | 0.208 | 0.08 | 261 | 0 | 0.27 | 1 | 1 | cs | TRUE
110 | LV_3921-42_0_3_line_110 | NAYY 4x150 SE | 100 | 101 | 0.05649 | 0.208 | 0.08 | 261 | 0 | 0.27 | 1 | 1 | cs | TRUE
111 | LV_3921-42_0_3_line_111 | NAYY 4x150 SE | 101 | 102 | 0.027363 | 0.208 | 0.08 | 261 | 0 | 0.27 | 1 | 1 | cs | TRUE
112 | LV_3921-42_0_3_line_112 | NAYY 4x150 SE | 102 | 106 | 0.08054 | 0.208 | 0.08 | 261 | 0 | 0.27 | 1 | 1 | cs | TRUE
113 | LV_3921-42_0_3_line_113 | NAYY 4x150 SE | 103 | 104 | 0.33599 | 0.208 | 0.08 | 261 | 0 | 0.27 | 1 | 1 | cs | TRUE
114 | LV_3921-42_0_3_line_114 | NAYY 4x150 SE | 103 | 105 | 0.26772 | 0.208 | 0.08 | 261 | 0 | 0.27 | 1 | 2 | cs | TRUE
115 | LV_3921-42_0_3_line_115 | NAYY 4x150 SE | 104 | 109 | 0.15049 | 0.208 | 0.08 | 261 | 0 | 0.27 | 1 | 1 | cs | TRUE
116 | LV_3921-42_0_3_line_116 | NAYY 4x150 SE | 104 | 110 | 0.097293 | 0.208 | 0.08 | 261 | 0 | 0.27 | 1 | 1 | cs | TRUE
117 | LV_3921-42_0_3_line_117 | NAYY 4x150 SE | 105 | 118 | 0.020327 | 0.208 | 0.08 | 261 | 0 | 0.27 | 1 | 3 | cs | TRUE
118 | LV_3921-42_0_3_line_118 | NAYY 4x150 SE | 106 | 107 | 0.011212 | 0.208 | 0.08 | 261 | 0 | 0.27 | 1 | 1 | cs | TRUE
119 | LV_3921-42_0_3_line_119 | NAYY 4x150 SE | 108 | 109 | 0.0068691 | 0.208 | 0.08 | 261 | 0 | 0.27 | 1 | 1 | cs | TRUE
120 | LV_3921-42_0_3_line_120 | NAYY 4x150 SE | 111 | 112 | 0.019617 | 0.208 | 0.08 | 261 | 0 | 0.27 | 1 | 3 | cs | TRUE
121 | LV_3921-42_0_3_line_121 | NAYY 4x150 SE | 111 | 113 | 0.037794 | 0.208 | 0.08 | 261 | 0 | 0.27 | 1 | 3 | cs | TRUE
122 | LV_3921-42_0_3_line_122 | NAYY 4x150 SE | 112 | 114 | 0.12169 | 0.208 | 0.08 | 261 | 0 | 0.27 | 1 | 3 | cs | TRUE
123 | LV_3921-42_0_3_line_123 | NAYY 4x150 SE | 113 | 115 | 0.040239 | 0.208 | 0.08 | 261 | 0 | 0.27 | 1 | 3 | cs | TRUE
124 | LV_3921-42_0_3_line_124 | NAYY 4x150 SE | 114 | 116 | 0.0016996 | 0.208 | 0.08 | 261 | 0 | 0.27 | 1 | 3 | cs | TRUE
125 | LV_3921-42_0_3_line_125 | NAYY 4x150 SE | 116 | 117 | 0.014432 | 0.208 | 0.08 | 261 | 0 | 0.27 | 1 | 3 | cs | TRUE
126 | LV_3921-42_0_3_line_126 | NAYY 4x150 SE | 117 | 119 | 0.0098229 | 0.208 | 0.08 | 261 | 0 | 0.27 | 1 | 3 | cs | TRUE
127 | LV_3921-42_0_3_line_127 | NAYY 4x150 SE | 119 | 120 | 0.024984 | 0.208 | 0.08 | 261 | 0 | 0.27 | 1 | 3 | cs | TRUE
128 | LV_3921-42_0_3_line_128 | NAYY 4x150 SE | 120 | 135 | 0.0184 | 0.208 | 0.08 | 261 | 0 | 0.27 | 1 | 3 | cs | TRUE
129 | LV_3921-42_0_3_line_129 | NAYY 4x150 SE | 121 | 122 | 0.022564 | 0.208 | 0.08 | 261 | 0 | 0.27 | 1 | 1 | cs | TRUE
130 | LV_3921-42_0_3_line_130 | NAYY 4x150 SE | 122 | 126 | 0.0039424 | 0.208 | 0.08 | 261 | 0 | 0.27 | 1 | 1 | cs | TRUE
131 | LV_3921-42_0_3_line_131 | NAYY 4x150 SE | 124 | 125 | 0.023897 | 0.208 | 0.08 | 261 | 0 | 0.27 | 1 | 1 | cs | TRUE
132 | LV_3921-42_0_3_line_132 | NAYY 4x150 SE | 125 | 160 | 0.04251 | 0.208 | 0.08 | 261 | 0 | 0.27 | 1 | 1 | cs | TRUE
133 | LV_3921-42_0_3_line_133 | NAYY 4x150 SE | 126 | 127 | 0.0090353 | 0.208 | 0.08 | 261 | 0 | 0.27 | 1 | 1 | cs | TRUE
134 | LV_3921-42_0_3_line_134 | NAYY 4x150 SE | 127 | 128 | 0.0053691 | 0.208 | 0.08 | 261 | 0 | 0.27 | 1 | 1 | cs | TRUE
135 | LV_3921-42_0_3_line_135 | NAYY 4x150 SE | 128 | 129 | 0.0070507 | 0.208 | 0.08 | 261 | 0 | 0.27 | 1 | 1 | cs | TRUE
136 | LV_3921-42_0_3_line_136 | NAYY 4x150 SE | 129 | 130 | 0.0063201 | 0.208 | 0.08 | 261 | 0 | 0.27 | 1 | 1 | cs | TRUE
137 | LV_3921-42_0_3_line_137 | NAYY 4x150 SE | 130 | 131 | 0.016741 | 0.208 | 0.08 | 261 | 0 | 0.27 | 1 | 1 | cs | TRUE
138 | LV_3921-42_0_3_line_138 | NAYY 4x150 SE | 131 | 132 | 0.00099138 | 0.208 | 0.08 | 261 | 0 | 0.27 | 1 | 1 | cs | TRUE
139 | LV_3921-42_0_3_line_139 | NAYY 4x150 SE | 132 | 133 | 0.01243 | 0.208 | 0.08 | 261 | 0 | 0.27 | 1 | 1 | cs | TRUE
140 | LV_3921-42_0_3_line_140 | NAYY 4x150 SE | 133 | 134 | 0.017461 | 0.208 | 0.08 | 261 | 0 | 0.27 | 1 | 1 | cs | TRUE
141 | LV_3921-42_0_3_line_141 | NAYY 4x150 SE | 135 | 136 | 0.028164 | 0.208 | 0.08 | 261 | 0 | 0.27 | 1 | 3 | cs | TRUE
142 | LV_3921-42_0_3_line_142 | NAYY 4x150 SE | 137 | 149 | 0.0042067 | 0.208 | 0.08 | 261 | 0 | 0.27 | 1 | 1 | cs | TRUE
143 | LV_3921-42_0_3_line_143 | NAYY 4x150 SE | 138 | 139 | 0.0025774 | 0.208 | 0.08 | 261 | 0 | 0.27 | 1 | 1 | cs | TRUE
144 | LV_3921-42_0_3_line_144 | NAYY 4x150 SE | 138 | 140 | 0.0074999 | 0.208 | 0.08 | 261 | 0 | 0.27 | 1 | 1 | cs | TRUE
145 | LV_3921-42_0_3_line_145 | NAYY 4x150 SE | 139 | 141 | 0.0099501 | 0.208 | 0.08 | 261 | 0 | 0.27 | 1 | 1 | cs | TRUE
146 | LV_3921-42_0_3_line_146 | NAYY 4x150 SE | 140 | 142 | 0.10263 | 0.208 | 0.08 | 261 | 0 | 0.27 | 1 | 1 | cs | TRUE
147 | LV_3921-42_0_3_line_147 | NAYY 4x150 SE | 141 | 143 | 0.0083004 | 0.208 | 0.08 | 261 | 0 | 0.27 | 1 | 1 | cs | TRUE
148 | LV_3921-42_0_3_line_148 | NAYY 4x150 SE | 141 | 144 | 0.0094081 | 0.208 | 0.08 | 261 | 0 | 0.27 | 1 | 1 | cs | TRUE
149 | LV_3921-42_0_3_line_149 | NAYY 4x150 SE | 143 | 145 | 0.00080266 | 0.208 | 0.08 | 261 | 0 | 0.27 | 1 | 1 | cs | TRUE
150 | LV_3921-42_0_3_line_150 | NAYY 4x150 SE | 144 | 146 | 0.0049036 | 0.208 | 0.08 | 261 | 0 | 0.27 | 1 | 1 | cs | TRUE
151 | LV_3921-42_0_3_line_151 | NAYY 4x150 SE | 145 | 147 | 0.013126 | 0.208 | 0.08 | 261 | 0 | 0.27 | 1 | 1 | cs | TRUE
152 | LV_3921-42_0_3_line_152 | NAYY 4x150 SE | 146 | 148 | 0.013297 | 0.208 | 0.08 | 261 | 0 | 0.27 | 1 | 1 | cs | TRUE
153 | LV_3921-42_0_3_line_153 | NAYY 4x150 SE | 147 | 152 | 0.00086258 | 0.208 | 0.08 | 261 | 0 | 0.27 | 1 | 1 | cs | TRUE
154 | LV_3921-42_0_3_line_154 | NAYY 4x150 SE | 148 | 151 | 0.0025467 | 0.208 | 0.08 | 261 | 0 | 0.27 | 1 | 1 | cs | TRUE
155 | LV_3921-42_0_3_line_155 | NAYY 4x150 SE | 149 | 151 | 0.014219 | 0.208 | 0.08 | 261 | 0 | 0.27 | 1 | 1 | cs | TRUE
156 | LV_3921-42_0_3_line_156 | NAYY 4x150 SE | 152 | 153 | 0.0046266 | 0.208 | 0.08 | 261 | 0 | 0.27 | 1 | 1 | cs | TRUE
157 | LV_3921-42_0_3_line_157 | NAYY 4x150 SE | 154 | 155 | 0.016713 | 0.208 | 0.08 | 261 | 0 | 0.27 | 1 | 1 | cs | TRUE
158 | LV_3921-42_0_3_line_158 | NAYY 4x150 SE | 155 | 157 | 0.022083 | 0.208 | 0.08 | 261 | 0 | 0.27 | 1 | 1 | cs | TRUE
159 | LV_3921-42_0_3_line_159 | NAYY 4x150 SE | 156 | 158 | 0.03334 | 0.208 | 0.08 | 261 | 0 | 0.27 | 1 | 1 | cs | TRUE
160 | LV_3921-42_0_3_line_160 | NAYY 4x150 SE | 160 | 161 | 0.028046 | 0.208 | 0.08 | 261 | 0 | 0.27 | 1 | 1 | cs | TRUE

## trafo
| name | std_type | hv_bus | lv_bus | sn_mva | vn_hv_kv | vn_lv_kv | vk_percent | vkr_percent | pfe_kw | i0_percent | shift_degree | tap_side | tap_neutral | tap_min | tap_max | tap_step_percent | tap_step_degree | tap_pos | tap_phase_shifter | parallel | df | in_service
0 | LV_3921-42_0_3_trafo_144 | 0.25 MVA 20/0.4 kV | 162 | 93 | 0.25 | 20 | 0.4 | 6 | 1.44 | 0.8 | 0.32 | 150 | hv | 0 | -2 | 2 | 2.5 | 0 | 0 | FALSE | 1 | 1 | TRUE

## line_geodata
| x0 | y0 | x1 | y1 | x2 | y2 | x3 | y3 | x4 | y4 | x5 | y5 | x6 | y6 | x7 | y7 | x8 | y8 | x9 | y9
0 | 2768990.6821 | 1189018.1274 | 2768996.6824 | 1189017.8378 | 2769005.7369 | 1189020.6096
1 | 2768990.6821 | 1189018.1274 | 2768982.2904 | 1189018.5323 | 2768969.5589 | 1189022.6352
2 | 2769005.7369 | 1189020.6096 | 2769007.4713 | 1189021.1405
3 | 2768840.3527 | 1189008.1303 | 2768871.4193 | 1189016.8698 | 2768895.5865 | 1189035.1792 | 2768913.1196 | 1189040.8234 | 2768969.5589 | 1189022.6352
4 | 2769007.4713 | 1189021.1405 | 2769011.0518 | 1189022.2366
5 | 2768800.1133 | 1188953.6238 | 2768803.6461 | 1188976.3886 | 2768811.2486 | 1188994.2303 | 2768823.5228 | 1189003.3959 | 2768840.3527 | 1189008.1303
6 | 2768850.5679 | 1188770.9904 | 2768844.7731 | 1188764.2764 | 2768844.1031 | 1188761.5105 | 2768846.5845 | 1188754.9968 | 2768855.3584 | 1188739.1853 | 2768857.6286 | 1188736.7999
7 | 2768850.5679 | 1188770.9904 | 2768856.8512 | 1188766.886 | 2768877.2259 | 1188753.1365
8 | 2768850.5679 | 1188770.9904 | 2768838.0596 | 1188780.3796 | 2768833.9474 | 1188782.7436 | 2768828.7471 | 1188784.1761 | 2768820.3804 | 1188783.94 | 2768806.8056 | 1188781.355 | 2768789.8964 | 1188777.3747 | 2768778.3219 | 1188773.6895 | 2768771.524 | 1188769.2495 | 2768768.6156 | 1188764.9302
9 | 2768858.6904 | 1188735.6844 | 2768857.6286 | 1188736.7999
10 | 2768877.2259 | 1188753.1365 | 2768948.4238 | 1188812.8553
11 | 2768768.6156 | 1188764.9302 | 2768800.8565 | 1188753.8925
12 | 2768767.4461 | 1188759.0363 | 2768768.6156 | 1188764.9302
13 | 2768768.6156 | 1188764.9302 | 2768718.1532 | 1188912.1984
14 | 2768800.1133 | 1188953.6238 | 2768786.7409 | 1188956.594
15 | 2768786.7409 | 1188956.594 | 2768781.88 | 1188952.7646 | 2768771.6869 | 1188949.0962 | 2768756.8443 | 1188933.0187 | 2768746.0645 | 1188927.4209 | 2768731.661 | 1188915.5264 | 2768728.0141 | 1188914.3893 | 2768718.1532 | 1188912.1984
16 | 2768938.1532 | 1188866.9786 | 2768934.9126 | 1188891.2792 | 2768928.1066 | 1188914.7086 | 2768927.3704 | 1188923.7516 | 2768928.1584 | 1188929.6348 | 2768929.1532 | 1188934.0373
17 | 2768948.4238 | 1188812.8553 | 2768947.5383 | 1188815.2881 | 2768945.8953 | 1188822.1146 | 2768945.6053 | 1188824.2751 | 2768944.9723 | 1188828.5834 | 2768943.7315 | 1188836.2999 | 2768942.5546 | 1188843.6512 | 2768939.4072 | 1188857.5306 | 2768938.4276 | 1188864.9209 | 2768938.1532 | 1188866.9786
18 | 2768767.4461 | 1188759.0363 | 2768757.6737 | 1188757.7597
19 | 2768767.4461 | 1188759.0363 | 2768767.2952 | 1188755.1841 | 2768768.653 | 1188748.4495 | 2768771.6378 | 1188741.405 | 2768779.7483 | 1188725.8305 | 2768786.3996 | 1188717.6104 | 2768804.0412 | 1188705.9192 | 2768810.8644 | 1188700.8069 | 2768811.2783 | 1188700.1259
20 | 2768948.4238 | 1188812.8553 | 2768958.3215 | 1188817.5277 | 2768962.748 | 1188818.6314 | 2768967.9647 | 1188818.7787 | 2768974.4784 | 1188818.1397 | 2768980.9648 | 1188815.765 | 2768998.5893 | 1188807.0457
21 | 2769006.6963 | 1188803.035 | 2768998.5893 | 1188807.0457
22 | 2769074.0059 | 1188562.9286 | 2769075.0335 | 1188563.4671 | 2769075.2255 | 1188563.5666
23 | 2769089.0548 | 1188570.2581 | 2769085.152 | 1188568.7131 | 2769075.2255 | 1188563.5666
24 | 2769058.7503 | 1188554.2739 | 2769061.0111 | 1188555.9087 | 2769066.1727 | 1188558.8238 | 2769074.0059 | 1188562.9286
25 | 2769089.0548 | 1188570.2581 | 2769088.404 | 1188575.1886 | 2769088.0612 | 1188576.5135 | 2769087.0476 | 1188577.8083 | 2769083.0841 | 1188580.6896
26 | 2769089.0548 | 1188570.2581 | 2769093.189 | 1188571.4425 | 2769101.6987 | 1188572.3387
27 | 2769058.7503 | 1188554.2739 | 2769055.9904 | 1188552.2782
28 | 2769076.6007 | 1188581.7503 | 2769078.9458 | 1188581.9611 | 2769080.7382 | 1188582.0118 | 2769081.9819 | 1188581.4909 | 2769083.0841 | 1188580.6896
29 | 2769111.6334 | 1188571.8971 | 2769106.3249 | 1188572.8258 | 2769101.6987 | 1188572.3387
30 | 2769045.0587 | 1188542.3571 | 2769055.3932 | 1188551.8464 | 2769055.9904 | 1188552.2782
31 | 2769111.6334 | 1188571.8971 | 2769119.7027 | 1188576.9963 | 2769122.4972 | 1188580.4784 | 2769126.1453 | 1188586.4425
32 | 2769111.6334 | 1188571.8971 | 2769113.182 | 1188557.9095
33 | 2769045.0587 | 1188542.3571 | 2769049.2066 | 1188541.4401 | 2769059.8901 | 1188535.5191
34 | 2769045.0587 | 1188542.3571 | 2769040.7342 | 1188543.3137
35 | 2769126.1453 | 1188586.4425 | 2769126.765 | 1188587.472 | 2769129.356 | 1188594.1086
36 | 2769126.1453 | 1188586.4425 | 2769118.7194 | 1188589.0719
37 | 2769113.5917 | 1188541.4294 | 2769114.1203 | 1188544.6758 | 2769113.9704 | 1188550.7882 | 2769113.182 | 1188557.9095
38 | 2769072.158 | 1188512.398 | 2769072.281 | 1188515.5455 | 2769069.483 | 1188523.7963 | 2769063.832 | 1188533.3344 | 2769059.8901 | 1188535.5191
39 | 2769040.7342 | 1188543.3137 | 2769031.107 | 1188536.1298
40 | 2769040.7342 | 1188543.3137 | 2769036.9455 | 1188544.1546
41 | 2769138.571 | 1188613.2179 | 2769136.0362 | 1188610.2658 | 2769134.6587 | 1188607.6912 | 2769129.356 | 1188594.1086
42 | 2769113.3667 | 1188591.7471 | 2769113.3784 | 1188591.7201 | 2769115.4124 | 1188590.2428 | 2769118.7194 | 1188589.0719
43 | 2769111.5702 | 1188533.4718 | 2769113.0796 | 1188538.285 | 2769113.5917 | 1188541.4294
44 | 2769111.5702 | 1188533.4718 | 2769111.007 | 1188531.6759 | 2769107.2102 | 1188523.1387 | 2769104.3608 | 1188518.3357
45 | 2769096.0461 | 1188507.3328 | 2769103.5598 | 1188516.9856 | 2769104.3608 | 1188518.3357
46 | 2769081.9806 | 1188491.3194 | 2769084.201 | 1188493.2394 | 2769089.955 | 1188499.5076 | 2769096.0461 | 1188507.3328
47 | 2769138.571 | 1188613.2179 | 2769141.515 | 1188615.1917 | 2769143.7815 | 1188616.0232 | 2769148.2595 | 1188616.9283
48 | 2769138.571 | 1188613.2179 | 2769132.2696 | 1188622.2704 | 2769132.2696 | 1188622.2704
49 | 2769113.3667 | 1188591.7471 | 2769111.7858 | 1188595.4007 | 2769108.3884 | 1188607.0376
50 | 2769081.9806 | 1188491.3194 | 2769103.0577 | 1188485.935
51 | 2769068.4907 | 1188482.4638 | 2769076.2648 | 1188486.398 | 2769081.9806 | 1188491.3194
52 | 2769168.3841 | 1188618.1534 | 2769165.6917 | 1188617.8104 | 2769155.5339 | 1188617.2006 | 2769148.2595 | 1188616.9283
53 | 2769148.2595 | 1188616.9283 | 2769148.7542 | 1188623.4593 | 2769149.4963 | 1188636.3588 | 2769147.5301 | 1188655.6876 | 2769147.1623 | 1188656.9219
54 | 2769132.2696 | 1188622.2704 | 2769125.926 | 1188624.7157 | 2769118.3061 | 1188626.1352 | 2769116.1929 | 1188628.5221 | 2769114.634 | 1188631.3831
55 | 2769108.3884 | 1188607.0376 | 2769108.3884 | 1188607.0376 | 2769112.6906 | 1188617.4342
56 | 2769109.702 | 1188635.9287 | 2769112.5362 | 1188634.7468 | 2769114.14 | 1188632.2898 | 2769114.634 | 1188631.3831
57 | 2769108.3748 | 1188636.4822 | 2769109.702 | 1188635.9287
58 | 2769108.3748 | 1188636.4822 | 2769106.1174 | 1188637.4235 | 2769093.3701 | 1188639.3097 | 2769059.2675 | 1188628.9597 | 2769041.9716 | 1188617.8502 | 2769038.3621 | 1188617.8462
59 | 2769034.1937 | 1188617.8417 | 2769038.3621 | 1188617.8462
60 | 2769168.3841 | 1188618.1534 | 2769166.7439 | 1188637.4089
61 | 2769168.3841 | 1188618.1534 | 2769177.819 | 1188621.9234 | 2769185.5788 | 1188626.4276
62 | 2769162.8282 | 1188658.3443 | 2769166.7388 | 1188637.469 | 2769166.7439 | 1188637.4089
63 | 2769185.7518 | 1188626.528 | 2769185.5788 | 1188626.4276
64 | 2768672.0979 | 1186333.9172 | 2768665.5863 | 1186315.962 | 2768656.4004 | 1186297.52 | 2768653.2628 | 1186292.462
65 | 2768672.0979 | 1186333.9172 | 2768677.8652 | 1186350.3724 | 2768681.8348 | 1186353.12 | 2768685.9484 | 1186351.0339 | 2768697.1366 | 1186332.0205 | 2768701.1445 | 1186324.6222
66 | 2768644.8324 | 1186324.5967 | 2768658.1136 | 1186324.5261 | 2768672.0979 | 1186333.9172
67 | 2768808.7042 | 1187284.7535 | 2768672.0979 | 1186333.9172
68 | 2768644.8324 | 1186324.5967 | 2768632.8668 | 1186311.8269
69 | 2768808.7042 | 1187284.7535 | 2768818.9132 | 1187291.9631
70 | 2768871.7569 | 1187316.5956 | 2768865.4891 | 1187313.825 | 2768851.4323 | 1187308.991 | 2768826.7149 | 1187297.4727 | 2768818.9132 | 1187291.9631
71 | 2768371.2737 | 1188228.9978 | 2768378.1019 | 1188229.8719 | 2768398.3362 | 1188238.0474
72 | 2768261.3458 | 1188233.0257 | 2768288.504 | 1188226.9509 | 2768333.225 | 1188224.1273 | 2768371.2737 | 1188228.9978
73 | 2768463.1541 | 1188278.4589 | 2768424.7417 | 1188260.578 | 2768398.7527 | 1188238.2156 | 2768398.3362 | 1188238.0474
74 | 2768233.2706 | 1188242.9472 | 2768239.8773 | 1188237.8279 | 2768261.3458 | 1188233.0257
75 | 2769668.6383 | 1187422.0757 | 2770021.9632 | 1186490.9095
76 | 2769413.3846 | 1187574.8411 | 2769668.6383 | 1187422.0757
77 | 2769413.3846 | 1187574.8411 | 2769403.882 | 1187581.3843
78 | 2769694.2077 | 1188201.9005 | 2769403.882 | 1187581.3843
79 | 2769721.0869 | 1188273.143 | 2769721.8256 | 1188266.6235 | 2769722.2514 | 1188252.6895 | 2769718.6914 | 1188241.2114 | 2769694.2077 | 1188201.9005
80 | 2769403.882 | 1187581.3843 | 2768871.7569 | 1187316.5956
81 | 2769720.4319 | 1188293.8122 | 2769719.916 | 1188291.4255 | 2769720.288 | 1188280.1924 | 2769721.0869 | 1188273.143
82 | 2769712.2399 | 1188873.1197 | 2769698.7483 | 1188873.5377 | 2769681.3935 | 1188872.6451 | 2769662.2028 | 1188851.7044 | 2769652.9265 | 1188843.9789 | 2769628.5907 | 1188834.6254 | 2769611.4473 | 1188830.6802
83 | 2769604.9082 | 1188830.4952 | 2769609.4651 | 1188830.224 | 2769611.4473 | 1188830.6802
84 | 2769712.2399 | 1188873.1197 | 2769732.7256 | 1188872.8889 | 2769746.7687 | 1188874.6485
85 | 2769604.9082 | 1188830.4952 | 2769531.7085 | 1189075.8698
86 | 2769498.128 | 1188684.8272 | 2769604.9082 | 1188830.4952
87 | 2769498.128 | 1188684.8272 | 2769495.5754 | 1188681.9746 | 2769485.3314 | 1188681.9847 | 2769465.2514 | 1188687.2768 | 2769440.4141 | 1188700.7197 | 2769427.5515 | 1188713.9568 | 2769421.0708 | 1188715.0411 | 2769421.0708 | 1188715.0411
88 | 2769421.0708 | 1188715.0411 | 2769413.4345 | 1188708.9528 | 2769395.1907 | 1188703.5873 | 2769386.5355 | 1188702.251
89 | 2769309.3242 | 1188693.3942 | 2769309.3242 | 1188693.3942 | 2769317.2621 | 1188691.7949 | 2769328.7459 | 1188684.6575 | 2769334.3494 | 1188682.4695 | 2769340.0695 | 1188682.0976 | 2769363.4316 | 1188694.0692 | 2769375.2561 | 1188700.5096 | 2769386.5355 | 1188702.251
90 | 2769720.4319 | 1188293.8122 | 2769444.5099 | 1188378.1955
91 | 2769155.0201 | 1188372.6624 | 2769444.5099 | 1188378.1955
92 | 2769309.3242 | 1188693.3942 | 2769297.6641 | 1188688.9605 | 2769282.4393 | 1188681.0228 | 2769280.6632 | 1188679.7907
93 | 2769215.2198 | 1188646.0132 | 2769222.2666 | 1188648.3923 | 2769229.1202 | 1188656.7937 | 2769234.1232 | 1188662.0732 | 2769259.2367 | 1188669.3452 | 2769275.0354 | 1188675.8866 | 2769280.6632 | 1188679.7907
94 | 2769217.0885 | 1188648.4905 | 2769215.2198 | 1188646.0132
95 | 2769217.0885 | 1188648.4905 | 2769209.1983 | 1188653.2608 | 2769195.4851 | 1188656.6431
96 | 2769217.0885 | 1188648.4905 | 2769221.1936 | 1188653.9448 | 2769224.9934 | 1188658.8567 | 2769228.1726 | 1188666.0087 | 2769228.0558 | 1188669.9807
97 | 2769195.4851 | 1188656.6431 | 2769176.3993 | 1188659.9848 | 2769173.0808 | 1188659.5836
98 | 2769228.0558 | 1188669.9807 | 2769227.7682 | 1188679.7654 | 2769220.6739 | 1188698.2263 | 2769220.6739 | 1188698.2263
99 | 2769162.8282 | 1188658.3443 | 2769173.0808 | 1188659.5836
100 | 2769162.8282 | 1188658.3443 | 2769159.6958 | 1188672.4799
101 | 2769155.0201 | 1188372.6624 | 2769119.4906 | 1188384.9257 | 2769083.4226 | 1188393.5596 | 2769069.354 | 1188397.3437 | 2769051.9505 | 1188401.3672 | 2769040.4119 | 1188406.6574 | 2769042.857 | 1188413.5995 | 2769047.824 | 1188440.4309 | 2769048.4564 | 1188445.0641
102 | 2769048.4564 | 1188445.0641 | 2769058.5837 | 1188444.0915
103 | 2769002.2001 | 1188349.3154 | 2769008.5862 | 1188357.5365 | 2769025.9665 | 1188379.4693 | 2769036.9642 | 1188397.1069 | 2769040.4119 | 1188406.6574 | 2769042.857 | 1188413.5995 | 2769047.824 | 1188440.4309 | 2769048.4564 | 1188445.0641
104 | 2769052.6657 | 1188467.103 | 2769050.667 | 1188459.7621 | 2769049.3508 | 1188450.9614 | 2769048.4564 | 1188445.0641
105 | 2769002.2001 | 1188349.3154 | 2768983.605 | 1188347.6892 | 2768947.2181 | 1188343.3422
106 | 2769052.6657 | 1188467.103 | 2769056.5359 | 1188471.9612 | 2769061.985 | 1188477.6758
107 | 2768918.4551 | 1188334.6283 | 2768925.8852 | 1188339.9427 | 2768936.672 | 1188342.0823 | 2768947.2181 | 1188343.3422
108 | 2769068.4907 | 1188482.4638 | 2769061.985 | 1188477.6758
109 | 2768463.1541 | 1188278.4589 | 2768463.9531 | 1188278.8308 | 2768485.7095 | 1188291.2764 | 2768492.7683 | 1188291.2835
110 | 2768233.2706 | 1188242.9472 | 2768218.5344 | 1188254.3656 | 2768192.1182 | 1188271.0723 | 2768188.6899 | 1188276.7025
111 | 2768169.7096 | 1188295.3873 | 2768177.3938 | 1188284.8936 | 2768186.6921 | 1188279.9835 | 2768188.6899 | 1188276.7025
112 | 2768169.7096 | 1188295.3873 | 2768219.981 | 1188308.5334 | 2768246.7611 | 1188318.5111
113 | 2768472.9255 | 1188773.6922 | 2768517.6982 | 1188440.6959
114 | 2768739.4846 | 1188748.8168 | 2768472.9255 | 1188773.6922
115 | 2768499.6373 | 1188291.2904 | 2768517.6982 | 1188440.6959
116 | 2768422.849 | 1188425.2775 | 2768443.4097 | 1188426.3875 | 2768473.9721 | 1188426.9921 | 2768496.9697 | 1188436.0029 | 2768510.2815 | 1188440.3703 | 2768517.6982 | 1188440.6959
117 | 2768739.4846 | 1188748.8168 | 2768748.4046 | 1188754.0618 | 2768757.6737 | 1188757.7597
118 | 2768257.2677 | 1188322.4257 | 2768246.7611 | 1188318.5111
119 | 2768492.7683 | 1188291.2835 | 2768499.6373 | 1188291.2904
120 | 2768821.7318 | 1188624.0126 | 2768822.718 | 1188615.8857 | 2768827.4133 | 1188607.4659 | 2768828.7551 | 1188606.2809
121 | 2768821.7318 | 1188624.0126 | 2768821.1067 | 1188629.1635 | 2768820.6489 | 1188661.7657
122 | 2768828.7551 | 1188606.2809 | 2768836.7368 | 1188599.2323 | 2768858.9493 | 1188588.9603 | 2768897.9549 | 1188574.903 | 2768941.4729 | 1188563.0425
123 | 2768811.2783 | 1188700.1259 | 2768815.4431 | 1188693.2735 | 2768818.3093 | 1188685.2915 | 2768820.4716 | 1188674.398 | 2768820.6489 | 1188661.7657
124 | 2768941.4729 | 1188563.0425 | 2768943.1018 | 1188562.5985 | 2768943.1129 | 1188562.597
125 | 2768943.1129 | 1188562.597 | 2768957.4074 | 1188560.6115
126 | 2768957.4074 | 1188560.6115 | 2768967.137 | 1188559.2601
127 | 2768967.137 | 1188559.2601 | 2768975.8396 | 1188558.0513 | 2768991.829 | 1188555.4609
128 | 2768991.829 | 1188555.4609 | 2768999.8645 | 1188554.159 | 2769009.8111 | 1188551.6417
129 | 2768858.6904 | 1188735.6844 | 2768874.2463 | 1188719.3402
130 | 2768874.2463 | 1188719.3402 | 2768876.9642 | 1188716.4846
131 | 2769146.686 | 1188737.5645 | 2769150.2216 | 1188714.6509 | 2769150.3778 | 1188713.956
132 | 2769159.6958 | 1188672.4799 | 2769150.3778 | 1188713.956
133 | 2768876.9642 | 1188716.4846 | 2768883.1934 | 1188709.9398
134 | 2768883.1934 | 1188709.9398 | 2768886.895 | 1188706.0506
135 | 2768891.7559 | 1188700.9434 | 2768886.895 | 1188706.0506
136 | 2768891.7559 | 1188700.9434 | 2768891.7559 | 1188700.9434 | 2768897.6589 | 1188698.6856
137 | 2768897.6589 | 1188698.6856 | 2768897.6589 | 1188698.6856 | 2768906.5773 | 1188699.3933 | 2768914.1159 | 1188701.3761
138 | 2768914.1159 | 1188701.3761 | 2768914.4875 | 1188701.4739 | 2768915.0646 | 1188701.6624
139 | 2768926.8799 | 1188705.5224 | 2768915.0646 | 1188701.6624
140 | 2768943.4777 | 1188710.9448 | 2768926.8799 | 1188705.5224
141 | 2769036.9455 | 1188544.1546 | 2769034.6888 | 1188544.6554 | 2769024.4131 | 1188547.9462 | 2769009.8111 | 1188551.6417
142 | 2769027.7355 | 1188533.6139 | 2769031.107 | 1188536.1298
143 | 2768995.9468 | 1188492.335 | 2768997.9467 | 1188493.961 | 2768997.9467 | 1188493.961
144 | 2768995.9468 | 1188492.335 | 2768990.1277 | 1188487.6036
145 | 2769007.891 | 1188494.2975 | 2768997.9467 | 1188493.961
146 | 2768892.1434 | 1188496.0337 | 2768919.7506 | 1188492.6092 | 2768941.6982 | 1188489.0361 | 2768956.3661 | 1188485.1019 | 2768967.35 | 1188480.2518 | 2768976.9205 | 1188479.232 | 2768983.6345 | 1188482.3243 | 2768990.1277 | 1188487.6036
147 | 2769007.891 | 1188494.2975 | 2769015.2294 | 1188490.4187
148 | 2769007.891 | 1188494.2975 | 2769012.0627 | 1188501.1882 | 2769012.5944 | 1188502.4323
149 | 2769015.9391 | 1188490.0436 | 2769015.2294 | 1188490.4187
150 | 2769012.5944 | 1188502.4323 | 2769014.5215 | 1188506.9414
151 | 2769015.9391 | 1188490.0436 | 2769026.7058 | 1188484.3527 | 2769027.5112 | 1188483.8531
152 | 2769014.5215 | 1188506.9414 | 2769017.2251 | 1188513.2671 | 2769019.4599 | 1188519.2835
153 | 2769028.2442 | 1188483.3984 | 2769027.5112 | 1188483.8531
154 | 2769019.4599 | 1188519.2835 | 2769020.3467 | 1188521.6708
155 | 2769020.3467 | 1188521.6708 | 2769021.5878 | 1188525.0121 | 2769026.5453 | 1188532.7258 | 2769027.7355 | 1188533.6139
156 | 2769032.1757 | 1188480.9594 | 2769028.2442 | 1188483.3984
157 | 2769068.4907 | 1188482.4638 | 2769078.1438 | 1188472.8498 | 2769080.748 | 1188471.1884
158 | 2769102.5363 | 1188468.1231 | 2769083.9555 | 1188470.0557 | 2769080.748 | 1188471.1884
159 | 2769128.3053 | 1188498.1449 | 2769127.4476 | 1188492.3042 | 2769124.8808 | 1188488.8619 | 2769121.4747 | 1188486.2188 | 2769117.8225 | 1188484.9924 | 2769112.4187 | 1188484.4281 | 2769108.7917 | 1188484.4702 | 2769103.0577 | 1188485.935
160 | 2769159.6958 | 1188672.4799 | 2769185.4201 | 1188683.6537

## bus_geodata
| x | y | coords
0 | 2768990.6821 | 1189018.1274
1 | 2769005.7369 | 1189020.6096
2 | 2768969.5589 | 1189022.6352
3 | 2769007.4713 | 1189021.1405
4 | 2768840.3527 | 1189008.1303
5 | 2768850.5679 | 1188770.9904
6 | 2768857.6286 | 1188736.7999
7 | 2768877.2259 | 1188753.1365
8 | 2768768.6156 | 1188764.9302
9 | 2769011.0518 | 1189022.2366
10 | 2768800.1133 | 1188953.6238
11 | 2768786.7409 | 1188956.594
12 | 2768718.1532 | 1188912.1984
13 | 2768929.1532 | 1188934.0373
14 | 2768938.1532 | 1188866.9786
15 | 2768800.8565 | 1188753.8925
16 | 2768767.4461 | 1188759.0363
17 | 2768948.4238 | 1188812.8553
18 | 2768998.5893 | 1188807.0457
19 | 2769075.2255 | 1188563.5666
20 | 2769074.0059 | 1188562.9286
21 | 2769089.0548 | 1188570.2581
22 | 2769058.7503 | 1188554.2739
23 | 2769083.0841 | 1188580.6896
24 | 2769101.6987 | 1188572.3387
25 | 2769055.9904 | 1188552.2782
26 | 2769076.6007 | 1188581.7503
27 | 2769111.6334 | 1188571.8971
28 | 2769045.0587 | 1188542.3571
29 | 2769126.1453 | 1188586.4425
30 | 2769113.182 | 1188557.9095
31 | 2769059.8901 | 1188535.5191
32 | 2769040.7342 | 1188543.3137
33 | 2769129.356 | 1188594.1086
34 | 2769118.7194 | 1188589.0719
35 | 2769113.5917 | 1188541.4294
36 | 2769111.5702 | 1188533.4718
37 | 2769104.3608 | 1188518.3357
38 | 2769096.0461 | 1188507.3328
39 | 2769138.571 | 1188613.2179
40 | 2769113.3667 | 1188591.7471
41 | 2769081.9806 | 1188491.3194
42 | 2769148.2595 | 1188616.9283
43 | 2769132.2696 | 1188622.2704
44 | 2769108.3884 | 1188607.0376
45 | 2769114.634 | 1188631.3831
46 | 2769109.702 | 1188635.9287
47 | 2769108.3748 | 1188636.4822
48 | 2769038.3621 | 1188617.8462
49 | 2769168.3841 | 1188618.1534
50 | 2769147.1623 | 1188656.9219
51 | 2769034.1937 | 1188617.8417
52 | 2769166.7439 | 1188637.4089
53 | 2769185.5788 | 1188626.4276
54 | 2768653.2628 | 1186292.462
55 | 2768672.0979 | 1186333.9172
56 | 2768701.1445 | 1186324.6222
57 | 2768644.8324 | 1186324.5967
58 | 2768808.7042 | 1187284.7535
59 | 2768818.9132 | 1187291.9631
60 | 2768371.2737 | 1188228.9978
61 | 2768398.3362 | 1188238.0474
62 | 2768261.3458 | 1188233.0257
63 | 2768632.8668 | 1186311.8269
64 | 2770021.9632 | 1186490.9095
65 | 2769668.6383 | 1187422.0757
66 | 2769413.3846 | 1187574.8411
67 | 2769694.2077 | 1188201.9005
68 | 2769403.882 | 1187581.3843
69 | 2769721.0869 | 1188273.143
70 | 2769611.4473 | 1188830.6802
71 | 2769712.2399 | 1188873.1197
72 | 2769604.9082 | 1188830.4952
73 | 2769746.7687 | 1188874.6485
74 | 2769531.7085 | 1189075.8698
75 | 2769498.128 | 1188684.8272
76 | 2769421.0708 | 1188715.0411
77 | 2769386.5355 | 1188702.251
78 | 2769720.4319 | 1188293.8122
79 | 2769444.5099 | 1188378.1955
80 | 2769309.3242 | 1188693.3942
81 | 2769280.6632 | 1188679.7907
82 | 2769215.2198 | 1188646.0132
83 | 2769217.0885 | 1188648.4905
84 | 2769185.7518 | 1188626.528
85 | 2769195.4851 | 1188656.6431
86 | 2769228.0558 | 1188669.9807
87 | 2769173.0808 | 1188659.5836
88 | 2769220.6739 | 1188698.2263
89 | 2769162.8282 | 1188658.3443
90 | 2769155.0201 | 1188372.6624
91 | 2768871.7569 | 1187316.5956
92 | 2769048.4564 | 1188445.0641
93 | 2769058.5837 | 1188444.0915
94 | 2769002.2001 | 1188349.3154
95 | 2769052.6657 | 1188467.103
96 | 2768947.2181 | 1188343.3422
97 | 2769061.985 | 1188477.6758
98 | 2768918.4551 | 1188334.6283
99 | 2768463.1541 | 1188278.4589
100 | 2768233.2706 | 1188242.9472
101 | 2768188.6899 | 1188276.7025
102 | 2768169.7096 | 1188295.3873
103 | 2768472.9255 | 1188773.6922
104 | 2768517.6982 | 1188440.6959
105 | 2768739.4846 | 1188748.8168
106 | 2768246.7611 | 1188318.5111
107 | 2768257.2677 | 1188322.4257
108 | 2768492.7683 | 1188291.2835
109 | 2768499.6373 | 1188291.2904
110 | 2768422.849 | 1188425.2775
111 | 2768821.7318 | 1188624.0126
112 | 2768828.7551 | 1188606.2809
113 | 2768820.6489 | 1188661.7657
114 | 2768941.4729 | 1188563.0425
115 | 2768811.2783 | 1188700.1259
116 | 2768943.1129 | 1188562.597
117 | 2768957.4074 | 1188560.6115
118 | 2768757.6737 | 1188757.7597
119 | 2768967.137 | 1188559.2601
120 | 2768991.829 | 1188555.4609
121 | 2768858.6904 | 1188735.6844
122 | 2768874.2463 | 1188719.3402
123 | 2769006.6963 | 1188803.035
124 | 2769146.686 | 1188737.5645
125 | 2769150.3778 | 1188713.956
126 | 2768876.9642 | 1188716.4846
127 | 2768883.1934 | 1188709.9398
128 | 2768886.895 | 1188706.0506
129 | 2768891.7559 | 1188700.9434
130 | 2768897.6589 | 1188698.6856
131 | 2768914.1159 | 1188701.3761
132 | 2768915.0646 | 1188701.6624
133 | 2768926.8799 | 1188705.5224
134 | 2768943.4777 | 1188710.9448
135 | 2769009.8111 | 1188551.6417
136 | 2769036.9455 | 1188544.1546
137 | 2769031.107 | 1188536.1298
138 | 2768995.9468 | 1188492.335
139 | 2768997.9467 | 1188493.961
140 | 2768990.1277 | 1188487.6036
141 | 2769007.891 | 1188494.2975
142 | 2768892.1434 | 1188496.0337
143 | 2769015.2294 | 1188490.4187
144 | 2769012.5944 | 1188502.4323
145 | 2769015.9391 | 1188490.0436
146 | 2769014.5215 | 1188506.9414
147 | 2769027.5112 | 1188483.8531
148 | 2769019.4599 | 1188519.2835
149 | 2769027.7355 | 1188533.6139
150 | 2769072.158 | 1188512.398
151 | 2769020.3467 | 1188521.6708
152 | 2769028.2442 | 1188483.3984
153 | 2769032.1757 | 1188480.9595
154 | 2769068.4907 | 1188482.4638
155 | 2769080.748 | 1188471.1884
156 | 2769103.0577 | 1188485.935
157 | 2769102.5363 | 1188468.1231
158 | 2769128.3053 | 1188498.1449
159 | 2769112.6906 | 1188617.4342
160 | 2769159.6958 | 1188672.4799
161 | 2769185.4201 | 1188683.6537
162 | 2769048.4564 | 1188445.0641

## line_std_types
| c_nf_per_km | r_ohm_per_km | x_ohm_per_km | max_i_ka | type | q_mm2 | alpha | voltage_rating
NAYY 4x50 SE | 210 | 0.642 | 0.083 | 0.142 | cs | 50 | 0.00403 | LV
NAYY 4x120 SE | 264 | 0.225 | 0.08 | 0.242 | cs | 120 | 0.00403 | LV
NAYY 4x150 SE | 261 | 0.208 | 0.08 | 0.27 | cs | 150 | 0.00403 | LV
NA2XS2Y 1x95 RM/25 12/20 kV | 216 | 0.313 | 0.132 | 0.252 | cs | 95 | 0.00403 | MV
NA2XS2Y 1x185 RM/25 12/20 kV | 273 | 0.161 | 0.117 | 0.362 | cs | 185 | 0.00403 | MV
NA2XS2Y 1x240 RM/25 12/20 kV | 304 | 0.122 | 0.112 | 0.421 | cs | 240 | 0.00403 | MV
NA2XS2Y 1x95 RM/25 6/10 kV | 315 | 0.313 | 0.123 | 0.249 | cs | 95 | 0.00403 | MV
NA2XS2Y 1x185 RM/25 6/10 kV | 406 | 0.161 | 0.11 | 0.358 | cs | 185 | 0.00403 | MV
NA2XS2Y 1x240 RM/25 6/10 kV | 456 | 0.122 | 0.105 | 0.416 | cs | 240 | 0.00403 | MV
NA2XS2Y 1x150 RM/25 12/20 kV | 250 | 0.206 | 0.116 | 0.319 | cs | 150 | 0.00403 | MV
NA2XS2Y 1x120 RM/25 12/20 kV | 230 | 0.253 | 0.119 | 0.283 | cs | 120 | 0.00403 | MV
NA2XS2Y 1x70 RM/25 12/20 kV | 190 | 0.443 | 0.132 | 0.22 | cs | 70 | 0.00403 | MV
NA2XS2Y 1x150 RM/25 6/10 kV | 360 | 0.206 | 0.11 | 0.315 | cs | 150 | 0.00403 | MV
NA2XS2Y 1x120 RM/25 6/10 kV | 340 | 0.253 | 0.113 | 0.28 | cs | 120 | 0.00403 | MV
NA2XS2Y 1x70 RM/25 6/10 kV | 280 | 0.443 | 0.123 | 0.217 | cs | 70 | 0.00403 | MV
N2XS(FL)2Y 1x120 RM/35 64/110 kV | 112 | 0.153 | 0.166 | 0.366 | cs | 120 | 0.00393 | HV
N2XS(FL)2Y 1x185 RM/35 64/110 kV | 125 | 0.099 | 0.156 | 0.457 | cs | 185 | 0.00393 | HV
N2XS(FL)2Y 1x240 RM/35 64/110 kV | 135 | 0.075 | 0.149 | 0.526 | cs | 240 | 0.00393 | HV
N2XS(FL)2Y 1x300 RM/35 64/110 kV | 144 | 0.06 | 0.144 | 0.588 | cs | 300 | 0.00393 | HV
15-AL1/3-ST1A 0.4 | 11 | 1.8769 | 0.35 | 0.105 | ol | 16 | 0.00403 | LV
24-AL1/4-ST1A 0.4 | 11.25 | 1.2012 | 0.335 | 0.14 | ol | 24 | 0.00403 | LV
48-AL1/8-ST1A 0.4 | 12.2 | 0.5939 | 0.3 | 0.21 | ol | 48 | 0.00403 | LV
94-AL1/15-ST1A 0.4 | 13.2 | 0.306 | 0.29 | 0.35 | ol | 94 | 0.00403 | LV
34-AL1/6-ST1A 10.0 | 9.7 | 0.8342 | 0.36 | 0.17 | ol | 34 | 0.00403 | MV
48-AL1/8-ST1A 10.0 | 10.1 | 0.5939 | 0.35 | 0.21 | ol | 48 | 0.00403 | MV
70-AL1/11-ST1A 10.0 | 10.4 | 0.4132 | 0.339 | 0.29 | ol | 70 | 0.00403 | MV
94-AL1/15-ST1A 10.0 | 10.75 | 0.306 | 0.33 | 0.35 | ol | 94 | 0.00403 | MV
122-AL1/20-ST1A 10.0 | 11.1 | 0.2376 | 0.323 | 0.41 | ol | 122 | 0.00403 | MV
149-AL1/24-ST1A 10.0 | 11.25 | 0.194 | 0.315 | 0.47 | ol | 149 | 0.00403 | MV
34-AL1/6-ST1A 20.0 | 9.15 | 0.8342 | 0.382 | 0.17 | ol | 34 | 0.00403 | MV
48-AL1/8-ST1A 20.0 | 9.5 | 0.5939 | 0.372 | 0.21 | ol | 48 | 0.00403 | MV
70-AL1/11-ST1A 20.0 | 9.7 | 0.4132 | 0.36 | 0.29 | ol | 70 | 0.00403 | MV
94-AL1/15-ST1A 20.0 | 10 | 0.306 | 0.35 | 0.35 | ol | 94 | 0.00403 | MV
122-AL1/20-ST1A 20.0 | 10.3 | 0.2376 | 0.344 | 0.41 | ol | 122 | 0.00403 | MV
149-AL1/24-ST1A 20.0 | 10.5 | 0.194 | 0.337 | 0.47 | ol | 149 | 0.00403 | MV
184-AL1/30-ST1A 20.0 | 10.75 | 0.1571 | 0.33 | 0.535 | ol | 184 | 0.00403 | MV
243-AL1/39-ST1A 20.0 | 11 | 0.1188 | 0.32 | 0.645 | ol | 243 | 0.00403 | MV
48-AL1/8-ST1A 110.0 | 8 | 0.5939 | 0.46 | 0.21 | ol | 48 | 0.00403 | HV
70-AL1/11-ST1A 110.0 | 8.4 | 0.4132 | 0.45 | 0.29 | ol | 70 | 0.00403 | HV
94-AL1/15-ST1A 110.0 | 8.65 | 0.306 | 0.44 | 0.35 | ol | 94 | 0.00403 | HV
122-AL1/20-ST1A 110.0 | 8.5 | 0.2376 | 0.43 | 0.41 | ol | 122 | 0.00403 | HV
149-AL1/24-ST1A 110.0 | 8.75 | 0.194 | 0.41 | 0.47 | ol | 149 | 0.00403 | HV
184-AL1/30-ST1A 110.0 | 8.8 | 0.1571 | 0.4 | 0.535 | ol | 184 | 0.00403 | HV
243-AL1/39-ST1A 110.0 | 9 | 0.1188 | 0.39 | 0.645 | ol | 243 | 0.00403 | HV
305-AL1/39-ST1A 110.0 | 9.2 | 0.0949 | 0.38 | 0.74 | ol | 305 | 0.00403 | HV
490-AL1/64-ST1A 110.0 | 9.75 | 0.059 | 0.37 | 0.96 | ol | 490 | 0.00403 | HV
679-AL1/86-ST1A 110.0 | 9.95 | 0.042 | 0.36 | 1.15 | ol | 679 | 0.00403 | HV
490-AL1/64-ST1A 220.0 | 10 | 0.059 | 0.285 | 0.96 | ol | 490 | 0.00403 | HV
679-AL1/86-ST1A 220.0 | 11.7 | 0.042 | 0.275 | 1.15 | ol | 679 | 0.00403 | HV
490-AL1/64-ST1A 380.0 | 11 | 0.059 | 0.253 | 0.96 | ol | 490 | 0.00403 | HV
679-AL1/86-ST1A 380.0 | 14.6 | 0.042 | 0.25 | 1.15 | ol | 679 | 0.00403 | HV

## trafo_std_types
| i0_percent | pfe_kw | vkr_percent | sn_mva | vn_lv_kv | vn_hv_kv | vk_percent | shift_degree | vector_group | tap_side | tap_neutral | tap_min | tap_max | tap_step_degree | tap_step_percent | tap_phase_shifter
160 MVA 380/110 kV | 0.06 | 60 | 0.25 | 160 | 110 | 380 | 12.2 | 0 | Yy0 | hv | 0 | -9 | 9 | 0 | 1.5 | FALSE
100 MVA 220/110 kV | 0.06 | 55 | 0.26 | 100 | 110 | 220 | 12 | 0 | Yy0 | hv | 0 | -9 | 9 | 0 | 1.5 | FALSE
63 MVA 110/20 kV | 0.04 | 22 | 0.32 | 63 | 20 | 110 | 18 | 150 | YNd5 | hv | 0 | -9 | 9 | 0 | 1.5 | FALSE
40 MVA 110/20 kV | 0.05 | 18 | 0.34 | 40 | 20 | 110 | 16.2 | 150 | YNd5 | hv | 0 | -9 | 9 | 0 | 1.5 | FALSE
25 MVA 110/20 kV | 0.07 | 14 | 0.41 | 25 | 20 | 110 | 12 | 150 | YNd5 | hv | 0 | -9 | 9 | 0 | 1.5 | FALSE
63 MVA 110/10 kV | 0.04 | 22 | 0.32 | 63 | 10 | 110 | 18 | 150 | YNd5 | hv | 0 | -9 | 9 | 0 | 1.5 | FALSE
40 MVA 110/10 kV | 0.05 | 18 | 0.34 | 40 | 10 | 110 | 16.2 | 150 | YNd5 | hv | 0 | -9 | 9 | 0 | 1.5 | FALSE
25 MVA 110/10 kV | 0.07 | 14 | 0.41 | 25 | 10 | 110 | 12 | 150 | YNd5 | hv | 0 | -9 | 9 | 0 | 1.5 | FALSE
0.25 MVA 20/0.4 kV | 0.32 | 0.8 | 1.44 | 0.25 | 0.4 | 20 | 6 | 150 | Yzn5 | hv | 0 | -2 | 2 | 0 | 2.5 | FALSE
0.4 MVA 20/0.4 kV | 0.3375 | 1.35 | 1.425 | 0.4 | 0.4 | 20 | 6 | 150 | Dyn5 | hv | 0 | -2 | 2 | 0 | 2.5 | FALSE
0.63 MVA 20/0.4 kV | 0.2619 | 1.65 | 1.206 | 0.63 | 0.4 | 20 | 6 | 150 | Dyn5 | hv | 0 | -2 | 2 | 0 | 2.5 | FALSE
0.25 MVA 10/0.4 kV | 0.24 | 0.6 | 1.2 | 0.25 | 0.4 | 10 | 4 | 150 | Dyn5 | hv | 0 | -2 | 2 | 0 | 2.5 | FALSE
0.4 MVA 10/0.4 kV | 0.2375 | 0.95 | 1.325 | 0.4 | 0.4 | 10 | 4 | 150 | Dyn5 | hv | 0 | -2 | 2 | 0 | 2.5 | FALSE
0.63 MVA 10/0.4 kV | 0.1873 | 1.18 | 1.0794 | 0.63 | 0.4 | 10 | 4 | 150 | Dyn5 | hv | 0 | -2 | 2 | 0 | 2.5 | FALSE

## trafo3w_std_types
| sn_hv_mva | sn_mv_mva | sn_lv_mva | vn_hv_kv | vn_mv_kv | vn_lv_kv | vk_hv_percent | vk_mv_percent | vk_lv_percent | vkr_hv_percent | vkr_mv_percent | vkr_lv_percent | pfe_kw | i0_percent | shift_mv_degree | shift_lv_degree | vector_group | tap_side | tap_neutral | tap_min | tap_max | tap_step_percent
63/25/38 MVA 110/20/10 kV | 63 | 25 | 38 | 110 | 20 | 10 | 10.4 | 10.4 | 10.4 | 0.28 | 0.32 | 0.35 | 35 | 0.89 | 0 | 0 | YN0yn0yn0 | hv | 0 | -10 | 10 | 1.2
63/25/38 MVA 110/10/10 kV | 63 | 25 | 38 | 110 | 10 | 10 | 10.4 | 10.4 | 10.4 | 0.28 | 0.32 | 0.35 | 35 | 0.89 | 0 | 0 | YN0yn0yn0 | hv | 0 | -10 | 10 | 1.2

## fuse_std_types
| fuse_type | i_rated_a | t_avg | t_min | t_total | x_avg | x_min | x_total
HV 100A | HV 100A | 100 | 0 | [10.0, 3.64, 0.854, 0.281, 0.1, 0.0531, 0.022, 0.01] | [10.0, 4.267, 1.21, 0.403, 0.1, 0.058, 0.022, 0.01] | 0 | [300.0, 350.0, 450.0, 550.0, 700.0, 850.0, 1200.0, 1752.0] | [600.0, 700.0, 900.0, 1150.0, 1665.0, 2000.0, 3000.0, 4313.0]
HV 10A | HV 10A | 10 | 0 | [10.0, 1675.0, 0.344, 0.156, 0.1, 0.0417, 0.0171, 0.01] | [10.0, 1.3, 0.3, 0.155, 0.1, 0.0555, 0.023, 0.01] | 0 | [30.0, 32.0, 35.0, 37.0, 39.0, 50.0, 70.0, 88.0] | [60.0, 70.0, 80.0, 87.0, 94.0, 110.0, 150.0, 216.0]
HV 125A | HV 125A | 125 | 0 | [10.0, 1.82, 0.344, 0.1, 0.0467, 0.0269, 0.01] | [10.0, 2.478, 0.426, 0.1, 0.0427, 0.0211, 0.01] | 0 | [375.0, 500.0, 700.0, 925.0, 1200.0, 1500.0, 2341.0] | [750.0, 1000.0, 1500.0, 2200.0, 3000.0, 4000.0, 5765.0]
HV 160A | HV 160A | 160 | 0 | [10.0, 4.15, 1.03, 0.198, 0.1, 0.051, 0.0172, 0.01] | [10.0, 2.3, 0.734, 0.274, 0.1, 0.046, 0.0177, 0.01] | 0 | [480.0, 550.0, 700.0, 1000.0, 1260.0, 1600.0, 2500.0, 3227.0] | [960.0, 1300.0, 1700.0, 2200.0, 2996.0, 4000.0, 6000.0, 7946.0]
HV 16A | HV 16A | 16 | 0 | [10.0, 0.352, 0.164, 0.1, 0.0649, 0.0342, 0.01] | [10.0, 2.34, 0.722, 0.181, 0.1, 0.055, 0.0296, 0.01] | 0 | [48.0, 60.0, 65.0, 71.0, 80.0, 100.0, 162.0] | [96.0, 110.0, 125.0, 150.0, 168.0, 200.0, 250.0, 398.0]
HV 200A | HV 200A | 200 | 0 | [10.0, 4.267, 1.21, 0.403, 0.1, 0.058, 0.022, 0.01] | [10.0, 3.73, 1.654, 0.328, 0.1, 0.0531, 0.019, 0.01] | 0 | [600.0, 700.0, 900.0, 1150.0, 1665.0, 2000.0, 3000.0, 4313.0] | [1200.0, 1500.0, 1800.0, 2700.0, 3960.0, 5000.0, 7500.0, 10620.0]
HV 20A | HV 20A | 20 | 0 | [10.0, 1.3, 0.3, 0.155, 0.1, 0.0555, 0.023, 0.01] | [10.0, 1.3, 0.161, 0.1, 0.0611, 0.0399, 0.0141, 0.01] | 0 | [60.0, 70.0, 80.0, 87.0, 94.0, 110.0, 150.0, 216.0] | [120.0, 150.0, 200.0, 223.0, 260.0, 300.0, 450.0, 532.0]
HV 25A | HV 25A | 25 | 0 | [10.0, 2.512, 0.833, 0.299, 0.1, 0.0372, 0.0223, 0.01] | [10.0, 3.125, 0.597, 0.198, 0.1, 0.0378, 0.022, 0.01] | 0 | [75.0, 82.0, 90.0, 100.0, 124.0, 170.0, 200.0, 289.0] | [150.0, 170.0, 210.0, 250.0, 294.0, 400.0, 500.0, 711.0]
HV 31.5A | HV 31.5A | 31.5 | 0 | [10.0, 2.34, 0.722, 0.181, 0.1, 0.055, 0.0296, 0.01] | [10.0, 2.84, 0.368, 0.164, 0.1, 0.0621, 0.0378, 0.0195, 0.01] | 0 | [95.0, 110.0, 125.0, 150.0, 165.0, 200.0, 250.0, 390.0] | [189.0, 220.0, 300.0, 350.0, 393.0, 450.0, 530.0, 700.0, 960.0]
HV 40A | HV 40A | 40 | 0 | [10.0, 1.3, 0.161, 0.1, 0.0611, 0.0399, 0.0141, 0.01] | [10.0, 2.05, 0.369, 0.198, 0.1, 0.051, 0.0298, 0.01] | 0 | [120.0, 150.0, 200.0, 223.0, 260.0, 300.0, 450.0, 532.0] | [240.0, 300.0, 400.0, 450.0, 530.0, 650.0, 800.0, 1311.0]
HV 50A | HV 50A | 50 | 0 | [10.0, 3.215, 0.597, 0.198, 0.1, 0.0378, 0.022, 0.01] | [10.0, 3.64, 0.854, 0.281, 0.1, 0.0531, 0.022, 0.01] | 0 | [150.0, 170.0, 210.0, 250.0, 294.0, 400.0, 500.0, 711.0] | [300.0, 350.0, 450.0, 550.0, 700.0, 850.0, 1200.0, 1752.0]
HV 6.3A | HV 6.3A | 6.3 | 0 | [10.0, 1.39, 0.344, 0.168, 0.1, 0.056, 0.0263, 0.01] | [10.0, 1.711, 0.516, 0.198, 0.1, 0.0634, 0.0303, 0.01] | 0 | [19.0, 19.5, 20.4, 20.8, 22.0, 25.0, 32.0, 48.0] | [38.0, 40.0, 43.0, 48.0, 53.0, 60.0, 75.0, 118.0]
HV 63A | HV 63A | 63 | 0 | [10.0, 2.84, 0.368, 0.164, 0.1, 0.0621, 0.0378, 0.0195, 0.01] | [10.0, 1.82, 0.344, 0.1, 0.0467, 0.0269, 0.01] | 0 | [189.0, 220.0, 300.0, 350.0, 393.0, 450.0, 530.0, 700.0, 961.0] | [378.0, 500.0, 700.0, 934.0, 1200.0, 1500.0, 2366.0]
HV 80A | HV 80A | 80 | 0 | [10.0, 2.05, 0.369, 0.198, 0.1, 0.051, 0.0298, 0.01] | [10.0, 4.15, 1.03, 0.198, 0.1, 0.051, 0.0172, 0.01] | 0 | [240.0, 300.0, 400.0, 450.0, 530.0, 650.0, 800.0, 1311.0] | [480.0, 550.0, 700.0, 1000.0, 1260.0, 1600.0, 2500.0, 3227.0]
Siemens NH-1-100 | Siemens NH-1-100 | 100 | [5400.0, 2000.0, 400.0, 20.0, 1.0, 0.2, 0.012, 0.004] | 0 | 0 | [150.0, 190.0, 250.0, 430.0, 900.0, 1250.0, 2700.0, 3600.0] | 0 | 0
Siemens NH-1-125 | Siemens NH-1-125 | 125 | [4800.0, 120.0, 7.0, 0.1, 0.004] | 0 | 0 | [180.0, 400.0, 740.0, 2000.0, 4250.0] | 0 | 0
Siemens NH-1-16 | Siemens NH-1-16 | 16 | [4000.0, 400.0, 2.0, 0.1, 0.04, 0.01] | 0 | 0 | [26.0, 35.0, 75.0, 150.0, 200.0, 300.0] | 0 | 0
Siemens NH-1-160 | Siemens NH-1-160 | 160 | [4800.0, 120.0, 7.0, 0.1, 0.004] | 0 | 0 | [210.0, 500.0, 900.0, 2300.0, 5000.0] | 0 | 0
Siemens NH-1-25 | Siemens NH-1-25 | 25 | [4000.0, 1000.0, 10.0, 0.2, 0.02, 0.01] | 0 | 0 | [40.0, 50.0, 100.0, 210.0, 400.0, 500.0] | 0 | 0
Siemens NH-1-50 | Siemens NH-1-50 | 50 | [4000.0, 40.0, 4.0, 1.0, 0.02, 0.01] | 0 | 0 | [86.0, 200.0, 300.0, 400.0, 1000.0, 1280.0] | 0 | 0
Siemens NH-1-63 | Siemens NH-1-63 | 63 | [4000.0, 100.0, 10.0, 2.0, 0.04, 0.01] | 0 | 0 | [100.0, 200.0, 300.0, 400.0, 1000.0, 1500.0] | 0 | 0
Siemens NH-1-80 | Siemens NH-1-80 | 80 | [4800.0, 120.0, 7.0, 0.1, 0.01] | 0 | 0 | [150.58, 250.0, 450.0, 1150.0, 2470.0] | 0 | 0
Siemens NH-2-1000 | Siemens NH-2-1000 | 1000 | [4800.0, 120.0, 7.0, 0.1, 0.004] | 0 | 0 | [1900.0, 3500.0, 8400.0, 24000.0, 52000.0] | 0 | 0
Siemens NH-2-200 | Siemens NH-2-200 | 200 | [4800.0, 120.0, 7.0, 0.1, 0.004] | 0 | 0 | [280.0, 650.0, 1200.0, 3000.0, 7000.0] | 0 | 0
Siemens NH-2-224 | Siemens NH-2-224 | 224 | [4800.0, 120.0, 7.0, 0.2, 0.04, 0.004] | 0 | 0 | [400.0, 750.0, 1453.0, 3025.0, 4315.0, 7600.0] | 0 | 0
Siemens NH-2-250 | Siemens NH-2-250 | 250 | [4800.0, 120.0, 7.0, 0.1, 0.004] | 0 | 0 | [450.0, 800.0, 1650.0, 4000.0, 8500.0] | 0 | 0
Siemens NH-2-315 | Siemens NH-2-315 | 315 | [4800.0, 120.0, 7.0, 0.1, 0.004] | 0 | 0 | [550.0, 920.0, 1900.0, 5000.0, 11000.0] | 0 | 0
Siemens NH-2-355 | Siemens NH-2-355 | 355 | [4800.0, 120.0, 6.0, 0.1, 0.004] | 0 | 0 | [650.0, 1116.27, 2350.0, 5840.0, 12790.0] | 0 | 0
Siemens NH-2-400 | Siemens NH-2-400 | 400 | [4800.0, 120.0, 7.0, 0.1, 0.004] | 0 | 0 | [720.0, 1350.0, 2800.0, 6500.0, 15000.0] | 0 | 0
Siemens NH-2-425 | Siemens NH-2-425 | 425 | [4800.0, 120.0, 7.0, 0.1, 0.004] | 0 | 0 | [850.0, 1500.0, 3050.0, 7500.0, 16500.0] | 0 | 0
Siemens NH-2-630 | Siemens NH-2-630 | 630 | [4800.0, 120.0, 7.0, 0.1, 0.004] | 0 | 0 | [1200.0, 2000.0, 4800.0, 12000.0, 26000.0] | 0 | 0

## dtypes
| element | column | dtype
0 | bus | name | object
1 | bus | vn_kv | float64
2 | bus | type | object
3 | bus | zone | object
4 | bus | in_service | bool
5 | load | name | object
6 | load | bus | uint32
7 | load | p_mw | float64
8 | load | q_mvar | float64
9 | load | const_z_percent | float64
10 | load | const_i_percent | float64
11 | load | sn_mva | float64
12 | load | scaling | float64
13 | load | in_service | bool
14 | load | type | object
15 | ext_grid | name | object
16 | ext_grid | bus | uint32
17 | ext_grid | vm_pu | float64
18 | ext_grid | va_degree | float64
19 | ext_grid | slack_weight | float64
20 | ext_grid | in_service | bool
21 | line | name | object
22 | line | std_type | object
23 | line | from_bus | uint32
24 | line | to_bus | uint32
25 | line | length_km | float64
26 | line | r_ohm_per_km | float64
27 | line | x_ohm_per_km | float64
28 | line | c_nf_per_km | float64
29 | line | g_us_per_km | float64
30 | line | max_i_ka | float64
31 | line | df | float64
32 | line | parallel | uint32
33 | line | type | object
34 | line | in_service | bool
35 | trafo | name | object
36 | trafo | std_type | object
37 | trafo | hv_bus | uint32
38 | trafo | lv_bus | uint32
39 | trafo | sn_mva | float64
40 | trafo | vn_hv_kv | float64
41 | trafo | vn_lv_kv | float64
42 | trafo | vk_percent | float64
43 | trafo | vkr_percent | float64
44 | trafo | pfe_kw | float64
45 | trafo | i0_percent | float64
46 | trafo | shift_degree | float64
47 | trafo | tap_side | object
48 | trafo | tap_neutral | int32
49 | trafo | tap_min | int32
50 | trafo | tap_max | int32
51 | trafo | tap_step_percent | float64
52 | trafo | tap_step_degree | float64
53 | trafo | tap_pos | int32
54 | trafo | tap_phase_shifter | bool
55 | trafo | parallel | uint32
56 | trafo | df | float64
57 | trafo | in_service | bool
58 | line_geodata | coords | object
59 | bus_geodata | x | float64
60 | bus_geodata | y | float64
61 | bus_geodata | coords | object

## parameters
| version | format_version | converged | OPF_converged | name | f_hz | sn_mva
0 | 2.14.6 | 2.14.0 | FALSE | FALSE |  | 50 | 1