## bus
| name | vn_kv | type | zone | in_service
0 | bus_LV_3962-8_1_2_node_88 | 0.4 | n |  | TRUE
1 | bus_LV_3962-8_1_2_node_175 | 0.4 | n |  | TRUE
2 | bus_LV_3962-8_1_2_node_173 | 0.4 | n |  | TRUE
3 | bus_LV_3962-8_1_2_node_167 | 0.4 | n |  | TRUE
4 | bus_LV_3962-8_1_2_node_168 | 0.4 | n |  | TRUE
5 | bus_LV_3962-8_1_2_node_160 | 0.4 | n |  | TRUE
6 | bus_LV_3962-8_1_2_node_161 | 0.4 | n |  | TRUE
7 | bus_LV_3962-8_1_2_node_153 | 0.4 | n |  | TRUE
8 | bus_LV_3962-8_1_2_node_89 | 0.4 | n |  | TRUE
9 | bus_LV_3962-8_1_2_node_91 | 0.4 | n |  | TRUE
10 | bus_LV_3962-8_1_2_node_162 | 0.4 | n |  | TRUE
11 | bus_LV_3962-8_1_2_node_90 | 0.4 | n |  | TRUE
12 | bus_LV_3962-8_1_2_node_170 | 0.4 | n |  | TRUE
13 | bus_LV_3962-8_1_2_node_171 | 0.4 | n |  | TRUE
14 | bus_LV_3962-8_1_2_node_172 | 0.4 | n |  | TRUE
15 | bus_LV_3962-8_1_2_node_176 | 0.4 | n |  | TRUE
16 | bus_LV_3962-8_1_2_node_166 | 0.4 | n |  | TRUE
17 | bus_LV_3962-8_1_2_node_203 | 0.4 | n |  | TRUE
18 | bus_LV_3962-8_1_2_node_196 | 0.4 | n |  | TRUE
19 | bus_LV_3962-8_1_2_node_134 | 0.4 | n |  | TRUE
20 | bus_LV_3962-8_1_2_node_135 | 0.4 | n |  | TRUE
21 | bus_LV_3962-8_1_2_node_136 | 0.4 | n |  | TRUE
22 | bus_LV_3962-8_1_2_node_137 | 0.4 | n |  | TRUE
23 | bus_LV_3962-8_1_2_node_138 | 0.4 | n |  | TRUE
24 | bus_LV_3962-8_1_2_node_158 | 0.4 | n |  | TRUE
25 | bus_LV_3962-8_1_2_node_159 | 0.4 | n |  | TRUE
26 | bus_LV_3962-8_1_2_node_157 | 0.4 | n |  | TRUE
27 | bus_LV_3962-8_1_2_node_143 | 0.4 | n |  | TRUE
28 | bus_LV_3962-8_1_2_node_144 | 0.4 | n |  | TRUE
29 | bus_LV_3962-8_1_2_node_140 | 0.4 | n |  | TRUE
30 | bus_LV_3962-8_1_2_node_150 | 0.4 | n |  | TRUE
31 | bus_LV_3962-8_1_2_node_151 | 0.4 | n |  | TRUE
32 | bus_LV_3962-8_1_2_node_152 | 0.4 | n |  | TRUE
33 | bus_LV_3962-8_1_2_node_148 | 0.4 | n |  | TRUE
34 | bus_LV_3962-8_1_2_node_145 | 0.4 | n |  | TRUE
35 | bus_LV_3962-8_1_2_node_146 | 0.4 | n |  | TRUE
36 | bus_LV_3962-8_1_2_node_147 | 0.4 | n |  | TRUE
37 | bus_LV_3962-8_1_2_node_252 | 0.4 | n |  | TRUE
38 | bus_LV_3962-8_1_2_node_253 | 0.4 | n |  | TRUE
39 | bus_LV_3962-8_1_2_node_255 | 0.4 | n |  | TRUE
40 | bus_LV_3962-8_1_2_node_254 | 0.4 | n |  | TRUE
41 | bus_LV_3962-8_1_2_node_165 | 0.4 | n |  | TRUE
42 | bus_LV_3962-8_1_2_node_256 | 0.4 | n |  | TRUE
43 | bus_LV_3962-8_1_2_node_257 | 0.4 | n |  | TRUE
44 | bus_LV_3962-8_1_2_node_258 | 0.4 | n |  | TRUE
45 | bus_LV_3962-8_1_2_node_259 | 0.4 | n |  | TRUE
46 | bus_LV_3962-8_1_2_node_272 | 0.4 | n |  | TRUE
47 | bus_LV_3962-8_1_2_node_227 | 0.4 | n |  | TRUE
48 | bus_LV_3962-8_1_2_node_260 | 0.4 | n |  | TRUE
49 | bus_LV_3962-8_1_2_node_270 | 0.4 | n |  | TRUE
50 | bus_LV_3962-8_1_2_node_163 | 0.4 | n |  | TRUE
51 | bus_LV_3962-8_1_2_node_164 | 0.4 | n |  | TRUE
52 | bus_LV_3962-8_1_2_node_205 | 0.4 | n |  | TRUE
53 | bus_LV_3962-8_1_2_node_169 | 0.4 | n |  | TRUE
54 | bus_LV_3962-8_1_2_node_188 | 0.4 | n |  | TRUE
55 | bus_LV_3962-8_1_2_node_174 | 0.4 | n |  | TRUE
56 | bus_LV_3962-8_1_2_node_177 | 0.4 | n |  | TRUE
57 | bus_LV_3962-8_1_2_node_178 | 0.4 | n |  | TRUE
58 | bus_LV_3962-8_1_2_node_179 | 0.4 | n |  | TRUE
59 | bus_LV_3962-8_1_2_node_180 | 0.4 | n |  | TRUE
60 | bus_LV_3962-8_1_2_node_181 | 0.4 | n |  | TRUE
61 | bus_LV_3962-8_1_2_node_182 | 0.4 | n |  | TRUE
62 | bus_LV_3962-8_1_2_node_185 | 0.4 | n |  | TRUE
63 | bus_LV_3962-8_1_2_node_183 | 0.4 | n |  | TRUE
64 | bus_LV_3962-8_1_2_node_184 | 0.4 | n |  | TRUE
65 | bus_LV_3962-8_1_2_node_200 | 0.4 | n |  | TRUE
66 | bus_LV_3962-8_1_2_node_279 | 0.4 | n |  | TRUE
67 | bus_LV_3962-8_1_2_node_186 | 0.4 | n |  | TRUE
68 | bus_LV_3962-8_1_2_node_187 | 0.4 | n |  | TRUE
69 | bus_LV_3962-8_1_2_node_189 | 0.4 | n |  | TRUE
70 | bus_LV_3962-8_1_2_node_190 | 0.4 | n |  | TRUE
71 | bus_LV_3962-8_1_2_node_191 | 0.4 | n |  | TRUE
72 | bus_LV_3962-8_1_2_node_192 | 0.4 | n |  | TRUE
73 | bus_LV_3962-8_1_2_node_193 | 0.4 | n |  | TRUE
74 | bus_LV_3962-8_1_2_node_194 | 0.4 | n |  | TRUE
75 | bus_LV_3962-8_1_2_node_195 | 0.4 | n |  | TRUE
76 | bus_LV_3962-8_1_2_node_197 | 0.4 | n |  | TRUE
77 | bus_LV_3962-8_1_2_node_202 | 0.4 | n |  | TRUE
78 | bus_LV_3962-8_1_2_node_198 | 0.4 | n |  | TRUE
79 | bus_LV_3962-8_1_2_node_199 | 0.4 | n |  | TRUE
80 | bus_LV_3962-8_1_2_node_201 | 0.4 | n |  | TRUE
81 | bus_LV_3962-8_1_2_node_204 | 0.4 | n |  | TRUE
82 | bus_LV_3962-8_1_2_node_211 | 0.4 | n |  | TRUE
83 | bus_LV_3962-8_1_2_node_206 | 0.4 | n |  | TRUE
84 | bus_LV_3962-8_1_2_node_207 | 0.4 | n |  | TRUE
85 | bus_LV_3962-8_1_2_node_208 | 0.4 | n |  | TRUE
86 | bus_LV_3962-8_1_2_node_209 | 0.4 | n |  | TRUE
87 | bus_LV_3962-8_1_2_node_210 | 0.4 | n |  | TRUE
88 | bus_LV_3962-8_1_2_node_212 | 0.4 | n |  | TRUE
89 | bus_LV_3962-8_1_2_node_213 | 0.4 | n |  | TRUE
90 | bus_LV_3962-8_1_2_node_214 | 0.4 | n |  | TRUE
91 | bus_LV_3962-8_1_2_node_216 | 0.4 | n |  | TRUE
92 | bus_LV_3962-8_1_2_node_215 | 0.4 | n |  | TRUE
93 | bus_LV_3962-8_1_2_node_217 | 0.4 | n |  | TRUE
94 | bus_LV_3962-8_1_2_node_218 | 0.4 | n |  | TRUE
95 | bus_LV_3962-8_1_2_node_242 | 0.4 | n |  | TRUE
96 | bus_LV_3962-8_1_2_node_219 | 0.4 | n |  | TRUE
97 | bus_LV_3962-8_1_2_node_220 | 0.4 | n |  | TRUE
98 | bus_LV_3962-8_1_2_node_221 | 0.4 | n |  | TRUE
99 | bus_LV_3962-8_1_2_node_222 | 0.4 | n |  | TRUE
100 | bus_LV_3962-8_1_2_node_223 | 0.4 | n |  | TRUE
101 | bus_LV_3962-8_1_2_node_224 | 0.4 | n |  | TRUE
102 | bus_LV_3962-8_1_2_node_225 | 0.4 | n |  | TRUE
103 | bus_LV_3962-8_1_2_node_226 | 0.4 | n |  | TRUE
104 | bus_LV_3962-8_1_2_node_228 | 0.4 | n |  | TRUE
105 | bus_LV_3962-8_1_2_node_261 | 0.4 | n |  | TRUE
106 | bus_LV_3962-8_1_2_node_229 | 0.4 | n |  | TRUE
107 | bus_LV_3962-8_1_2_node_230 | 0.4 | n |  | TRUE
108 | bus_LV_3962-8_1_2_node_231 | 0.4 | n |  | TRUE
109 | bus_LV_3962-8_1_2_node_232 | 0.4 | n |  | TRUE
110 | bus_LV_3962-8_1_2_node_233 | 0.4 | n |  | TRUE
111 | bus_LV_3962-8_1_2_node_234 | 0.4 | n |  | TRUE
112 | bus_LV_3962-8_1_2_node_235 | 0.4 | n |  | TRUE
113 | bus_LV_3962-8_1_2_node_236 | 0.4 | n |  | TRUE
114 | bus_LV_3962-8_1_2_node_237 | 0.4 | n |  | TRUE
115 | bus_LV_3962-8_1_2_node_238 | 0.4 | n |  | TRUE
116 | bus_LV_3962-8_1_2_node_239 | 0.4 | n |  | TRUE
117 | bus_LV_3962-8_1_2_node_240 | 0.4 | n |  | TRUE
118 | bus_LV_3962-8_1_2_node_241 | 0.4 | n |  | TRUE
119 | bus_LV_3962-8_1_2_node_243 | 0.4 | n |  | TRUE
120 | bus_LV_3962-8_1_2_node_244 | 0.4 | n |  | TRUE
121 | bus_LV_3962-8_1_2_node_247 | 0.4 | n |  | TRUE
122 | bus_LV_3962-8_1_2_node_245 | 0.4 | n |  | TRUE
123 | bus_LV_3962-8_1_2_node_246 | 0.4 | n |  | TRUE
124 | bus_LV_3962-8_1_2_node_250 | 0.4 | n |  | TRUE
125 | bus_LV_3962-8_1_2_node_248 | 0.4 | n |  | TRUE
126 | bus_LV_3962-8_1_2_node_249 | 0.4 | n |  | TRUE
127 | bus_LV_3962-8_1_2_node_251 | 0.4 | n |  | TRUE
128 | bus_LV_3962-8_1_2_node_262 | 0.4 | n |  | TRUE
129 | bus_LV_3962-8_1_2_node_263 | 0.4 | n |  | TRUE
130 | bus_LV_3962-8_1_2_node_264 | 0.4 | n |  | TRUE
131 | bus_LV_3962-8_1_2_node_265 | 0.4 | n |  | TRUE
132 | bus_LV_3962-8_1_2_node_266 | 0.4 | n |  | TRUE
133 | bus_LV_3962-8_1_2_node_267 | 0.4 | n |  | TRUE
134 | bus_LV_3962-8_1_2_node_268 | 0.4 | n |  | TRUE
135 | bus_LV_3962-8_1_2_node_269 | 0.4 | n |  | TRUE
136 | bus_LV_3962-8_1_2_node_273 | 0.4 | n |  | TRUE
137 | bus_LV_3962-8_1_2_node_271 | 0.4 | n |  | TRUE
138 | bus_LV_3962-8_1_2_node_274 | 0.4 | n |  | TRUE
139 | bus_LV_3962-8_1_2_node_275 | 0.4 | n |  | TRUE
140 | bus_LV_3962-8_1_2_node_276 | 0.4 | n |  | TRUE
141 | bus_LV_3962-8_1_2_node_277 | 0.4 | n |  | TRUE
142 | bus_LV_3962-8_1_2_node_278 | 0.4 | n |  | TRUE
143 | bus_LV_3962-8_1_2_node_280 | 0.4 | n |  | TRUE
144 | bus_MV_0_node_171 | 20 | n |  | TRUE

## load
| name | bus | p_mw | q_mvar | const_z_percent | const_i_percent | sn_mva | scaling | in_service | type
0 | LV_3962-8_1_2_load_88 | 0 | 9.1889e-05 | 2.303e-05 | 0 | 0 |  | 1 | TRUE | wye
1 | LV_3962-8_1_2_load_175 | 1 | 0.00047196 | 0.00011828 | 0 | 0 |  | 1 | TRUE | wye
2 | LV_3962-8_1_2_load_173 | 2 | 0.00014131 | 3.5416e-05 | 0 | 0 |  | 1 | TRUE | wye
3 | LV_3962-8_1_2_load_167 | 3 | 0.00063409 | 0.00015892 | 0 | 0 |  | 1 | TRUE | wye
4 | LV_3962-8_1_2_load_168 | 4 | 5.6109e-05 | 1.4062e-05 | 0 | 0 |  | 1 | TRUE | wye
5 | LV_3962-8_1_2_load_161 | 6 | 8.3994e-05 | 2.1051e-05 | 0 | 0 |  | 1 | TRUE | wye
6 | LV_3962-8_1_2_load_153 | 7 | 0.00096976 | 0.00024305 | 0 | 0 |  | 1 | TRUE | wye
7 | LV_3962-8_1_2_load_162 | 10 | 0.00031922 | 8.0004e-05 | 0 | 0 |  | 1 | TRUE | wye
8 | LV_3962-8_1_2_load_90 | 11 | 0.00012103 | 3.0333e-05 | 0 | 0 |  | 1 | TRUE | wye
9 | LV_3962-8_1_2_load_170 | 12 | 0.00011494 | 2.8805e-05 | 0 | 0 |  | 1 | TRUE | wye
10 | LV_3962-8_1_2_load_171 | 13 | 0.00021003 | 5.2639e-05 | 0 | 0 |  | 1 | TRUE | wye
11 | LV_3962-8_1_2_load_166 | 16 | 0.00010051 | 2.519e-05 | 0 | 0 |  | 1 | TRUE | wye
12 | LV_3962-8_1_2_load_203 | 17 | 0.00010314 | 2.5849e-05 | 0 | 0 |  | 1 | TRUE | wye
13 | LV_3962-8_1_2_load_196 | 18 | 0.00010428 | 2.6134e-05 | 0 | 0 |  | 1 | TRUE | wye
14 | LV_3962-8_1_2_load_134 | 19 | 0.00010591 | 2.6543e-05 | 0 | 0 |  | 1 | TRUE | wye
15 | LV_3962-8_1_2_load_135 | 20 | 0.00066249 | 0.00016604 | 0 | 0 |  | 1 | TRUE | wye
16 | LV_3962-8_1_2_load_136 | 21 | 0.00060983 | 0.00015284 | 0 | 0 |  | 1 | TRUE | wye
17 | LV_3962-8_1_2_load_138 | 23 | 0.00020993 | 5.2613e-05 | 0 | 0 |  | 1 | TRUE | wye
18 | LV_3962-8_1_2_load_158 | 24 | 0.0003435 | 8.6089e-05 | 0 | 0 |  | 1 | TRUE | wye
19 | LV_3962-8_1_2_load_159 | 25 | 0.00016742 | 4.1959e-05 | 0 | 0 |  | 1 | TRUE | wye
20 | LV_3962-8_1_2_load_157 | 26 | 0.00024544 | 6.1514e-05 | 0 | 0 |  | 1 | TRUE | wye
21 | LV_3962-8_1_2_load_143 | 27 | 0.00081796 | 0.000205 | 0 | 0 |  | 1 | TRUE | wye
22 | LV_3962-8_1_2_load_144 | 28 | 0.00052225 | 0.00013089 | 0 | 0 |  | 1 | TRUE | wye
23 | LV_3962-8_1_2_load_151 | 31 | 0.0017636 | 0.000442 | 0 | 0 |  | 1 | TRUE | wye
24 | LV_3962-8_1_2_load_152 | 32 | 0.00076781 | 0.00019243 | 0 | 0 |  | 1 | TRUE | wye
25 | LV_3962-8_1_2_load_148 | 33 | 0.001525 | 0.00038221 | 0 | 0 |  | 1 | TRUE | wye
26 | LV_3962-8_1_2_load_146 | 35 | 0.00036725 | 9.2042e-05 | 0 | 0 |  | 1 | TRUE | wye
27 | LV_3962-8_1_2_load_147 | 36 | 0.00074537 | 0.00018681 | 0 | 0 |  | 1 | TRUE | wye
28 | LV_3962-8_1_2_load_252 | 37 | 0.00022925 | 5.7456e-05 | 0 | 0 |  | 1 | TRUE | wye
29 | LV_3962-8_1_2_load_253 | 38 | 8.8791e-05 | 2.2253e-05 | 0 | 0 |  | 1 | TRUE | wye
30 | LV_3962-8_1_2_load_255 | 39 | 7.345e-05 | 1.8408e-05 | 0 | 0 |  | 1 | TRUE | wye
31 | LV_3962-8_1_2_load_254 | 40 | 9.7936e-05 | 2.4545e-05 | 0 | 0 |  | 1 | TRUE | wye
32 | LV_3962-8_1_2_load_165 | 41 | 4.5478e-05 | 1.1398e-05 | 0 | 0 |  | 1 | TRUE | wye
33 | LV_3962-8_1_2_load_256 | 42 | 0.00010791 | 2.7045e-05 | 0 | 0 |  | 1 | TRUE | wye
34 | LV_3962-8_1_2_load_258 | 44 | 0.00010097 | 2.5306e-05 | 0 | 0 |  | 1 | TRUE | wye
35 | LV_3962-8_1_2_load_259 | 45 | 0.00038531 | 9.6567e-05 | 0 | 0 |  | 1 | TRUE | wye
36 | LV_3962-8_1_2_load_272 | 46 | 6.695e-05 | 1.6779e-05 | 0 | 0 |  | 1 | TRUE | wye
37 | LV_3962-8_1_2_load_227 | 47 | 0.00016583 | 4.1561e-05 | 0 | 0 |  | 1 | TRUE | wye
38 | LV_3962-8_1_2_load_270 | 49 | 0.00020413 | 5.116e-05 | 0 | 0 |  | 1 | TRUE | wye
39 | LV_3962-8_1_2_load_164 | 51 | 0.00014801 | 3.7096e-05 | 0 | 0 |  | 1 | TRUE | wye
40 | LV_3962-8_1_2_load_205 | 52 | 6.035e-05 | 1.5125e-05 | 0 | 0 |  | 1 | TRUE | wye
41 | LV_3962-8_1_2_load_169 | 53 | 0.0016768 | 0.00042024 | 0 | 0 |  | 1 | TRUE | wye
42 | LV_3962-8_1_2_load_188 | 54 | 0.00017472 | 4.3788e-05 | 0 | 0 |  | 1 | TRUE | wye
43 | LV_3962-8_1_2_load_177 | 56 | 0.00017862 | 4.4767e-05 | 0 | 0 |  | 1 | TRUE | wye
44 | LV_3962-8_1_2_load_179 | 58 | 0.00023865 | 5.9812e-05 | 0 | 0 |  | 1 | TRUE | wye
45 | LV_3962-8_1_2_load_180 | 59 | 0.00013227 | 3.3149e-05 | 0 | 0 |  | 1 | TRUE | wye
46 | LV_3962-8_1_2_load_181 | 60 | 4.2159e-05 | 1.0566e-05 | 0 | 0 |  | 1 | TRUE | wye
47 | LV_3962-8_1_2_load_182 | 61 | 0.00014316 | 3.5879e-05 | 0 | 0 |  | 1 | TRUE | wye
48 | LV_3962-8_1_2_load_185 | 62 | 0.00015695 | 3.9334e-05 | 0 | 0 |  | 1 | TRUE | wye
49 | LV_3962-8_1_2_load_183 | 63 | 0.00013042 | 3.2686e-05 | 0 | 0 |  | 1 | TRUE | wye
50 | LV_3962-8_1_2_load_200 | 65 | 0.00028036 | 7.0265e-05 | 0 | 0 |  | 1 | TRUE | wye
51 | LV_3962-8_1_2_load_186 | 67 | 7.1094e-05 | 1.7818e-05 | 0 | 0 |  | 1 | TRUE | wye
52 | LV_3962-8_1_2_load_187 | 68 | 0.00011872 | 2.9754e-05 | 0 | 0 |  | 1 | TRUE | wye
53 | LV_3962-8_1_2_load_189 | 69 | 7.7955e-05 | 1.9537e-05 | 0 | 0 |  | 1 | TRUE | wye
54 | LV_3962-8_1_2_load_190 | 70 | 5.42e-05 | 1.3584e-05 | 0 | 0 |  | 1 | TRUE | wye
55 | LV_3962-8_1_2_load_191 | 71 | 0.00033224 | 8.3268e-05 | 0 | 0 |  | 1 | TRUE | wye
56 | LV_3962-8_1_2_load_192 | 72 | 0.00016491 | 4.1329e-05 | 0 | 0 |  | 1 | TRUE | wye
57 | LV_3962-8_1_2_load_194 | 74 | 0.00014661 | 3.6744e-05 | 0 | 0 |  | 1 | TRUE | wye
58 | LV_3962-8_1_2_load_195 | 75 | 0.00013282 | 3.3287e-05 | 0 | 0 |  | 1 | TRUE | wye
59 | LV_3962-8_1_2_load_197 | 76 | 4.358e-05 | 1.0922e-05 | 0 | 0 |  | 1 | TRUE | wye
60 | LV_3962-8_1_2_load_202 | 77 | 0.00018 | 4.5111e-05 | 0 | 0 |  | 1 | TRUE | wye
61 | LV_3962-8_1_2_load_198 | 78 | 0.00011373 | 2.8504e-05 | 0 | 0 |  | 1 | TRUE | wye
62 | LV_3962-8_1_2_load_201 | 80 | 0.00010726 | 2.6882e-05 | 0 | 0 |  | 1 | TRUE | wye
63 | LV_3962-8_1_2_load_204 | 81 | 0.00024166 | 6.0565e-05 | 0 | 0 |  | 1 | TRUE | wye
64 | LV_3962-8_1_2_load_211 | 82 | 0.00034437 | 8.6308e-05 | 0 | 0 |  | 1 | TRUE | wye
65 | LV_3962-8_1_2_load_206 | 83 | 0.00018424 | 4.6176e-05 | 0 | 0 |  | 1 | TRUE | wye
66 | LV_3962-8_1_2_load_207 | 84 | 7.5849e-05 | 1.9009e-05 | 0 | 0 |  | 1 | TRUE | wye
67 | LV_3962-8_1_2_load_209 | 86 | 0.0004108 | 0.00010296 | 0 | 0 |  | 1 | TRUE | wye
68 | LV_3962-8_1_2_load_210 | 87 | 9.7771e-05 | 2.4504e-05 | 0 | 0 |  | 1 | TRUE | wye
69 | LV_3962-8_1_2_load_212 | 88 | 0.00033808 | 8.4731e-05 | 0 | 0 |  | 1 | TRUE | wye
70 | LV_3962-8_1_2_load_213 | 89 | 8.9379e-05 | 2.24e-05 | 0 | 0 |  | 1 | TRUE | wye
71 | LV_3962-8_1_2_load_214 | 90 | 0.00016405 | 4.1116e-05 | 0 | 0 |  | 1 | TRUE | wye
72 | LV_3962-8_1_2_load_216 | 91 | 9.5631e-05 | 2.3967e-05 | 0 | 0 |  | 1 | TRUE | wye
73 | LV_3962-8_1_2_load_215 | 92 | 0.00010926 | 2.7383e-05 | 0 | 0 |  | 1 | TRUE | wye
74 | LV_3962-8_1_2_load_217 | 93 | 5.2381e-05 | 1.3128e-05 | 0 | 0 |  | 1 | TRUE | wye
75 | LV_3962-8_1_2_load_218 | 94 | 0.00010658 | 2.6711e-05 | 0 | 0 |  | 1 | TRUE | wye
76 | LV_3962-8_1_2_load_242 | 95 | 9.7671e-05 | 2.4479e-05 | 0 | 0 |  | 1 | TRUE | wye
77 | LV_3962-8_1_2_load_219 | 96 | 0.0001193 | 2.99e-05 | 0 | 0 |  | 1 | TRUE | wye
78 | LV_3962-8_1_2_load_220 | 97 | 0.00013559 | 3.3983e-05 | 0 | 0 |  | 1 | TRUE | wye
79 | LV_3962-8_1_2_load_221 | 98 | 0.00020148 | 5.0497e-05 | 0 | 0 |  | 1 | TRUE | wye
80 | LV_3962-8_1_2_load_222 | 99 | 0.00043765 | 0.00010969 | 0 | 0 |  | 1 | TRUE | wye
81 | LV_3962-8_1_2_load_225 | 102 | 0.00012039 | 3.0172e-05 | 0 | 0 |  | 1 | TRUE | wye
82 | LV_3962-8_1_2_load_226 | 103 | 7.6703e-05 | 1.9224e-05 | 0 | 0 |  | 1 | TRUE | wye
83 | LV_3962-8_1_2_load_228 | 104 | 0.0001251 | 3.1354e-05 | 0 | 0 |  | 1 | TRUE | wye
84 | LV_3962-8_1_2_load_261 | 105 | 6.9781e-05 | 1.7489e-05 | 0 | 0 |  | 1 | TRUE | wye
85 | LV_3962-8_1_2_load_229 | 106 | 0.0001585 | 3.9724e-05 | 0 | 0 |  | 1 | TRUE | wye
86 | LV_3962-8_1_2_load_230 | 107 | 9.7274e-05 | 2.4379e-05 | 0 | 0 |  | 1 | TRUE | wye
87 | LV_3962-8_1_2_load_231 | 108 | 0.00011524 | 2.8881e-05 | 0 | 0 |  | 1 | TRUE | wye
88 | LV_3962-8_1_2_load_232 | 109 | 0.00018659 | 4.6764e-05 | 0 | 0 |  | 1 | TRUE | wye
89 | LV_3962-8_1_2_load_233 | 110 | 0.0001866 | 4.6766e-05 | 0 | 0 |  | 1 | TRUE | wye
90 | LV_3962-8_1_2_load_234 | 111 | 0.00022148 | 5.5508e-05 | 0 | 0 |  | 1 | TRUE | wye
91 | LV_3962-8_1_2_load_235 | 112 | 0.00013937 | 3.4928e-05 | 0 | 0 |  | 1 | TRUE | wye
92 | LV_3962-8_1_2_load_237 | 114 | 7.4503e-05 | 1.8672e-05 | 0 | 0 |  | 1 | TRUE | wye
93 | LV_3962-8_1_2_load_238 | 115 | 0.00014852 | 3.7224e-05 | 0 | 0 |  | 1 | TRUE | wye
94 | LV_3962-8_1_2_load_241 | 118 | 5.7325e-05 | 1.4367e-05 | 0 | 0 |  | 1 | TRUE | wye
95 | LV_3962-8_1_2_load_243 | 119 | 8.1976e-05 | 2.0545e-05 | 0 | 0 |  | 1 | TRUE | wye
96 | LV_3962-8_1_2_load_244 | 120 | 0.00060882 | 0.00015258 | 0 | 0 |  | 1 | TRUE | wye
97 | LV_3962-8_1_2_load_247 | 121 | 0.0002564 | 6.4259e-05 | 0 | 0 |  | 1 | TRUE | wye
98 | LV_3962-8_1_2_load_245 | 122 | 0.0002406 | 6.0301e-05 | 0 | 0 |  | 1 | TRUE | wye
99 | LV_3962-8_1_2_load_246 | 123 | 0.00011539 | 2.8919e-05 | 0 | 0 |  | 1 | TRUE | wye
100 | LV_3962-8_1_2_load_250 | 124 | 8.2172e-05 | 2.0594e-05 | 0 | 0 |  | 1 | TRUE | wye
101 | LV_3962-8_1_2_load_248 | 125 | 0.0001373 | 3.441e-05 | 0 | 0 |  | 1 | TRUE | wye
102 | LV_3962-8_1_2_load_249 | 126 | 0.00017913 | 4.4894e-05 | 0 | 0 |  | 1 | TRUE | wye
103 | LV_3962-8_1_2_load_251 | 127 | 0.00017161 | 4.3009e-05 | 0 | 0 |  | 1 | TRUE | wye
104 | LV_3962-8_1_2_load_262 | 128 | 0.00045574 | 0.00011422 | 0 | 0 |  | 1 | TRUE | wye
105 | LV_3962-8_1_2_load_263 | 129 | 9.7721e-05 | 2.4491e-05 | 0 | 0 |  | 1 | TRUE | wye
106 | LV_3962-8_1_2_load_264 | 130 | 9.1843e-05 | 2.3018e-05 | 0 | 0 |  | 1 | TRUE | wye
107 | LV_3962-8_1_2_load_265 | 131 | 0.00014898 | 3.7337e-05 | 0 | 0 |  | 1 | TRUE | wye
108 | LV_3962-8_1_2_load_266 | 132 | 0.00011436 | 2.8661e-05 | 0 | 0 |  | 1 | TRUE | wye
109 | LV_3962-8_1_2_load_267 | 133 | 4.7072e-05 | 1.1797e-05 | 0 | 0 |  | 1 | TRUE | wye
110 | LV_3962-8_1_2_load_268 | 134 | 7.4254e-05 | 1.861e-05 | 0 | 0 |  | 1 | TRUE | wye
111 | LV_3962-8_1_2_load_269 | 135 | 0.00018651 | 4.6745e-05 | 0 | 0 |  | 1 | TRUE | wye
112 | LV_3962-8_1_2_load_273 | 136 | 0.00011672 | 2.9252e-05 | 0 | 0 |  | 1 | TRUE | wye
113 | LV_3962-8_1_2_load_271 | 137 | 7.7544e-05 | 1.9434e-05 | 0 | 0 |  | 1 | TRUE | wye
114 | LV_3962-8_1_2_load_274 | 138 | 6.7876e-05 | 1.7011e-05 | 0 | 0 |  | 1 | TRUE | wye
115 | LV_3962-8_1_2_load_275 | 139 | 0.00016342 | 4.0958e-05 | 0 | 0 |  | 1 | TRUE | wye
116 | LV_3962-8_1_2_load_276 | 140 | 0.0001928 | 4.8321e-05 | 0 | 0 |  | 1 | TRUE | wye
117 | LV_3962-8_1_2_load_277 | 141 | 8.2545e-05 | 2.0688e-05 | 0 | 0 |  | 1 | TRUE | wye
118 | LV_3962-8_1_2_load_280 | 143 | 8.7588e-05 | 2.1952e-05 | 0 | 0 |  | 1 | TRUE | wye

## ext_grid
| name | bus | vm_pu | va_degree | slack_weight | in_service
0 |  | 13 | 1 | 0 | 1 | TRUE

## line
| name | std_type | from_bus | to_bus | length_km | r_ohm_per_km | x_ohm_per_km | c_nf_per_km | g_us_per_km | max_i_ka | df | parallel | type | in_service
0 | LV_3962-8_1_2_line_0 | NAYY 4x150 SE | 0 | 1 | 0.13131 | 0.208 | 0.08 | 261 | 0 | 0.27 | 1 | 1 | cs | TRUE
1 | LV_3962-8_1_2_line_1 | NAYY 4x150 SE | 1 | 2 | 0.07559 | 0.208 | 0.08 | 261 | 0 | 0.27 | 1 | 1 | cs | TRUE
2 | LV_3962-8_1_2_line_2 | NAYY 4x150 SE | 2 | 55 | 0.019994 | 0.208 | 0.08 | 261 | 0 | 0.27 | 1 | 1 | cs | TRUE
3 | LV_3962-8_1_2_line_3 | NAYY 4x150 SE | 2 | 10 | 0.15213 | 0.208 | 0.08 | 261 | 0 | 0.27 | 1 | 1 | cs | TRUE
4 | LV_3962-8_1_2_line_4 | NAYY 4x150 SE | 3 | 4 | 0.20769 | 0.208 | 0.08 | 261 | 0 | 0.27 | 1 | 1 | cs | TRUE
5 | LV_3962-8_1_2_line_5 | NAYY 4x150 SE | 4 | 53 | 0.15039 | 0.208 | 0.08 | 261 | 0 | 0.27 | 1 | 1 | cs | TRUE
6 | LV_3962-8_1_2_line_6 | NAYY 4x150 SE | 5 | 6 | 0.0057567 | 0.208 | 0.08 | 261 | 0 | 0.27 | 1 | 1 | cs | TRUE
7 | LV_3962-8_1_2_line_7 | NAYY 4x150 SE | 5 | 7 | 0.09546 | 0.208 | 0.08 | 261 | 0 | 0.27 | 1 | 1 | cs | TRUE
8 | LV_3962-8_1_2_line_8 | NAYY 4x150 SE | 6 | 10 | 0.017045 | 0.208 | 0.08 | 261 | 0 | 0.27 | 1 | 1 | cs | TRUE
9 | LV_3962-8_1_2_line_9 | NAYY 4x150 SE | 7 | 32 | 0.010986 | 0.208 | 0.08 | 261 | 0 | 0.27 | 1 | 1 | cs | TRUE
10 | LV_3962-8_1_2_line_10 | NAYY 4x150 SE | 8 | 9 | 0.16728 | 0.208 | 0.08 | 261 | 0 | 0.27 | 1 | 1 | cs | TRUE
11 | LV_3962-8_1_2_line_11 | NAYY 4x150 SE | 8 | 10 | 0.15819 | 0.208 | 0.08 | 261 | 0 | 0.27 | 1 | 1 | cs | TRUE
12 | LV_3962-8_1_2_line_12 | NAYY 4x150 SE | 9 | 13 | 0.12131 | 0.208 | 0.08 | 261 | 0 | 0.27 | 1 | 1 | cs | TRUE
13 | LV_3962-8_1_2_line_13 | NAYY 4x150 SE | 9 | 14 | 0.037688 | 0.208 | 0.08 | 261 | 0 | 0.27 | 1 | 1 | cs | TRUE
14 | LV_3962-8_1_2_line_14 | NAYY 4x150 SE | 11 | 12 | 0.0062707 | 0.208 | 0.08 | 261 | 0 | 0.27 | 1 | 1 | cs | TRUE
15 | LV_3962-8_1_2_line_15 | NAYY 4x150 SE | 12 | 15 | 0.0047558 | 0.208 | 0.08 | 261 | 0 | 0.27 | 1 | 1 | cs | TRUE
16 | LV_3962-8_1_2_line_16 | NAYY 4x150 SE | 13 | 16 | 0.16803 | 0.208 | 0.08 | 261 | 0 | 0.27 | 1 | 1 | cs | TRUE
17 | LV_3962-8_1_2_line_17 | NAYY 4x150 SE | 14 | 17 | 0.20044 | 0.208 | 0.08 | 261 | 0 | 0.27 | 1 | 1 | cs | TRUE
18 | LV_3962-8_1_2_line_18 | NAYY 4x150 SE | 14 | 18 | 0.11823 | 0.208 | 0.08 | 261 | 0 | 0.27 | 1 | 1 | cs | TRUE
19 | LV_3962-8_1_2_line_19 | NAYY 4x150 SE | 15 | 55 | 0.00656 | 0.208 | 0.08 | 261 | 0 | 0.27 | 1 | 1 | cs | TRUE
20 | LV_3962-8_1_2_line_20 | NAYY 4x150 SE | 16 | 52 | 0.002666 | 0.208 | 0.08 | 261 | 0 | 0.27 | 1 | 1 | cs | TRUE
21 | LV_3962-8_1_2_line_21 | NAYY 4x150 SE | 16 | 51 | 0.010956 | 0.208 | 0.08 | 261 | 0 | 0.27 | 1 | 1 | cs | TRUE
22 | LV_3962-8_1_2_line_22 | NAYY 4x150 SE | 17 | 81 | 0.019143 | 0.208 | 0.08 | 261 | 0 | 0.27 | 1 | 1 | cs | TRUE
23 | LV_3962-8_1_2_line_23 | NAYY 4x150 SE | 18 | 73 | 0.014207 | 0.208 | 0.08 | 261 | 0 | 0.27 | 1 | 1 | cs | TRUE
24 | LV_3962-8_1_2_line_24 | NAYY 4x150 SE | 19 | 20 | 0.030238 | 0.208 | 0.08 | 261 | 0 | 0.27 | 1 | 1 | cs | TRUE
25 | LV_3962-8_1_2_line_25 | NAYY 4x150 SE | 19 | 21 | 0.1448 | 0.208 | 0.08 | 261 | 0 | 0.27 | 1 | 1 | cs | TRUE
26 | LV_3962-8_1_2_line_26 | NAYY 4x150 SE | 20 | 22 | 0.0096248 | 0.208 | 0.08 | 261 | 0 | 0.27 | 1 | 1 | cs | TRUE
27 | LV_3962-8_1_2_line_27 | NAYY 4x150 SE | 21 | 23 | 0.054902 | 0.208 | 0.08 | 261 | 0 | 0.27 | 1 | 1 | cs | TRUE
28 | LV_3962-8_1_2_line_28 | NAYY 4x150 SE | 22 | 29 | 0.006748 | 0.208 | 0.08 | 261 | 0 | 0.27 | 1 | 1 | cs | TRUE
29 | LV_3962-8_1_2_line_29 | NAYY 4x150 SE | 23 | 30 | 0.13758 | 0.208 | 0.08 | 261 | 0 | 0.27 | 1 | 1 | cs | TRUE
30 | LV_3962-8_1_2_line_30 | NAYY 4x150 SE | 24 | 25 | 0.062441 | 0.208 | 0.08 | 261 | 0 | 0.27 | 1 | 1 | cs | TRUE
31 | LV_3962-8_1_2_line_31 | NAYY 4x150 SE | 24 | 26 | 0.15199 | 0.208 | 0.08 | 261 | 0 | 0.27 | 1 | 1 | cs | TRUE
32 | LV_3962-8_1_2_line_32 | NAYY 4x150 SE | 26 | 29 | 0.1513 | 0.208 | 0.08 | 261 | 0 | 0.27 | 1 | 1 | cs | TRUE
33 | LV_3962-8_1_2_line_33 | NAYY 4x150 SE | 27 | 28 | 0.025064 | 0.208 | 0.08 | 261 | 0 | 0.27 | 1 | 1 | cs | TRUE
34 | LV_3962-8_1_2_line_34 | NAYY 4x150 SE | 28 | 34 | 0.066888 | 0.208 | 0.08 | 261 | 0 | 0.27 | 1 | 1 | cs | TRUE
35 | LV_3962-8_1_2_line_35 | NAYY 4x150 SE | 30 | 31 | 0.044379 | 0.208 | 0.08 | 261 | 0 | 0.27 | 1 | 1 | cs | TRUE
36 | LV_3962-8_1_2_line_36 | NAYY 4x150 SE | 30 | 32 | 0.095193 | 0.208 | 0.08 | 261 | 0 | 0.27 | 1 | 1 | cs | TRUE
37 | LV_3962-8_1_2_line_37 | NAYY 4x150 SE | 30 | 33 | 0.040238 | 0.208 | 0.08 | 261 | 0 | 0.27 | 1 | 1 | cs | TRUE
38 | LV_3962-8_1_2_line_38 | NAYY 4x150 SE | 33 | 35 | 0.015749 | 0.208 | 0.08 | 261 | 0 | 0.27 | 1 | 1 | cs | TRUE
39 | LV_3962-8_1_2_line_39 | NAYY 4x150 SE | 34 | 35 | 0.011091 | 0.208 | 0.08 | 261 | 0 | 0.27 | 1 | 1 | cs | TRUE
40 | LV_3962-8_1_2_line_40 | NAYY 4x150 SE | 34 | 36 | 0.078296 | 0.208 | 0.08 | 261 | 0 | 0.27 | 1 | 1 | cs | TRUE
41 | LV_3962-8_1_2_line_41 | NAYY 4x150 SE | 37 | 38 | 0.01588 | 0.208 | 0.08 | 261 | 0 | 0.27 | 1 | 1 | cs | TRUE
42 | LV_3962-8_1_2_line_42 | NAYY 4x150 SE | 38 | 39 | 0.0045975 | 0.208 | 0.08 | 261 | 0 | 0.27 | 1 | 1 | cs | TRUE
43 | LV_3962-8_1_2_line_43 | NAYY 4x150 SE | 39 | 42 | 0.001655 | 0.208 | 0.08 | 261 | 0 | 0.27 | 1 | 1 | cs | TRUE
44 | LV_3962-8_1_2_line_44 | NAYY 4x150 SE | 40 | 41 | 0.11541 | 0.208 | 0.08 | 261 | 0 | 0.27 | 1 | 1 | cs | TRUE
45 | LV_3962-8_1_2_line_45 | NAYY 4x150 SE | 41 | 50 | 0.04155 | 0.208 | 0.08 | 261 | 0 | 0.27 | 1 | 1 | cs | TRUE
46 | LV_3962-8_1_2_line_46 | NAYY 4x150 SE | 42 | 43 | 0.050936 | 0.208 | 0.08 | 261 | 0 | 0.27 | 1 | 1 | cs | TRUE
47 | LV_3962-8_1_2_line_47 | NAYY 4x150 SE | 43 | 44 | 0.050178 | 0.208 | 0.08 | 261 | 0 | 0.27 | 1 | 1 | cs | TRUE
48 | LV_3962-8_1_2_line_48 | NAYY 4x150 SE | 43 | 45 | 0.15995 | 0.208 | 0.08 | 261 | 0 | 0.27 | 1 | 1 | cs | TRUE
49 | LV_3962-8_1_2_line_49 | NAYY 4x150 SE | 43 | 46 | 0.16944 | 0.208 | 0.08 | 261 | 0 | 0.27 | 1 | 1 | cs | TRUE
50 | LV_3962-8_1_2_line_50 | NAYY 4x150 SE | 44 | 47 | 0.026681 | 0.208 | 0.08 | 261 | 0 | 0.27 | 1 | 1 | cs | TRUE
51 | LV_3962-8_1_2_line_51 | NAYY 4x150 SE | 45 | 48 | 0.024779 | 0.208 | 0.08 | 261 | 0 | 0.27 | 1 | 1 | cs | TRUE
52 | LV_3962-8_1_2_line_52 | NAYY 4x150 SE | 47 | 101 | 0.034401 | 0.208 | 0.08 | 261 | 0 | 0.27 | 1 | 1 | cs | TRUE
53 | LV_3962-8_1_2_line_53 | NAYY 4x150 SE | 48 | 49 | 0.03658 | 0.208 | 0.08 | 261 | 0 | 0.27 | 1 | 1 | cs | TRUE
54 | LV_3962-8_1_2_line_54 | NAYY 4x150 SE | 49 | 137 | 0.058022 | 0.208 | 0.08 | 261 | 0 | 0.27 | 1 | 1 | cs | TRUE
55 | LV_3962-8_1_2_line_55 | NAYY 4x150 SE | 50 | 51 | 0.087747 | 0.208 | 0.08 | 261 | 0 | 0.27 | 1 | 1 | cs | TRUE
56 | LV_3962-8_1_2_line_56 | NAYY 4x150 SE | 53 | 54 | 0.21147 | 0.208 | 0.08 | 261 | 0 | 0.27 | 1 | 1 | cs | TRUE
57 | LV_3962-8_1_2_line_57 | NAYY 4x150 SE | 54 | 69 | 0.11879 | 0.208 | 0.08 | 261 | 0 | 0.27 | 1 | 1 | cs | TRUE
58 | LV_3962-8_1_2_line_58 | NAYY 4x150 SE | 54 | 68 | 0.0023106 | 0.208 | 0.08 | 261 | 0 | 0.27 | 1 | 1 | cs | TRUE
59 | LV_3962-8_1_2_line_59 | NAYY 4x150 SE | 55 | 56 | 0.024925 | 0.208 | 0.08 | 261 | 0 | 0.27 | 1 | 1 | cs | TRUE
60 | LV_3962-8_1_2_line_60 | NAYY 4x150 SE | 56 | 57 | 0.050223 | 0.208 | 0.08 | 261 | 0 | 0.27 | 1 | 1 | cs | TRUE
61 | LV_3962-8_1_2_line_61 | NAYY 4x150 SE | 57 | 58 | 0.067205 | 0.208 | 0.08 | 261 | 0 | 0.27 | 1 | 1 | cs | TRUE
62 | LV_3962-8_1_2_line_62 | NAYY 4x150 SE | 57 | 59 | 0.049296 | 0.208 | 0.08 | 261 | 0 | 0.27 | 1 | 1 | cs | TRUE
63 | LV_3962-8_1_2_line_63 | NAYY 4x150 SE | 58 | 60 | 0.15399 | 0.208 | 0.08 | 261 | 0 | 0.27 | 1 | 1 | cs | TRUE
64 | LV_3962-8_1_2_line_64 | NAYY 4x150 SE | 59 | 61 | 0.01032 | 0.208 | 0.08 | 261 | 0 | 0.27 | 1 | 1 | cs | TRUE
65 | LV_3962-8_1_2_line_65 | NAYY 4x150 SE | 60 | 62 | 0.01835 | 0.208 | 0.08 | 261 | 0 | 0.27 | 1 | 1 | cs | TRUE
66 | LV_3962-8_1_2_line_66 | NAYY 4x150 SE | 62 | 67 | 0.017914 | 0.208 | 0.08 | 261 | 0 | 0.27 | 1 | 1 | cs | TRUE
67 | LV_3962-8_1_2_line_67 | NAYY 4x150 SE | 63 | 64 | 0.10123 | 0.208 | 0.08 | 261 | 0 | 0.27 | 1 | 1 | cs | TRUE
68 | LV_3962-8_1_2_line_68 | NAYY 4x150 SE | 63 | 65 | 0.34 | 0.208 | 0.08 | 261 | 0 | 0.27 | 1 | 1 | cs | TRUE
69 | LV_3962-8_1_2_line_69 | NAYY 4x150 SE | 64 | 66 | 0.083983 | 0.208 | 0.08 | 261 | 0 | 0.27 | 1 | 1 | cs | TRUE
70 | LV_3962-8_1_2_line_70 | NAYY 4x150 SE | 65 | 78 | 0.03199 | 0.208 | 0.08 | 261 | 0 | 0.27 | 1 | 1 | cs | TRUE
71 | LV_3962-8_1_2_line_71 | NAYY 4x150 SE | 66 | 143 | 0.20652 | 0.208 | 0.08 | 261 | 0 | 0.27 | 1 | 1 | cs | TRUE
72 | LV_3962-8_1_2_line_72 | NAYY 4x150 SE | 66 | 142 | 0.21974 | 0.208 | 0.08 | 261 | 0 | 0.27 | 1 | 1 | cs | TRUE
73 | LV_3962-8_1_2_line_73 | NAYY 4x150 SE | 67 | 68 | 0.020711 | 0.208 | 0.08 | 261 | 0 | 0.27 | 1 | 1 | cs | TRUE
74 | LV_3962-8_1_2_line_74 | NAYY 4x150 SE | 69 | 70 | 0.0052692 | 0.208 | 0.08 | 261 | 0 | 0.27 | 1 | 1 | cs | TRUE
75 | LV_3962-8_1_2_line_75 | NAYY 4x150 SE | 70 | 71 | 0.012736 | 0.208 | 0.08 | 261 | 0 | 0.27 | 1 | 1 | cs | TRUE
76 | LV_3962-8_1_2_line_76 | NAYY 4x150 SE | 72 | 73 | 0.19546 | 0.208 | 0.08 | 261 | 0 | 0.27 | 1 | 1 | cs | TRUE
77 | LV_3962-8_1_2_line_77 | NAYY 4x150 SE | 72 | 74 | 0.014586 | 0.208 | 0.08 | 261 | 0 | 0.27 | 1 | 1 | cs | TRUE
78 | LV_3962-8_1_2_line_78 | NAYY 4x150 SE | 73 | 75 | 0.054908 | 0.208 | 0.08 | 261 | 0 | 0.27 | 1 | 1 | cs | TRUE
79 | LV_3962-8_1_2_line_79 | NAYY 4x150 SE | 75 | 76 | 0.0099083 | 0.208 | 0.08 | 261 | 0 | 0.27 | 1 | 1 | cs | TRUE
80 | LV_3962-8_1_2_line_80 | NAYY 4x150 SE | 76 | 77 | 0.0082841 | 0.208 | 0.08 | 261 | 0 | 0.27 | 1 | 1 | cs | TRUE
81 | LV_3962-8_1_2_line_81 | NAYY 4x150 SE | 77 | 80 | 0.12722 | 0.208 | 0.08 | 261 | 0 | 0.27 | 1 | 1 | cs | TRUE
82 | LV_3962-8_1_2_line_82 | NAYY 4x150 SE | 78 | 79 | 0.086352 | 0.208 | 0.08 | 261 | 0 | 0.27 | 1 | 1 | cs | TRUE
83 | LV_3962-8_1_2_line_83 | NAYY 4x150 SE | 79 | 80 | 0.042472 | 0.208 | 0.08 | 261 | 0 | 0.27 | 1 | 1 | cs | TRUE
84 | LV_3962-8_1_2_line_84 | NAYY 4x150 SE | 81 | 82 | 0.045418 | 0.208 | 0.08 | 261 | 0 | 0.27 | 1 | 1 | cs | TRUE
85 | LV_3962-8_1_2_line_85 | NAYY 4x150 SE | 82 | 85 | 0.14607 | 0.208 | 0.08 | 261 | 0 | 0.27 | 1 | 1 | cs | TRUE
86 | LV_3962-8_1_2_line_86 | NAYY 4x150 SE | 83 | 84 | 0.019169 | 0.208 | 0.08 | 261 | 0 | 0.27 | 1 | 1 | cs | TRUE
87 | LV_3962-8_1_2_line_87 | NAYY 4x150 SE | 83 | 85 | 0.15111 | 0.208 | 0.08 | 261 | 0 | 0.27 | 1 | 1 | cs | TRUE
88 | LV_3962-8_1_2_line_88 | NAYY 4x150 SE | 84 | 86 | 0.0039553 | 0.208 | 0.08 | 261 | 0 | 0.27 | 1 | 1 | cs | TRUE
89 | LV_3962-8_1_2_line_89 | NAYY 4x150 SE | 85 | 87 | 0.021046 | 0.208 | 0.08 | 261 | 0 | 0.27 | 1 | 1 | cs | TRUE
90 | LV_3962-8_1_2_line_90 | NAYY 4x150 SE | 86 | 88 | 0.030684 | 0.208 | 0.08 | 261 | 0 | 0.27 | 1 | 1 | cs | TRUE
91 | LV_3962-8_1_2_line_91 | NAYY 4x150 SE | 87 | 89 | 0.036104 | 0.208 | 0.08 | 261 | 0 | 0.27 | 1 | 1 | cs | TRUE
92 | LV_3962-8_1_2_line_92 | NAYY 4x150 SE | 88 | 90 | 0.18325 | 0.208 | 0.08 | 261 | 0 | 0.27 | 1 | 1 | cs | TRUE
93 | LV_3962-8_1_2_line_93 | NAYY 4x150 SE | 89 | 91 | 0.10285 | 0.208 | 0.08 | 261 | 0 | 0.27 | 1 | 1 | cs | TRUE
94 | LV_3962-8_1_2_line_94 | NAYY 4x150 SE | 90 | 92 | 0.053101 | 0.208 | 0.08 | 261 | 0 | 0.27 | 1 | 1 | cs | TRUE
95 | LV_3962-8_1_2_line_95 | NAYY 4x150 SE | 91 | 93 | 0.012295 | 0.208 | 0.08 | 261 | 0 | 0.27 | 1 | 1 | cs | TRUE
96 | LV_3962-8_1_2_line_96 | NAYY 4x150 SE | 93 | 94 | 0.015567 | 0.208 | 0.08 | 261 | 0 | 0.27 | 1 | 1 | cs | TRUE
97 | LV_3962-8_1_2_line_97 | NAYY 4x150 SE | 94 | 95 | 0.0068202 | 0.208 | 0.08 | 261 | 0 | 0.27 | 1 | 1 | cs | TRUE
98 | LV_3962-8_1_2_line_98 | NAYY 4x150 SE | 95 | 117 | 0.0046064 | 0.208 | 0.08 | 261 | 0 | 0.27 | 1 | 1 | cs | TRUE
99 | LV_3962-8_1_2_line_99 | NAYY 4x150 SE | 96 | 97 | 0.00010395 | 0.208 | 0.08 | 261 | 0 | 0.27 | 1 | 1 | cs | TRUE
100 | LV_3962-8_1_2_line_100 | NAYY 4x150 SE | 96 | 98 | 0.11341 | 0.208 | 0.08 | 261 | 0 | 0.27 | 1 | 1 | cs | TRUE
101 | LV_3962-8_1_2_line_101 | NAYY 4x150 SE | 97 | 99 | 0.0098527 | 0.208 | 0.08 | 261 | 0 | 0.27 | 1 | 1 | cs | TRUE
102 | LV_3962-8_1_2_line_102 | NAYY 4x150 SE | 98 | 100 | 0.045878 | 0.208 | 0.08 | 261 | 0 | 0.27 | 1 | 1 | cs | TRUE
103 | LV_3962-8_1_2_line_103 | NAYY 4x150 SE | 100 | 101 | 0.12996 | 0.208 | 0.08 | 261 | 0 | 0.27 | 1 | 1 | cs | TRUE
104 | LV_3962-8_1_2_line_104 | NAYY 4x150 SE | 100 | 102 | 0.0064827 | 0.208 | 0.08 | 261 | 0 | 0.27 | 1 | 1 | cs | TRUE
105 | LV_3962-8_1_2_line_105 | NAYY 4x150 SE | 101 | 103 | 0.15986 | 0.208 | 0.08 | 261 | 0 | 0.27 | 1 | 1 | cs | TRUE
106 | LV_3962-8_1_2_line_106 | NAYY 4x150 SE | 102 | 104 | 0.0037297 | 0.208 | 0.08 | 261 | 0 | 0.27 | 1 | 1 | cs | TRUE
107 | LV_3962-8_1_2_line_107 | NAYY 4x150 SE | 103 | 105 | 0.015495 | 0.208 | 0.08 | 261 | 0 | 0.27 | 1 | 1 | cs | TRUE
108 | LV_3962-8_1_2_line_108 | NAYY 4x150 SE | 104 | 106 | 0.070033 | 0.208 | 0.08 | 261 | 0 | 0.27 | 1 | 1 | cs | TRUE
109 | LV_3962-8_1_2_line_109 | NAYY 4x150 SE | 105 | 128 | 0.0026243 | 0.208 | 0.08 | 261 | 0 | 0.27 | 1 | 1 | cs | TRUE
110 | LV_3962-8_1_2_line_110 | NAYY 4x150 SE | 106 | 107 | 0.024109 | 0.208 | 0.08 | 261 | 0 | 0.27 | 1 | 1 | cs | TRUE
111 | LV_3962-8_1_2_line_111 | NAYY 4x150 SE | 107 | 108 | 0.0085541 | 0.208 | 0.08 | 261 | 0 | 0.27 | 1 | 1 | cs | TRUE
112 | LV_3962-8_1_2_line_112 | NAYY 4x150 SE | 108 | 109 | 0.0041056 | 0.208 | 0.08 | 261 | 0 | 0.27 | 1 | 1 | cs | TRUE
113 | LV_3962-8_1_2_line_113 | NAYY 4x150 SE | 109 | 110 | 0.016168 | 0.208 | 0.08 | 261 | 0 | 0.27 | 1 | 1 | cs | TRUE
114 | LV_3962-8_1_2_line_114 | NAYY 4x150 SE | 110 | 111 | 0.02034 | 0.208 | 0.08 | 261 | 0 | 0.27 | 1 | 1 | cs | TRUE
115 | LV_3962-8_1_2_line_115 | NAYY 4x150 SE | 111 | 112 | 0.019719 | 0.208 | 0.08 | 261 | 0 | 0.27 | 1 | 1 | cs | TRUE
116 | LV_3962-8_1_2_line_116 | NAYY 4x150 SE | 112 | 113 | 0.027308 | 0.208 | 0.08 | 261 | 0 | 0.27 | 1 | 1 | cs | TRUE
117 | LV_3962-8_1_2_line_117 | NAYY 4x150 SE | 113 | 114 | 0.030176 | 0.208 | 0.08 | 261 | 0 | 0.27 | 1 | 1 | cs | TRUE
118 | LV_3962-8_1_2_line_118 | NAYY 4x150 SE | 114 | 115 | 0.020501 | 0.208 | 0.08 | 261 | 0 | 0.27 | 1 | 1 | cs | TRUE
119 | LV_3962-8_1_2_line_119 | NAYY 4x150 SE | 115 | 116 | 0.013784 | 0.208 | 0.08 | 261 | 0 | 0.27 | 1 | 1 | cs | TRUE
120 | LV_3962-8_1_2_line_120 | NAYY 4x150 SE | 116 | 117 | 0.061674 | 0.208 | 0.08 | 261 | 0 | 0.27 | 1 | 1 | cs | TRUE
121 | LV_3962-8_1_2_line_121 | NAYY 4x150 SE | 116 | 118 | 0.023387 | 0.208 | 0.08 | 261 | 0 | 0.27 | 1 | 1 | cs | TRUE
122 | LV_3962-8_1_2_line_122 | NAYY 4x150 SE | 117 | 119 | 0.031993 | 0.208 | 0.08 | 261 | 0 | 0.27 | 1 | 1 | cs | TRUE
123 | LV_3962-8_1_2_line_123 | NAYY 4x150 SE | 118 | 120 | 0.019964 | 0.208 | 0.08 | 261 | 0 | 0.27 | 1 | 1 | cs | TRUE
124 | LV_3962-8_1_2_line_124 | NAYY 4x150 SE | 119 | 121 | 0.0080654 | 0.208 | 0.08 | 261 | 0 | 0.27 | 1 | 1 | cs | TRUE
125 | LV_3962-8_1_2_line_125 | NAYY 4x150 SE | 120 | 122 | 0.022215 | 0.208 | 0.08 | 261 | 0 | 0.27 | 1 | 1 | cs | TRUE
126 | LV_3962-8_1_2_line_126 | NAYY 4x150 SE | 121 | 125 | 0.00013408 | 0.208 | 0.08 | 261 | 0 | 0.27 | 1 | 1 | cs | TRUE
127 | LV_3962-8_1_2_line_127 | NAYY 4x150 SE | 122 | 123 | 0.021129 | 0.208 | 0.08 | 261 | 0 | 0.27 | 1 | 1 | cs | TRUE
128 | LV_3962-8_1_2_line_128 | NAYY 4x150 SE | 123 | 124 | 0.017695 | 0.208 | 0.08 | 261 | 0 | 0.27 | 1 | 1 | cs | TRUE
129 | LV_3962-8_1_2_line_129 | NAYY 4x150 SE | 124 | 127 | 0.014605 | 0.208 | 0.08 | 261 | 0 | 0.27 | 1 | 1 | cs | TRUE
130 | LV_3962-8_1_2_line_130 | NAYY 4x150 SE | 125 | 126 | 0.012859 | 0.208 | 0.08 | 261 | 0 | 0.27 | 1 | 1 | cs | TRUE
131 | LV_3962-8_1_2_line_131 | NAYY 4x150 SE | 129 | 130 | 0.0090549 | 0.208 | 0.08 | 261 | 0 | 0.27 | 1 | 1 | cs | TRUE
132 | LV_3962-8_1_2_line_132 | NAYY 4x150 SE | 129 | 131 | 0.00091842 | 0.208 | 0.08 | 261 | 0 | 0.27 | 1 | 1 | cs | TRUE
133 | LV_3962-8_1_2_line_133 | NAYY 4x150 SE | 130 | 132 | 0.0047884 | 0.208 | 0.08 | 261 | 0 | 0.27 | 1 | 1 | cs | TRUE
134 | LV_3962-8_1_2_line_134 | NAYY 4x150 SE | 131 | 133 | 0.0017856 | 0.208 | 0.08 | 261 | 0 | 0.27 | 1 | 1 | cs | TRUE
135 | LV_3962-8_1_2_line_135 | NAYY 4x150 SE | 132 | 134 | 0.0096314 | 0.208 | 0.08 | 261 | 0 | 0.27 | 1 | 1 | cs | TRUE
136 | LV_3962-8_1_2_line_136 | NAYY 4x150 SE | 133 | 135 | 0.01575 | 0.208 | 0.08 | 261 | 0 | 0.27 | 1 | 1 | cs | TRUE
137 | LV_3962-8_1_2_line_137 | NAYY 4x150 SE | 134 | 136 | 0.012914 | 0.208 | 0.08 | 261 | 0 | 0.27 | 1 | 1 | cs | TRUE
138 | LV_3962-8_1_2_line_138 | NAYY 4x150 SE | 135 | 137 | 0.0051808 | 0.208 | 0.08 | 261 | 0 | 0.27 | 1 | 1 | cs | TRUE
139 | LV_3962-8_1_2_line_139 | NAYY 4x150 SE | 136 | 138 | 0.09915 | 0.208 | 0.08 | 261 | 0 | 0.27 | 1 | 1 | cs | TRUE
140 | LV_3962-8_1_2_line_140 | NAYY 4x150 SE | 138 | 139 | 0.031707 | 0.208 | 0.08 | 261 | 0 | 0.27 | 1 | 1 | cs | TRUE
141 | LV_3962-8_1_2_line_141 | NAYY 4x150 SE | 139 | 140 | 0.017645 | 0.208 | 0.08 | 261 | 0 | 0.27 | 1 | 1 | cs | TRUE
142 | LV_3962-8_1_2_line_142 | NAYY 4x150 SE | 141 | 142 | 0.068443 | 0.208 | 0.08 | 261 | 0 | 0.27 | 1 | 1 | cs | TRUE

## trafo
| name | std_type | hv_bus | lv_bus | sn_mva | vn_hv_kv | vn_lv_kv | vk_percent | vkr_percent | pfe_kw | i0_percent | shift_degree | tap_side | tap_neutral | tap_min | tap_max | tap_step_percent | tap_step_degree | tap_pos | tap_phase_shifter | parallel | df | in_service
0 | LV_3962-8_1_2_trafo_171 | 0.25 MVA 20/0.4 kV | 144 | 13 | 0.25 | 20 | 0.4 | 6 | 1.44 | 0.8 | 0.32 | 150 | hv | 0 | -2 | 2 | 2.5 | 0 | 0 | FALSE | 1 | 1 | TRUE

## line_geodata
| x0 | y0 | x1 | y1 | x2 | y2 | x3 | y3 | x4 | y4 | x5 | y5 | x6 | y6 | x7 | y7 | x8 | y8 | x9 | y9 | x10 | y10 | x11 | y11 | x12 | y12 | x13 | y13 | x14 | y14 | x15 | y15 | x16 | y16
0 | 2772515.9827 | 1205513.5196 | 2772414.3178 | 1205430.4088
1 | 2772515.9827 | 1205513.5196 | 2772479.4632 | 1205519.2258 | 2772482.9073 | 1205540.9572 | 2772489.9581 | 1205550.3588 | 2772494.5518 | 1205551.9834
2 | 2772508.027 | 1205563.3153 | 2772506.6025 | 1205556.2452 | 2772494.5518 | 1205551.9834
3 | 2772352.1516 | 1205605.5092 | 2772494.5518 | 1205551.9834
4 | 2772571.7488 | 1205267.3832 | 2772591.7061 | 1205287.4797 | 2772618.7444 | 1205308.8038 | 2772681.6287 | 1205346.6803 | 2772703.4771 | 1205360.8257 | 2772736.9689 | 1205371.6602 | 2772745.9328 | 1205376.7239
5 | 2772745.9328 | 1205376.7239 | 2772755.2511 | 1205381.9879 | 2772791.244 | 1205397.1326 | 2772816.5329 | 1205402.336 | 2772836.1646 | 1205405.4849 | 2772878.5181 | 1205404.9659 | 2772890.9651 | 1205406.7613 | 2772890.9651 | 1205406.7613
6 | 2772331.8852 | 1205595.0602 | 2772337.0019 | 1205597.6982
7 | 2772331.8852 | 1205595.0602 | 2772270.0124 | 1205567.2595 | 2772242.893 | 1205561.9803
8 | 2772352.1516 | 1205605.5092 | 2772337.0019 | 1205597.6982
9 | 2772232.1071 | 1205559.8937 | 2772232.514 | 1205559.9598 | 2772242.893 | 1205561.9803
10 | 2772652.4819 | 1205702.3011 | 2772597.4003 | 1205687.161 | 2772587.1424 | 1205681.8038 | 2772581.06 | 1205675.5109 | 2772566.7689 | 1205652.4869 | 2772561.4375 | 1205647.8617 | 2772552.5934 | 1205644.414 | 2772532.0845 | 1205641.3518 | 2772519.0241 | 1205637.0926 | 2772508.131 | 1205631.8507
11 | 2772352.1516 | 1205605.5092 | 2772508.131 | 1205631.8507
12 | 2772578.0272 | 1205712.9925 | 2772590.7269 | 1205714.7167 | 2772613.5684 | 1205731.5931 | 2772657.4345 | 1205734.2193 | 2772661.3858 | 1205728.9285 | 2772652.0115 | 1205715.4 | 2772651.2202 | 1205706.4463 | 2772652.4819 | 1205702.3011
13 | 2772652.4819 | 1205702.3011 | 2772656.6803 | 1205703.468 | 2772673.235 | 1205707.9621 | 2772688.3032 | 1205714.1148
14 | 2772501.3099 | 1205570.8063 | 2772505.6237 | 1205575.3575
15 | 2772502.0774 | 1205566.1128 | 2772501.3099 | 1205570.8063
16 | 2772578.0272 | 1205712.9925 | 2772460.5169 | 1205833.0984
17 | 2772688.3032 | 1205714.1148 | 2772685.9928 | 1205720.5653 | 2772686.4517 | 1205729.4315 | 2772700.8318 | 1205745.6741 | 2772713.1346 | 1205767.9402 | 2772720.2901 | 1205777.9123 | 2772745.2697 | 1205791.9038 | 2772754.0513 | 1205801.1779 | 2772764.3357 | 1205823.7415 | 2772773.3635 | 1205837.9163 | 2772789.8633 | 1205847.4473 | 2772812.3346 | 1205853.3894
18 | 2772688.3032 | 1205714.1148 | 2772699.7239 | 1205718.7384 | 2772713.8198 | 1205728.233 | 2772730.2601 | 1205738.5184 | 2772744.8816 | 1205744.5805 | 2772760.9466 | 1205748.3711 | 2772775.7238 | 1205749.8444 | 2772798.0589 | 1205749.8727
19 | 2772508.027 | 1205563.3153 | 2772502.0774 | 1205566.1128
20 | 2772462.1869 | 1205835.1765 | 2772460.5169 | 1205833.0984
21 | 2772452.6194 | 1205825.6461 | 2772457.1888 | 1205828.9573 | 2772460.5169 | 1205833.0984
22 | 2772812.3346 | 1205853.3894 | 2772824.9576 | 1205856.7273 | 2772830.8254 | 1205858.3426
23 | 2772812.266 | 1205749.8907 | 2772798.0589 | 1205749.8727
24 | 2771934.8957 | 1205763.8297 | 2771930.6218 | 1205765.9577 | 2771906.8241 | 1205775.0167
25 | 2772048.8483 | 1205684.8434 | 2772020.5274 | 1205695.8131 | 2772003.004 | 1205729.9187 | 2771934.8957 | 1205763.8297
26 | 2771899.1986 | 1205780.5782 | 2771903.6243 | 1205776.2347 | 2771906.8241 | 1205775.0167
27 | 2772100.044 | 1205665.0137 | 2772048.8483 | 1205684.8434
28 | 2771899.1986 | 1205780.5782 | 2771896.4934 | 1205786.7618
29 | 2772141.1377 | 1205533.7112 | 2772100.044 | 1205665.0137
30 | 2772063.6881 | 1205873.4976 | 2772108.7192 | 1205863.2478 | 2772110.9545 | 1205861.2214 | 2772112.1589 | 1205857.7305 | 2772110.5234 | 1205854.002 | 2772105.5256 | 1205851.762
31 | 2771926.0886 | 1205935.1354 | 2771944.4859 | 1205924.82 | 2771967.1764 | 1205918.712 | 2771979.0841 | 1205910.4025 | 2772039.9398 | 1205878.9031 | 2772063.6881 | 1205873.4976
32 | 2771896.4934 | 1205786.7618 | 2771926.0886 | 1205935.1354
33 | 2771995.2543 | 1205523.0705 | 2772004.1606 | 1205519.5063 | 2772013.5321 | 1205513.1257 | 2772017.387 | 1205511.6332
34 | 2772081.8871 | 1205503.3523 | 2772077.0268 | 1205507.1826 | 2772031.8452 | 1205506.0353 | 2772017.387 | 1205511.6332
35 | 2772141.1377 | 1205533.7112 | 2772161.9618 | 1205516.1057 | 2772168.3882 | 1205507.8609 | 2772171.0098 | 1205501.6861
36 | 2772141.1377 | 1205533.7112 | 2772158.2931 | 1205542.2138 | 2772186.7378 | 1205551.2092 | 2772208.2092 | 1205556.0107 | 2772232.1071 | 1205559.8937
37 | 2772141.1377 | 1205533.7112 | 2772120.6579 | 1205523.5556 | 2772104.3816 | 1205517.4656
38 | 2772090.6122 | 1205510.1992 | 2772095.7617 | 1205514.2403 | 2772104.3816 | 1205517.4656
39 | 2772081.8871 | 1205503.3523 | 2772090.6122 | 1205510.1992
40 | 2772081.8871 | 1205503.3523 | 2772075.8847 | 1205495.583 | 2772061.919 | 1205474.1267 | 2772049.1632 | 1205454.7963 | 2772037.2487 | 1205448.2579 | 2772031.1233 | 1205448.1159
41 | 2772619.5113 | 1206148.736 | 2772625.0038 | 1206157.3658 | 2772626.961 | 1206160.481 | 2772628.3429 | 1206161.8868
42 | 2772631.5657 | 1206165.1656 | 2772628.3429 | 1206161.8868
43 | 2772631.5657 | 1206165.1656 | 2772632.7259 | 1206166.3459
44 | 2772439.349 | 1206034.5615 | 2772441.2394 | 1205919.17
45 | 2772425.8908 | 1205880.5585 | 2772441.2394 | 1205919.17
46 | 2772664.3749 | 1206203.4262 | 2772660.4336 | 1206202.8561 | 2772658.5577 | 1206200.8777 | 2772655.6591 | 1206191.6295 | 2772651.6206 | 1206186.53 | 2772642.7407 | 1206179.3553 | 2772639.2917 | 1206175.1849 | 2772637.7629 | 1206171.4705 | 2772632.7259 | 1206166.3459
47 | 2772664.3749 | 1206203.4262 | 2772659.922 | 1206190.029 | 2772660.5398 | 1206184.9864 | 2772663.6791 | 1206181.1847 | 2772668.5879 | 1206179.8809 | 2772673.0895 | 1206181.6016 | 2772687.2777 | 1206189.3183
48 | 2772664.3749 | 1206203.4262 | 2772680.0019 | 1206233.0843 | 2772732.0938 | 1206300.567 | 2772750.9458 | 1206307.6747 | 2772768.5096 | 1206307.7496 | 2772771.9256 | 1206307.1452
49 | 2772664.3749 | 1206203.4262 | 2772552.1808 | 1206330.3967
50 | 2772687.2777 | 1206189.3183 | 2772696.6104 | 1206194.3941 | 2772704.6992 | 1206196.2966 | 2772712.441 | 1206195.9869
51 | 2772796.3255 | 1206302.8276 | 2772771.9256 | 1206307.1452
52 | 2772745.7864 | 1206187.5322 | 2772712.441 | 1206195.9869
53 | 2772796.3255 | 1206302.8276 | 2772820.0862 | 1206293.395 | 2772829.6953 | 1206298.7817
54 | 2772829.6953 | 1206298.7817 | 2772865.1717 | 1206318.6688 | 2772874.6469 | 1206320.5227 | 2772882.3346 | 1206320.1426
55 | 2772425.8908 | 1205880.5585 | 2772429.8105 | 1205879.2482 | 2772431.1056 | 1205876.8389 | 2772428.8217 | 1205863.9494 | 2772427.4005 | 1205842.5434 | 2772427.9179 | 1205824.6412 | 2772430.2729 | 1205820.85 | 2772435.0064 | 1205819.5632 | 2772441.1152 | 1205819.94 | 2772448.988 | 1205823.0147 | 2772452.6194 | 1205825.6461
56 | 2772850.5292 | 1205614.3265 | 2772890.9651 | 1205406.7613
57 | 2772850.5292 | 1205614.3265 | 2772859.4501 | 1205615.138 | 2772882.6198 | 1205630.1342 | 2772932.3241 | 1205628.0603 | 2772947.9427 | 1205632.0275 | 2772964.0311 | 1205628.9794 | 2772964.0311 | 1205628.9794
58 | 2772850.5292 | 1205614.3265 | 2772848.2281 | 1205614.1172
59 | 2772508.027 | 1205563.3153 | 2772532.9482 | 1205562.8579
60 | 2772576.0696 | 1205582.5219 | 2772568.567 | 1205577.9563 | 2772557.1175 | 1205565.8916 | 2772553.5843 | 1205563.832 | 2772544.7281 | 1205562.6416 | 2772532.9482 | 1205562.8579
61 | 2772576.0696 | 1205582.5219 | 2772604.495 | 1205585.8466 | 2772624.9337 | 1205582.6565 | 2772642.3795 | 1205586.6624
62 | 2772576.0696 | 1205582.5219 | 2772576.5694 | 1205584.7162 | 2772578.7195 | 1205587.2252 | 2772583.3186 | 1205590.3277 | 2772601.3819 | 1205600.8377 | 2772617.0676 | 1205608.124
63 | 2772642.3795 | 1205586.6624 | 2772664.0045 | 1205591.628 | 2772693.8663 | 1205601.601 | 2772702.4457 | 1205604.463 | 2772711.0251 | 1205607.325 | 2772761.9504 | 1205609.8782 | 2772770.8085 | 1205613.1042 | 2772792.4121 | 1205616.1634
64 | 2772617.0676 | 1205608.124 | 2772619.1526 | 1205609.0926 | 2772622.725 | 1205612.1654 | 2772624.0124 | 1205615.2133
65 | 2772810.5804 | 1205618.7361 | 2772792.4121 | 1205616.1634
66 | 2772810.5804 | 1205618.7361 | 2772818.893 | 1205619.9132 | 2772828.0651 | 1205617.3683
67 | 2773532.3487 | 1205707.6426 | 2773503.2099 | 1205699.5659 | 2773470.2842 | 1205690.5674 | 2773434.8353 | 1205680.4854
68 | 2773101.2174 | 1205746.0336 | 2773434.8353 | 1205680.4854
69 | 2773532.3487 | 1205707.6426 | 2773541.1087 | 1205715.2712 | 2773549.0828 | 1205720.6081 | 2773555.7288 | 1205729.7322 | 2773561.0491 | 1205744.6568 | 2773564.5873 | 1205755.4256 | 2773572.1086 | 1205771.6154 | 2773576.3565 | 1205776.5658
70 | 2773101.2174 | 1205746.0336 | 2773091.6179 | 1205766.2748 | 2773085.2851 | 1205773.4739
71 | 2773576.3565 | 1205776.5658 | 2773587.4915 | 1205783.9188 | 2773636.6652 | 1205798.4847 | 2773664.5748 | 1205825.7559 | 2773683.5591 | 1205840.3666 | 2773721.9896 | 1205862.8617 | 2773755.6395 | 1205869.9476
72 | 2773576.3565 | 1205776.5658 | 2773513.4799 | 1205987.1194
73 | 2772828.0651 | 1205617.3683 | 2772841.8674 | 1205613.5387 | 2772848.2281 | 1205614.1172
74 | 2772964.0311 | 1205628.9794 | 2772969.291 | 1205628.6679
75 | 2772980.4869 | 1205632.1591 | 2772976.2614 | 1205628.2552 | 2772969.291 | 1205628.6679
76 | 2772812.266 | 1205749.8907 | 2772812.4147 | 1205747.6484 | 2772814.8777 | 1205745.9181 | 2772832.3254 | 1205739.5502 | 2772854.2046 | 1205732.3432 | 2772861.342 | 1205730.8484 | 2772896.7309 | 1205725.7791 | 2772939.8359 | 1205718.1644 | 2772948.3817 | 1205717.7114 | 2772957.1175 | 1205719.633 | 2772971.6591 | 1205723.4578 | 2772976.6025 | 1205725.7032 | 2772981.31 | 1205728.9982 | 2772990.4984 | 1205739.1964 | 2772994.1932 | 1205741.4746
77 | 2773007.3533 | 1205740.942 | 2773001.4493 | 1205744.263 | 2772995.6657 | 1205742.3825 | 2772994.1932 | 1205741.4746
78 | 2772812.266 | 1205749.8907 | 2772843.8576 | 1205750.0385 | 2772859.7053 | 1205750.8202 | 2772867.0126 | 1205752.2663
79 | 2772876.6727 | 1205754.412 | 2772875.0461 | 1205753.8561 | 2772867.0126 | 1205752.2663
80 | 2772876.6727 | 1205754.412 | 2772884.5117 | 1205757.0911
81 | 2772884.5117 | 1205757.0911 | 2772892.042 | 1205759.6648 | 2772905.2043 | 1205765.9075 | 2772929.4999 | 1205778.8011 | 2772961.2651 | 1205806.3031 | 2772976.5439 | 1205820.6594 | 2772988.4384 | 1205828.4245
82 | 2773029.8549 | 1205835.8963 | 2773030.3697 | 1205832.8416 | 2773031.9561 | 1205831.4196 | 2773045.1572 | 1205826.3417 | 2773051.5972 | 1205820.8119 | 2773061.2951 | 1205801.63 | 2773070.3341 | 1205790.4701 | 2773085.2851 | 1205773.4739
83 | 2773029.8549 | 1205835.8963 | 2773017.9542 | 1205835.2398 | 2773001.7132 | 1205833.3341 | 2772989.8258 | 1205829.3303 | 2772988.4384 | 1205828.4245
84 | 2772861.0997 | 1205889.4716 | 2772853.5044 | 1205875.5161 | 2772845.0972 | 1205864.362 | 2772836.1561 | 1205859.81 | 2772830.8254 | 1205858.3426
85 | 2772988.1815 | 1205940.9011 | 2772986.1076 | 1205936.0363 | 2772981.5262 | 1205933.9127 | 2772963.4871 | 1205933.9124 | 2772952.9835 | 1205934.6978 | 2772941.0026 | 1205931.8258 | 2772916.5159 | 1205915.8347 | 2772904.3709 | 1205910.7448 | 2772884.5515 | 1205910.1926 | 2772871.9062 | 1205905.0327 | 2772861.0997 | 1205889.4716
86 | 2773118.8896 | 1205897.981 | 2773118.8896 | 1205897.981 | 2773127.5351 | 1205901.168 | 2773135.2117 | 1205907.5055
87 | 2772988.1815 | 1205940.9011 | 2773023.6819 | 1205946.6462 | 2773033.1567 | 1205946.4317 | 2773041.2998 | 1205944.1098 | 2773046.148 | 1205940.4468 | 2773061.3187 | 1205923.6147 | 2773070.9153 | 1205908.4449 | 2773080.1875 | 1205902.3633 | 2773089.8193 | 1205898.8391 | 2773100.7683 | 1205897.3996 | 2773118.8896 | 1205897.981
88 | 2773138.2619 | 1205910.0236 | 2773135.2117 | 1205907.5055
89 | 2772988.1815 | 1205940.9011 | 2772987.6364 | 1205945.5231 | 2772984.3226 | 1205948.5077 | 2772978.565 | 1205949.6754 | 2772972.5181 | 1205950.0366
90 | 2773138.2619 | 1205910.0236 | 2773138.3283 | 1205910.0784 | 2773141.7971 | 1205914.0829 | 2773158.3732 | 1205933.1962
91 | 2772941.1865 | 1205963.8683 | 2772945.8927 | 1205957.9592 | 2772952.1503 | 1205953.4584 | 2772959.7627 | 1205950.7985 | 2772972.5181 | 1205950.0366
92 | 2773158.3732 | 1205933.1962 | 2773163.6342 | 1205939.2625 | 2773168.7335 | 1205949.7649 | 2773174.9704 | 1205975.6151 | 2773178.2419 | 1205982.2164 | 2773186.891 | 1205992.3548 | 2773187.4282 | 1205996.3965 | 2773185.4573 | 1206000.0539 | 2773182.1765 | 1206000.8484 | 2773177.5893 | 1206000.504 | 2773170.278 | 1205998.034 | 2773158.0257 | 1205990.3602 | 2773147.3152 | 1205973.6224 | 2773138.0153 | 1205962.0416 | 2773130.9039 | 1205956.3522 | 2773120.1756 | 1205950.7135 | 2773098.4021 | 1205948.1621
93 | 2772941.1865 | 1205963.8683 | 2772934.1786 | 1205972.6675 | 2772921.4378 | 1205981.5737 | 2772907.7094 | 1205985.6913 | 2772894.3202 | 1205985.9817 | 2772870.5622 | 1205974.5273 | 2772857.3311 | 1205973.5655 | 2772848.9598 | 1205975.9054
94 | 2773098.4021 | 1205948.1621 | 2773095.5754 | 1205947.8309 | 2773090.6552 | 1205948.4667 | 2773087.0769 | 1205953.2231 | 2773085.2586 | 1205960.7999 | 2773087.0172 | 1205966.0337 | 2773091.5629 | 1205968.6013 | 2773100.6141 | 1205969.3421 | 2773108.7262 | 1205972.0243 | 2773111.2116 | 1205974.0125
95 | 2772848.9598 | 1205975.9054 | 2772837.1183 | 1205979.2152
96 | 2772837.1183 | 1205979.2152 | 2772829.3535 | 1205981.3855 | 2772821.8495 | 1205981.2827
97 | 2772815.0299 | 1205981.1894 | 2772821.8495 | 1205981.2827
98 | 2772810.424 | 1205981.1263 | 2772815.0299 | 1205981.1894
99 | 2772997.2194 | 1206101.6752 | 2772997.1349 | 1206101.7358
100 | 2772997.1349 | 1206101.7358 | 2772985.5371 | 1206110.0539 | 2772916.8296 | 1206132.9414 | 2772891.5982 | 1206124.1399
101 | 2773005.2258 | 1206095.9329 | 2772997.2194 | 1206101.6752
102 | 2772846.514 | 1206120.9831 | 2772878.6498 | 1206119.6231 | 2772891.5982 | 1206124.1399
103 | 2772745.7864 | 1206187.5322 | 2772798.6576 | 1206179.4876 | 2772816.4288 | 1206163.4865 | 2772836.6562 | 1206135.4783 | 2772845.5387 | 1206126.5379 | 2772846.514 | 1206120.9831
104 | 2772846.514 | 1206120.9831 | 2772845.9944 | 1206118.1653 | 2772843.3801 | 1206115.665 | 2772843.3801 | 1206115.665
105 | 2772745.7864 | 1206187.5322 | 2772748.3138 | 1206193.0328 | 2772753.0681 | 1206194.9611 | 2772763.2492 | 1206196.1012 | 2772792.4349 | 1206206.4445 | 2772810.4553 | 1206203.1184 | 2772829.4102 | 1206214.2999 | 2772853.7672 | 1206203.4723 | 2772888.5296 | 1206201.5435 | 2772893.8544 | 1206203.4816
106 | 2772839.9318 | 1206114.2437 | 2772843.3801 | 1206115.665
107 | 2772906.3258 | 1206211.9603 | 2772900.648 | 1206205.9542 | 2772893.8544 | 1206203.4816
108 | 2772839.9318 | 1206114.2437 | 2772838.6492 | 1206113.7151 | 2772833.359 | 1206115.041 | 2772822.1942 | 1206126.0507 | 2772815.2307 | 1206129.964 | 2772808.0275 | 1206131.6461 | 2772801.9696 | 1206131.6263 | 2772778.9586 | 1206119.3746
109 | 2772908.1287 | 1206213.8673 | 2772906.3258 | 1206211.9603
110 | 2772757.6782 | 1206108.0443 | 2772757.6782 | 1206108.0443 | 2772778.9586 | 1206119.3746
111 | 2772757.6782 | 1206108.0443 | 2772750.95 | 1206102.7618
112 | 2772750.95 | 1206102.7618 | 2772747.7208 | 1206100.2265
113 | 2772740.2311 | 1206085.9582 | 2772742.3313 | 1206091.3176 | 2772747.7208 | 1206100.2265 | 2772747.7208 | 1206100.2265
114 | 2772732.81 | 1206067.0206 | 2772740.2311 | 1206085.9582
115 | 2772732.81 | 1206067.0206 | 2772732.4654 | 1206066.1413 | 2772725.1454 | 1206055.2969 | 2772720.4753 | 1206052.0452
116 | 2772700.4443 | 1206034.3513 | 2772700.8794 | 1206036.4103 | 2772702.3843 | 1206038.5892 | 2772712.3127 | 1206046.3616 | 2772720.4753 | 1206052.0452
117 | 2772700.4443 | 1206034.3513 | 2772700.7323 | 1206033.0806 | 2772702.1045 | 1206031.1629 | 2772712.8658 | 1206021.9986 | 2772723.653 | 1206015.9229
118 | 2772723.653 | 1206015.9229 | 2772741.5159 | 1206005.8619
119 | 2772753.5263 | 1205999.0972 | 2772741.5159 | 1206005.8619
120 | 2772753.5263 | 1205999.0972 | 2772785.1338 | 1205980.783 | 2772810.424 | 1205981.1263
121 | 2772753.5263 | 1205999.0972 | 2772733.9394 | 1205986.3184 | 2772733.9394 | 1205986.3184
122 | 2772810.424 | 1205981.1263 | 2772812.7855 | 1206013.0322
123 | 2772733.9394 | 1205986.3184 | 2772735.022 | 1205972.3251 | 2772735.0986 | 1205966.3969
124 | 2772812.7855 | 1206013.0322 | 2772813.3808 | 1206021.0755
125 | 2772735.0986 | 1205966.3969 | 2772735.206 | 1205958.0834 | 2772721.6017 | 1205955.2281
126 | 2772813.3808 | 1206021.0755 | 2772813.3907 | 1206021.2092
127 | 2772721.6017 | 1205955.2281 | 2772718.9782 | 1205954.6774 | 2772706.7415 | 1205946.182 | 2772703.5034 | 1205944.7219
128 | 2772703.5034 | 1205944.7219 | 2772691.7449 | 1205939.4196 | 2772691.1978 | 1205934.6547 | 2772691.1978 | 1205934.6547
129 | 2772705.0781 | 1205931.6142 | 2772696.272 | 1205931.8544 | 2772691.1978 | 1205934.6547
130 | 2772815.3369 | 1206033.9075 | 2772813.6132 | 1206024.2156 | 2772813.3907 | 1206021.2092
131 | 2772905.9409 | 1206318.9755 | 2772914.9848 | 1206318.5284
132 | 2772905.9409 | 1206318.9755 | 2772905.0236 | 1206319.0208
133 | 2772919.7674 | 1206318.2919 | 2772914.9848 | 1206318.5284
134 | 2772905.0236 | 1206319.0208 | 2772903.2402 | 1206319.109
135 | 2772919.7674 | 1206318.2919 | 2772929.387 | 1206317.8163 | 2772929.387 | 1206317.8163
136 | 2772887.5091 | 1206319.8868 | 2772903.2402 | 1206319.109
137 | 2772929.387 | 1206317.8163 | 2772941.6742 | 1206313.8409
138 | 2772887.5091 | 1206319.8868 | 2772882.3346 | 1206320.1426
139 | 2772941.6742 | 1206313.8409 | 2772945.4137 | 1206312.631 | 2772973.4309 | 1206300.7756 | 2773024.493 | 1206260.8833
140 | 2773033.5307 | 1206230.4918 | 2773024.493 | 1206260.8833 | 2773024.493 | 1206260.8833
141 | 2773038.5603 | 1206213.5787 | 2773033.5307 | 1206230.4918
142 | 2773513.4799 | 1205987.1194 | 2773514.051 | 1205991.5625 | 2773540.6329 | 1206014.7462 | 2773553.6273 | 1206040.3263

## bus_geodata
| x | y | coords
0 | 2772414.3178 | 1205430.4088
1 | 2772515.9827 | 1205513.5196
2 | 2772494.5518 | 1205551.9834
3 | 2772571.7488 | 1205267.3832
4 | 2772745.9328 | 1205376.7239
5 | 2772331.8852 | 1205595.0602
6 | 2772337.0019 | 1205597.6982
7 | 2772242.893 | 1205561.9803
8 | 2772508.131 | 1205631.8507
9 | 2772652.4819 | 1205702.3011
10 | 2772352.1516 | 1205605.5092
11 | 2772505.6237 | 1205575.3575
12 | 2772501.3099 | 1205570.8063
13 | 2772578.0272 | 1205712.9925
14 | 2772688.3032 | 1205714.1148
15 | 2772502.0774 | 1205566.1128
16 | 2772460.5169 | 1205833.0984
17 | 2772812.3346 | 1205853.3894
18 | 2772798.0589 | 1205749.8727
19 | 2771934.8957 | 1205763.8297
20 | 2771906.8241 | 1205775.0167
21 | 2772048.8483 | 1205684.8434
22 | 2771899.1986 | 1205780.5782
23 | 2772100.044 | 1205665.0137
24 | 2772063.6881 | 1205873.4976
25 | 2772105.5256 | 1205851.762
26 | 2771926.0886 | 1205935.1354
27 | 2771995.2543 | 1205523.0705
28 | 2772017.387 | 1205511.6332
29 | 2771896.4934 | 1205786.7618
30 | 2772141.1377 | 1205533.7112
31 | 2772171.0098 | 1205501.6861
32 | 2772232.1071 | 1205559.8937
33 | 2772104.3816 | 1205517.4656
34 | 2772081.8871 | 1205503.3523
35 | 2772090.6122 | 1205510.1992
36 | 2772031.1233 | 1205448.1159
37 | 2772619.5113 | 1206148.736
38 | 2772628.3429 | 1206161.8868
39 | 2772631.5657 | 1206165.1656
40 | 2772439.349 | 1206034.5615
41 | 2772441.2394 | 1205919.17
42 | 2772632.7259 | 1206166.3459
43 | 2772664.3749 | 1206203.4262
44 | 2772687.2777 | 1206189.3183
45 | 2772771.9256 | 1206307.1452
46 | 2772552.1808 | 1206330.3967
47 | 2772712.441 | 1206195.9869
48 | 2772796.3255 | 1206302.8276
49 | 2772829.6953 | 1206298.7817
50 | 2772425.8908 | 1205880.5585
51 | 2772452.6194 | 1205825.6461
52 | 2772462.1869 | 1205835.1765
53 | 2772890.9651 | 1205406.7613
54 | 2772850.5292 | 1205614.3265
55 | 2772508.027 | 1205563.3153
56 | 2772532.9482 | 1205562.8579
57 | 2772576.0696 | 1205582.5219
58 | 2772642.3795 | 1205586.6624
59 | 2772617.0676 | 1205608.124
60 | 2772792.4121 | 1205616.1634
61 | 2772624.0124 | 1205615.2133
62 | 2772810.5804 | 1205618.7361
63 | 2773434.8353 | 1205680.4854
64 | 2773532.3487 | 1205707.6426
65 | 2773101.2174 | 1205746.0336
66 | 2773576.3565 | 1205776.5658
67 | 2772828.0651 | 1205617.3683
68 | 2772848.2281 | 1205614.1172
69 | 2772964.0311 | 1205628.9794
70 | 2772969.291 | 1205628.6679
71 | 2772980.4869 | 1205632.1591
72 | 2772994.1932 | 1205741.4746
73 | 2772812.266 | 1205749.8907
74 | 2773007.3533 | 1205740.942
75 | 2772867.0126 | 1205752.2663
76 | 2772876.6727 | 1205754.412
77 | 2772884.5117 | 1205757.0911
78 | 2773085.2851 | 1205773.4739
79 | 2773029.8549 | 1205835.8963
80 | 2772988.4384 | 1205828.4245
81 | 2772830.8254 | 1205858.3426
82 | 2772861.0997 | 1205889.4716
83 | 2773118.8896 | 1205897.981
84 | 2773135.2117 | 1205907.5055
85 | 2772988.1815 | 1205940.9011
86 | 2773138.2619 | 1205910.0236
87 | 2772972.5181 | 1205950.0366
88 | 2773158.3732 | 1205933.1962
89 | 2772941.1865 | 1205963.8683
90 | 2773098.4021 | 1205948.1621
91 | 2772848.9598 | 1205975.9054
92 | 2773111.2116 | 1205974.0125
93 | 2772837.1183 | 1205979.2152
94 | 2772821.8495 | 1205981.2827
95 | 2772815.0299 | 1205981.1894
96 | 2772997.1349 | 1206101.7358
97 | 2772997.2194 | 1206101.6752
98 | 2772891.5982 | 1206124.1399
99 | 2773005.2258 | 1206095.9329
100 | 2772846.514 | 1206120.9831
101 | 2772745.7864 | 1206187.5322
102 | 2772843.3801 | 1206115.665
103 | 2772893.8544 | 1206203.4816
104 | 2772839.9318 | 1206114.2437
105 | 2772906.3258 | 1206211.9603
106 | 2772778.9586 | 1206119.3746
107 | 2772757.6782 | 1206108.0443
108 | 2772750.95 | 1206102.7618
109 | 2772747.7208 | 1206100.2265
110 | 2772740.2311 | 1206085.9582
111 | 2772732.81 | 1206067.0206
112 | 2772720.4753 | 1206052.0452
113 | 2772700.4443 | 1206034.3513
114 | 2772723.653 | 1206015.9229
115 | 2772741.5159 | 1206005.8619
116 | 2772753.5263 | 1205999.0972
117 | 2772810.424 | 1205981.1263
118 | 2772733.9394 | 1205986.3184
119 | 2772812.7855 | 1206013.0322
120 | 2772735.0986 | 1205966.3969
121 | 2772813.3808 | 1206021.0755
122 | 2772721.6017 | 1205955.2281
123 | 2772703.5034 | 1205944.7219
124 | 2772691.1978 | 1205934.6547
125 | 2772813.3907 | 1206021.2092
126 | 2772815.3369 | 1206033.9075
127 | 2772705.0781 | 1205931.6142
128 | 2772908.1287 | 1206213.8673
129 | 2772905.9409 | 1206318.9755
130 | 2772914.9848 | 1206318.5284
131 | 2772905.0236 | 1206319.0209
132 | 2772919.7674 | 1206318.2919
133 | 2772903.2402 | 1206319.109
134 | 2772929.387 | 1206317.8163
135 | 2772887.5091 | 1206319.8868
136 | 2772941.6742 | 1206313.8409
137 | 2772882.3346 | 1206320.1426
138 | 2773024.493 | 1206260.8833
139 | 2773033.5307 | 1206230.4918
140 | 2773038.5603 | 1206213.5787
141 | 2773553.6273 | 1206040.3263
142 | 2773513.4799 | 1205987.1194
143 | 2773755.6395 | 1205869.9476
144 | 2772578.0272 | 1205712.9925

## line_std_types
| c_nf_per_km | r_ohm_per_km | x_ohm_per_km | max_i_ka | type | q_mm2 | alpha | voltage_rating
NAYY 4x50 SE | 210 | 0.642 | 0.083 | 0.142 | cs | 50 | 0.00403 | LV
NAYY 4x120 SE | 264 | 0.225 | 0.08 | 0.242 | cs | 120 | 0.00403 | LV
NAYY 4x150 SE | 261 | 0.208 | 0.08 | 0.27 | cs | 150 | 0.00403 | LV
NA2XS2Y 1x95 RM/25 12/20 kV | 216 | 0.313 | 0.132 | 0.252 | cs | 95 | 0.00403 | MV
NA2XS2Y 1x185 RM/25 12/20 kV | 273 | 0.161 | 0.117 | 0.362 | cs | 185 | 0.00403 | MV
NA2XS2Y 1x240 RM/25 12/20 kV | 304 | 0.122 | 0.112 | 0.421 | cs | 240 | 0.00403 | MV
NA2XS2Y 1x95 RM/25 6/10 kV | 315 | 0.313 | 0.123 | 0.249 | cs | 95 | 0.00403 | MV
NA2XS2Y 1x185 RM/25 6/10 kV | 406 | 0.161 | 0.11 | 0.358 | cs | 185 | 0.00403 | MV
NA2XS2Y 1x240 RM/25 6/10 kV | 456 | 0.122 | 0.105 | 0.416 | cs | 240 | 0.00403 | MV
NA2XS2Y 1x150 RM/25 12/20 kV | 250 | 0.206 | 0.116 | 0.319 | cs | 150 | 0.00403 | MV
NA2XS2Y 1x120 RM/25 12/20 kV | 230 | 0.253 | 0.119 | 0.283 | cs | 120 | 0.00403 | MV
NA2XS2Y 1x70 RM/25 12/20 kV | 190 | 0.443 | 0.132 | 0.22 | cs | 70 | 0.00403 | MV
NA2XS2Y 1x150 RM/25 6/10 kV | 360 | 0.206 | 0.11 | 0.315 | cs | 150 | 0.00403 | MV
NA2XS2Y 1x120 RM/25 6/10 kV | 340 | 0.253 | 0.113 | 0.28 | cs | 120 | 0.00403 | MV
NA2XS2Y 1x70 RM/25 6/10 kV | 280 | 0.443 | 0.123 | 0.217 | cs | 70 | 0.00403 | MV
N2XS(FL)2Y 1x120 RM/35 64/110 kV | 112 | 0.153 | 0.166 | 0.366 | cs | 120 | 0.00393 | HV
N2XS(FL)2Y 1x185 RM/35 64/110 kV | 125 | 0.099 | 0.156 | 0.457 | cs | 185 | 0.00393 | HV
N2XS(FL)2Y 1x240 RM/35 64/110 kV | 135 | 0.075 | 0.149 | 0.526 | cs | 240 | 0.00393 | HV
N2XS(FL)2Y 1x300 RM/35 64/110 kV | 144 | 0.06 | 0.144 | 0.588 | cs | 300 | 0.00393 | HV
15-AL1/3-ST1A 0.4 | 11 | 1.8769 | 0.35 | 0.105 | ol | 16 | 0.00403 | LV
24-AL1/4-ST1A 0.4 | 11.25 | 1.2012 | 0.335 | 0.14 | ol | 24 | 0.00403 | LV
48-AL1/8-ST1A 0.4 | 12.2 | 0.5939 | 0.3 | 0.21 | ol | 48 | 0.00403 | LV
94-AL1/15-ST1A 0.4 | 13.2 | 0.306 | 0.29 | 0.35 | ol | 94 | 0.00403 | LV
34-AL1/6-ST1A 10.0 | 9.7 | 0.8342 | 0.36 | 0.17 | ol | 34 | 0.00403 | MV
48-AL1/8-ST1A 10.0 | 10.1 | 0.5939 | 0.35 | 0.21 | ol | 48 | 0.00403 | MV
70-AL1/11-ST1A 10.0 | 10.4 | 0.4132 | 0.339 | 0.29 | ol | 70 | 0.00403 | MV
94-AL1/15-ST1A 10.0 | 10.75 | 0.306 | 0.33 | 0.35 | ol | 94 | 0.00403 | MV
122-AL1/20-ST1A 10.0 | 11.1 | 0.2376 | 0.323 | 0.41 | ol | 122 | 0.00403 | MV
149-AL1/24-ST1A 10.0 | 11.25 | 0.194 | 0.315 | 0.47 | ol | 149 | 0.00403 | MV
34-AL1/6-ST1A 20.0 | 9.15 | 0.8342 | 0.382 | 0.17 | ol | 34 | 0.00403 | MV
48-AL1/8-ST1A 20.0 | 9.5 | 0.5939 | 0.372 | 0.21 | ol | 48 | 0.00403 | MV
70-AL1/11-ST1A 20.0 | 9.7 | 0.4132 | 0.36 | 0.29 | ol | 70 | 0.00403 | MV
94-AL1/15-ST1A 20.0 | 10 | 0.306 | 0.35 | 0.35 | ol | 94 | 0.00403 | MV
122-AL1/20-ST1A 20.0 | 10.3 | 0.2376 | 0.344 | 0.41 | ol | 122 | 0.00403 | MV
149-AL1/24-ST1A 20.0 | 10.5 | 0.194 | 0.337 | 0.47 | ol | 149 | 0.00403 | MV
184-AL1/30-ST1A 20.0 | 10.75 | 0.1571 | 0.33 | 0.535 | ol | 184 | 0.00403 | MV
243-AL1/39-ST1A 20.0 | 11 | 0.1188 | 0.32 | 0.645 | ol | 243 | 0.00403 | MV
48-AL1/8-ST1A 110.0 | 8 | 0.5939 | 0.46 | 0.21 | ol | 48 | 0.00403 | HV
70-AL1/11-ST1A 110.0 | 8.4 | 0.4132 | 0.45 | 0.29 | ol | 70 | 0.00403 | HV
94-AL1/15-ST1A 110.0 | 8.65 | 0.306 | 0.44 | 0.35 | ol | 94 | 0.00403 | HV
122-AL1/20-ST1A 110.0 | 8.5 | 0.2376 | 0.43 | 0.41 | ol | 122 | 0.00403 | HV
149-AL1/24-ST1A 110.0 | 8.75 | 0.194 | 0.41 | 0.47 | ol | 149 | 0.00403 | HV
184-AL1/30-ST1A 110.0 | 8.8 | 0.1571 | 0.4 | 0.535 | ol | 184 | 0.00403 | HV
243-AL1/39-ST1A 110.0 | 9 | 0.1188 | 0.39 | 0.645 | ol | 243 | 0.00403 | HV
305-AL1/39-ST1A 110.0 | 9.2 | 0.0949 | 0.38 | 0.74 | ol | 305 | 0.00403 | HV
490-AL1/64-ST1A 110.0 | 9.75 | 0.059 | 0.37 | 0.96 | ol | 490 | 0.00403 | HV
679-AL1/86-ST1A 110.0 | 9.95 | 0.042 | 0.36 | 1.15 | ol | 679 | 0.00403 | HV
490-AL1/64-ST1A 220.0 | 10 | 0.059 | 0.285 | 0.96 | ol | 490 | 0.00403 | HV
679-AL1/86-ST1A 220.0 | 11.7 | 0.042 | 0.275 | 1.15 | ol | 679 | 0.00403 | HV
490-AL1/64-ST1A 380.0 | 11 | 0.059 | 0.253 | 0.96 | ol | 490 | 0.00403 | HV
679-AL1/86-ST1A 380.0 | 14.6 | 0.042 | 0.25 | 1.15 | ol | 679 | 0.00403 | HV

## trafo_std_types
| i0_percent | pfe_kw | vkr_percent | sn_mva | vn_lv_kv | vn_hv_kv | vk_percent | shift_degree | vector_group | tap_side | tap_neutral | tap_min | tap_max | tap_step_degree | tap_step_percent | tap_phase_shifter
160 MVA 380/110 kV | 0.06 | 60 | 0.25 | 160 | 110 | 380 | 12.2 | 0 | Yy0 | hv | 0 | -9 | 9 | 0 | 1.5 | FALSE
100 MVA 220/110 kV | 0.06 | 55 | 0.26 | 100 | 110 | 220 | 12 | 0 | Yy0 | hv | 0 | -9 | 9 | 0 | 1.5 | FALSE
63 MVA 110/20 kV | 0.04 | 22 | 0.32 | 63 | 20 | 110 | 18 | 150 | YNd5 | hv | 0 | -9 | 9 | 0 | 1.5 | FALSE
40 MVA 110/20 kV | 0.05 | 18 | 0.34 | 40 | 20 | 110 | 16.2 | 150 | YNd5 | hv | 0 | -9 | 9 | 0 | 1.5 | FALSE
25 MVA 110/20 kV | 0.07 | 14 | 0.41 | 25 | 20 | 110 | 12 | 150 | YNd5 | hv | 0 | -9 | 9 | 0 | 1.5 | FALSE
63 MVA 110/10 kV | 0.04 | 22 | 0.32 | 63 | 10 | 110 | 18 | 150 | YNd5 | hv | 0 | -9 | 9 | 0 | 1.5 | FALSE
40 MVA 110/10 kV | 0.05 | 18 | 0.34 | 40 | 10 | 110 | 16.2 | 150 | YNd5 | hv | 0 | -9 | 9 | 0 | 1.5 | FALSE
25 MVA 110/10 kV | 0.07 | 14 | 0.41 | 25 | 10 | 110 | 12 | 150 | YNd5 | hv | 0 | -9 | 9 | 0 | 1.5 | FALSE
0.25 MVA 20/0.4 kV | 0.32 | 0.8 | 1.44 | 0.25 | 0.4 | 20 | 6 | 150 | Yzn5 | hv | 0 | -2 | 2 | 0 | 2.5 | FALSE
0.4 MVA 20/0.4 kV | 0.3375 | 1.35 | 1.425 | 0.4 | 0.4 | 20 | 6 | 150 | Dyn5 | hv | 0 | -2 | 2 | 0 | 2.5 | FALSE
0.63 MVA 20/0.4 kV | 0.2619 | 1.65 | 1.206 | 0.63 | 0.4 | 20 | 6 | 150 | Dyn5 | hv | 0 | -2 | 2 | 0 | 2.5 | FALSE
0.25 MVA 10/0.4 kV | 0.24 | 0.6 | 1.2 | 0.25 | 0.4 | 10 | 4 | 150 | Dyn5 | hv | 0 | -2 | 2 | 0 | 2.5 | FALSE
0.4 MVA 10/0.4 kV | 0.2375 | 0.95 | 1.325 | 0.4 | 0.4 | 10 | 4 | 150 | Dyn5 | hv | 0 | -2 | 2 | 0 | 2.5 | FALSE
0.63 MVA 10/0.4 kV | 0.1873 | 1.18 | 1.0794 | 0.63 | 0.4 | 10 | 4 | 150 | Dyn5 | hv | 0 | -2 | 2 | 0 | 2.5 | FALSE

## trafo3w_std_types
| sn_hv_mva | sn_mv_mva | sn_lv_mva | vn_hv_kv | vn_mv_kv | vn_lv_kv | vk_hv_percent | vk_mv_percent | vk_lv_percent | vkr_hv_percent | vkr_mv_percent | vkr_lv_percent | pfe_kw | i0_percent | shift_mv_degree | shift_lv_degree | vector_group | tap_side | tap_neutral | tap_min | tap_max | tap_step_percent
63/25/38 MVA 110/20/10 kV | 63 | 25 | 38 | 110 | 20 | 10 | 10.4 | 10.4 | 10.4 | 0.28 | 0.32 | 0.35 | 35 | 0.89 | 0 | 0 | YN0yn0yn0 | hv | 0 | -10 | 10 | 1.2
63/25/38 MVA 110/10/10 kV | 63 | 25 | 38 | 110 | 10 | 10 | 10.4 | 10.4 | 10.4 | 0.28 | 0.32 | 0.35 | 35 | 0.89 | 0 | 0 | YN0yn0yn0 | hv | 0 | -10 | 10 | 1.2

## fuse_std_types
| fuse_type | i_rated_a | t_avg | t_min | t_total | x_avg | x_min | x_total
HV 100A | HV 100A | 100 | 0 | [10.0, 3.64, 0.854, 0.281, 0.1, 0.0531, 0.022, 0.01] | [10.0, 4.267, 1.21, 0.403, 0.1, 0.058, 0.022, 0.01] | 0 | [300.0, 350.0, 450.0, 550.0, 700.0, 850.0, 1200.0, 1752.0] | [600.0, 700.0, 900.0, 1150.0, 1665.0, 2000.0, 3000.0, 4313.0]
HV 10A | HV 10A | 10 | 0 | [10.0, 1675.0, 0.344, 0.156, 0.1, 0.0417, 0.0171, 0.01] | [10.0, 1.3, 0.3, 0.155, 0.1, 0.0555, 0.023, 0.01] | 0 | [30.0, 32.0, 35.0, 37.0, 39.0, 50.0, 70.0, 88.0] | [60.0, 70.0, 80.0, 87.0, 94.0, 110.0, 150.0, 216.0]
HV 125A | HV 125A | 125 | 0 | [10.0, 1.82, 0.344, 0.1, 0.0467, 0.0269, 0.01] | [10.0, 2.478, 0.426, 0.1, 0.0427, 0.0211, 0.01] | 0 | [375.0, 500.0, 700.0, 925.0, 1200.0, 1500.0, 2341.0] | [750.0, 1000.0, 1500.0, 2200.0, 3000.0, 4000.0, 5765.0]
HV 160A | HV 160A | 160 | 0 | [10.0, 4.15, 1.03, 0.198, 0.1, 0.051, 0.0172, 0.01] | [10.0, 2.3, 0.734, 0.274, 0.1, 0.046, 0.0177, 0.01] | 0 | [480.0, 550.0, 700.0, 1000.0, 1260.0, 1600.0, 2500.0, 3227.0] | [960.0, 1300.0, 1700.0, 2200.0, 2996.0, 4000.0, 6000.0, 7946.0]
HV 16A | HV 16A | 16 | 0 | [10.0, 0.352, 0.164, 0.1, 0.0649, 0.0342, 0.01] | [10.0, 2.34, 0.722, 0.181, 0.1, 0.055, 0.0296, 0.01] | 0 | [48.0, 60.0, 65.0, 71.0, 80.0, 100.0, 162.0] | [96.0, 110.0, 125.0, 150.0, 168.0, 200.0, 250.0, 398.0]
HV 200A | HV 200A | 200 | 0 | [10.0, 4.267, 1.21, 0.403, 0.1, 0.058, 0.022, 0.01] | [10.0, 3.73, 1.654, 0.328, 0.1, 0.0531, 0.019, 0.01] | 0 | [600.0, 700.0, 900.0, 1150.0, 1665.0, 2000.0, 3000.0, 4313.0] | [1200.0, 1500.0, 1800.0, 2700.0, 3960.0, 5000.0, 7500.0, 10620.0]
HV 20A | HV 20A | 20 | 0 | [10.0, 1.3, 0.3, 0.155, 0.1, 0.0555, 0.023, 0.01] | [10.0, 1.3, 0.161, 0.1, 0.0611, 0.0399, 0.0141, 0.01] | 0 | [60.0, 70.0, 80.0, 87.0, 94.0, 110.0, 150.0, 216.0] | [120.0, 150.0, 200.0, 223.0, 260.0, 300.0, 450.0, 532.0]
HV 25A | HV 25A | 25 | 0 | [10.0, 2.512, 0.833, 0.299, 0.1, 0.0372, 0.0223, 0.01] | [10.0, 3.125, 0.597, 0.198, 0.1, 0.0378, 0.022, 0.01] | 0 | [75.0, 82.0, 90.0, 100.0, 124.0, 170.0, 200.0, 289.0] | [150.0, 170.0, 210.0, 250.0, 294.0, 400.0, 500.0, 711.0]
HV 31.5A | HV 31.5A | 31.5 | 0 | [10.0, 2.34, 0.722, 0.181, 0.1, 0.055, 0.0296, 0.01] | [10.0, 2.84, 0.368, 0.164, 0.1, 0.0621, 0.0378, 0.0195, 0.01] | 0 | [95.0, 110.0, 125.0, 150.0, 165.0, 200.0, 250.0, 390.0] | [189.0, 220.0, 300.0, 350.0, 393.0, 450.0, 530.0, 700.0, 960.0]
HV 40A | HV 40A | 40 | 0 | [10.0, 1.3, 0.161, 0.1, 0.0611, 0.0399, 0.0141, 0.01] | [10.0, 2.05, 0.369, 0.198, 0.1, 0.051, 0.0298, 0.01] | 0 | [120.0, 150.0, 200.0, 223.0, 260.0, 300.0, 450.0, 532.0] | [240.0, 300.0, 400.0, 450.0, 530.0, 650.0, 800.0, 1311.0]
HV 50A | HV 50A | 50 | 0 | [10.0, 3.215, 0.597, 0.198, 0.1, 0.0378, 0.022, 0.01] | [10.0, 3.64, 0.854, 0.281, 0.1, 0.0531, 0.022, 0.01] | 0 | [150.0, 170.0, 210.0, 250.0, 294.0, 400.0, 500.0, 711.0] | [300.0, 350.0, 450.0, 550.0, 700.0, 850.0, 1200.0, 1752.0]
HV 6.3A | HV 6.3A | 6.3 | 0 | [10.0, 1.39, 0.344, 0.168, 0.1, 0.056, 0.0263, 0.01] | [10.0, 1.711, 0.516, 0.198, 0.1, 0.0634, 0.0303, 0.01] | 0 | [19.0, 19.5, 20.4, 20.8, 22.0, 25.0, 32.0, 48.0] | [38.0, 40.0, 43.0, 48.0, 53.0, 60.0, 75.0, 118.0]
HV 63A | HV 63A | 63 | 0 | [10.0, 2.84, 0.368, 0.164, 0.1, 0.0621, 0.0378, 0.0195, 0.01] | [10.0, 1.82, 0.344, 0.1, 0.0467, 0.0269, 0.01] | 0 | [189.0, 220.0, 300.0, 350.0, 393.0, 450.0, 530.0, 700.0, 961.0] | [378.0, 500.0, 700.0, 934.0, 1200.0, 1500.0, 2366.0]
HV 80A | HV 80A | 80 | 0 | [10.0, 2.05, 0.369, 0.198, 0.1, 0.051, 0.0298, 0.01] | [10.0, 4.15, 1.03, 0.198, 0.1, 0.051, 0.0172, 0.01] | 0 | [240.0, 300.0, 400.0, 450.0, 530.0, 650.0, 800.0, 1311.0] | [480.0, 550.0, 700.0, 1000.0, 1260.0, 1600.0, 2500.0, 3227.0]
Siemens NH-1-100 | Siemens NH-1-100 | 100 | [5400.0, 2000.0, 400.0, 20.0, 1.0, 0.2, 0.012, 0.004] | 0 | 0 | [150.0, 190.0, 250.0, 430.0, 900.0, 1250.0, 2700.0, 3600.0] | 0 | 0
Siemens NH-1-125 | Siemens NH-1-125 | 125 | [4800.0, 120.0, 7.0, 0.1, 0.004] | 0 | 0 | [180.0, 400.0, 740.0, 2000.0, 4250.0] | 0 | 0
Siemens NH-1-16 | Siemens NH-1-16 | 16 | [4000.0, 400.0, 2.0, 0.1, 0.04, 0.01] | 0 | 0 | [26.0, 35.0, 75.0, 150.0, 200.0, 300.0] | 0 | 0
Siemens NH-1-160 | Siemens NH-1-160 | 160 | [4800.0, 120.0, 7.0, 0.1, 0.004] | 0 | 0 | [210.0, 500.0, 900.0, 2300.0, 5000.0] | 0 | 0
Siemens NH-1-25 | Siemens NH-1-25 | 25 | [4000.0, 1000.0, 10.0, 0.2, 0.02, 0.01] | 0 | 0 | [40.0, 50.0, 100.0, 210.0, 400.0, 500.0] | 0 | 0
Siemens NH-1-50 | Siemens NH-1-50 | 50 | [4000.0, 40.0, 4.0, 1.0, 0.02, 0.01] | 0 | 0 | [86.0, 200.0, 300.0, 400.0, 1000.0, 1280.0] | 0 | 0
Siemens NH-1-63 | Siemens NH-1-63 | 63 | [4000.0, 100.0, 10.0, 2.0, 0.04, 0.01] | 0 | 0 | [100.0, 200.0, 300.0, 400.0, 1000.0, 1500.0] | 0 | 0
Siemens NH-1-80 | Siemens NH-1-80 | 80 | [4800.0, 120.0, 7.0, 0.1, 0.01] | 0 | 0 | [150.58, 250.0, 450.0, 1150.0, 2470.0] | 0 | 0
Siemens NH-2-1000 | Siemens NH-2-1000 | 1000 | [4800.0, 120.0, 7.0, 0.1, 0.004] | 0 | 0 | [1900.0, 3500.0, 8400.0, 24000.0, 52000.0] | 0 | 0
Siemens NH-2-200 | Siemens NH-2-200 | 200 | [4800.0, 120.0, 7.0, 0.1, 0.004] | 0 | 0 | [280.0, 650.0, 1200.0, 3000.0, 7000.0] | 0 | 0
Siemens NH-2-224 | Siemens NH-2-224 | 224 | [4800.0, 120.0, 7.0, 0.2, 0.04, 0.004] | 0 | 0 | [400.0, 750.0, 1453.0, 3025.0, 4315.0, 7600.0] | 0 | 0
Siemens NH-2-250 | Siemens NH-2-250 | 250 | [4800.0, 120.0, 7.0, 0.1, 0.004] | 0 | 0 | [450.0, 800.0, 1650.0, 4000.0, 8500.0] | 0 | 0
Siemens NH-2-315 | Siemens NH-2-315 | 315 | [4800.0, 120.0, 7.0, 0.1, 0.004] | 0 | 0 | [550.0, 920.0, 1900.0, 5000.0, 11000.0] | 0 | 0
Siemens NH-2-355 | Siemens NH-2-355 | 355 | [4800.0, 120.0, 6.0, 0.1, 0.004] | 0 | 0 | [650.0, 1116.27, 2350.0, 5840.0, 12790.0] | 0 | 0
Siemens NH-2-400 | Siemens NH-2-400 | 400 | [4800.0, 120.0, 7.0, 0.1, 0.004] | 0 | 0 | [720.0, 1350.0, 2800.0, 6500.0, 15000.0] | 0 | 0
Siemens NH-2-425 | Siemens NH-2-425 | 425 | [4800.0, 120.0, 7.0, 0.1, 0.004] | 0 | 0 | [850.0, 1500.0, 3050.0, 7500.0, 16500.0] | 0 | 0
Siemens NH-2-630 | Siemens NH-2-630 | 630 | [4800.0, 120.0, 7.0, 0.1, 0.004] | 0 | 0 | [1200.0, 2000.0, 4800.0, 12000.0, 26000.0] | 0 | 0

## dtypes
| element | column | dtype
0 | bus | name | object
1 | bus | vn_kv | float64
2 | bus | type | object
3 | bus | zone | object
4 | bus | in_service | bool
5 | load | name | object
6 | load | bus | uint32
7 | load | p_mw | float64
8 | load | q_mvar | float64
9 | load | const_z_percent | float64
10 | load | const_i_percent | float64
11 | load | sn_mva | float64
12 | load | scaling | float64
13 | load | in_service | bool
14 | load | type | object
15 | ext_grid | name | object
16 | ext_grid | bus | uint32
17 | ext_grid | vm_pu | float64
18 | ext_grid | va_degree | float64
19 | ext_grid | slack_weight | float64
20 | ext_grid | in_service | bool
21 | line | name | object
22 | line | std_type | object
23 | line | from_bus | uint32
24 | line | to_bus | uint32
25 | line | length_km | float64
26 | line | r_ohm_per_km | float64
27 | line | x_ohm_per_km | float64
28 | line | c_nf_per_km | float64
29 | line | g_us_per_km | float64
30 | line | max_i_ka | float64
31 | line | df | float64
32 | line | parallel | uint32
33 | line | type | object
34 | line | in_service | bool
35 | trafo | name | object
36 | trafo | std_type | object
37 | trafo | hv_bus | uint32
38 | trafo | lv_bus | uint32
39 | trafo | sn_mva | float64
40 | trafo | vn_hv_kv | float64
41 | trafo | vn_lv_kv | float64
42 | trafo | vk_percent | float64
43 | trafo | vkr_percent | float64
44 | trafo | pfe_kw | float64
45 | trafo | i0_percent | float64
46 | trafo | shift_degree | float64
47 | trafo | tap_side | object
48 | trafo | tap_neutral | int32
49 | trafo | tap_min | int32
50 | trafo | tap_max | int32
51 | trafo | tap_step_percent | float64
52 | trafo | tap_step_degree | float64
53 | trafo | tap_pos | int32
54 | trafo | tap_phase_shifter | bool
55 | trafo | parallel | uint32
56 | trafo | df | float64
57 | trafo | in_service | bool
58 | line_geodata | coords | object
59 | bus_geodata | x | float64
60 | bus_geodata | y | float64
61 | bus_geodata | coords | object

## parameters
| version | format_version | converged | OPF_converged | name | f_hz | sn_mva
0 | 2.14.6 | 2.14.0 | FALSE | FALSE |  | 50 | 1