## bus
| name | vn_kv | type | zone | in_service
0 | bus_LV_3981-2_0_4_node_0 | 0.4 | n |  | TRUE
1 | bus_LV_3981-2_0_4_node_1 | 0.4 | n |  | TRUE
2 | bus_LV_3981-2_0_4_node_2 | 0.4 | n |  | TRUE
3 | bus_LV_3981-2_0_4_node_3 | 0.4 | n |  | TRUE
4 | bus_LV_3981-2_0_4_node_169 | 0.4 | n |  | TRUE
5 | bus_LV_3981-2_0_4_node_4 | 0.4 | n |  | TRUE
6 | bus_LV_3981-2_0_4_node_168 | 0.4 | n |  | TRUE
7 | bus_LV_3981-2_0_4_node_7 | 0.4 | n |  | TRUE
8 | bus_LV_3981-2_0_4_node_8 | 0.4 | n |  | TRUE
9 | bus_LV_3981-2_0_4_node_9 | 0.4 | n |  | TRUE
10 | bus_LV_3981-2_0_4_node_5 | 0.4 | n |  | TRUE
11 | bus_LV_3981-2_0_4_node_6 | 0.4 | n |  | TRUE
12 | bus_LV_3981-2_0_4_node_159 | 0.4 | n |  | TRUE
13 | bus_LV_3981-2_0_4_node_160 | 0.4 | n |  | TRUE
14 | bus_LV_3981-2_0_4_node_161 | 0.4 | n |  | TRUE
15 | bus_LV_3981-2_0_4_node_10 | 0.4 | n |  | TRUE
16 | bus_LV_3981-2_0_4_node_12 | 0.4 | n |  | TRUE
17 | bus_LV_3981-2_0_4_node_154 | 0.4 | n |  | TRUE
18 | bus_LV_3981-2_0_4_node_11 | 0.4 | n |  | TRUE
19 | bus_LV_3981-2_0_4_node_151 | 0.4 | n |  | TRUE
20 | bus_LV_3981-2_0_4_node_13 | 0.4 | n |  | TRUE
21 | bus_LV_3981-2_0_4_node_142 | 0.4 | n |  | TRUE
22 | bus_LV_3981-2_0_4_node_150 | 0.4 | n |  | TRUE
23 | bus_LV_3981-2_0_4_node_155 | 0.4 | n |  | TRUE
24 | bus_LV_3981-2_0_4_node_149 | 0.4 | n |  | TRUE
25 | bus_LV_3981-2_0_4_node_14 | 0.4 | n |  | TRUE
26 | bus_LV_3981-2_0_4_node_15 | 0.4 | n |  | TRUE
27 | bus_LV_3981-2_0_4_node_16 | 0.4 | n |  | TRUE
28 | bus_LV_3981-2_0_4_node_17 | 0.4 | n |  | TRUE
29 | bus_LV_3981-2_0_4_node_26 | 0.4 | n |  | TRUE
30 | bus_LV_3981-2_0_4_node_27 | 0.4 | n |  | TRUE
31 | bus_LV_3981-2_0_4_node_18 | 0.4 | n |  | TRUE
32 | bus_LV_3981-2_0_4_node_19 | 0.4 | n |  | TRUE
33 | bus_LV_3981-2_0_4_node_20 | 0.4 | n |  | TRUE
34 | bus_LV_3981-2_0_4_node_21 | 0.4 | n |  | TRUE
35 | bus_LV_3981-2_0_4_node_22 | 0.4 | n |  | TRUE
36 | bus_LV_3981-2_0_4_node_23 | 0.4 | n |  | TRUE
37 | bus_LV_3981-2_0_4_node_24 | 0.4 | n |  | TRUE
38 | bus_LV_3981-2_0_4_node_25 | 0.4 | n |  | TRUE
39 | bus_LV_3981-2_0_4_node_28 | 0.4 | n |  | TRUE
40 | bus_LV_3981-2_0_4_node_32 | 0.4 | n |  | TRUE
41 | bus_LV_3981-2_0_4_node_29 | 0.4 | n |  | TRUE
42 | bus_LV_3981-2_0_4_node_30 | 0.4 | n |  | TRUE
43 | bus_LV_3981-2_0_4_node_31 | 0.4 | n |  | TRUE
44 | bus_LV_3981-2_0_4_node_33 | 0.4 | n |  | TRUE
45 | bus_LV_3981-2_0_4_node_34 | 0.4 | n |  | TRUE
46 | bus_LV_3981-2_0_4_node_35 | 0.4 | n |  | TRUE
47 | bus_LV_3981-2_0_4_node_36 | 0.4 | n |  | TRUE
48 | bus_LV_3981-2_0_4_node_37 | 0.4 | n |  | TRUE
49 | bus_LV_3981-2_0_4_node_47 | 0.4 | n |  | TRUE
50 | bus_LV_3981-2_0_4_node_45 | 0.4 | n |  | TRUE
51 | bus_LV_3981-2_0_4_node_46 | 0.4 | n |  | TRUE
52 | bus_LV_3981-2_0_4_node_48 | 0.4 | n |  | TRUE
53 | bus_LV_3981-2_0_4_node_49 | 0.4 | n |  | TRUE
54 | bus_LV_3981-2_0_4_node_50 | 0.4 | n |  | TRUE
55 | bus_LV_3981-2_0_4_node_68 | 0.4 | n |  | TRUE
56 | bus_LV_3981-2_0_4_node_55 | 0.4 | n |  | TRUE
57 | bus_LV_3981-2_0_4_node_59 | 0.4 | n |  | TRUE
58 | bus_LV_3981-2_0_4_node_53 | 0.4 | n |  | TRUE
59 | bus_LV_3981-2_0_4_node_60 | 0.4 | n |  | TRUE
60 | bus_LV_3981-2_0_4_node_51 | 0.4 | n |  | TRUE
61 | bus_LV_3981-2_0_4_node_52 | 0.4 | n |  | TRUE
62 | bus_LV_3981-2_0_4_node_54 | 0.4 | n |  | TRUE
63 | bus_LV_3981-2_0_4_node_56 | 0.4 | n |  | TRUE
64 | bus_LV_3981-2_0_4_node_57 | 0.4 | n |  | TRUE
65 | bus_LV_3981-2_0_4_node_86 | 0.4 | n |  | TRUE
66 | bus_LV_3981-2_0_4_node_88 | 0.4 | n |  | TRUE
67 | bus_LV_3981-2_0_4_node_87 | 0.4 | n |  | TRUE
68 | bus_LV_3981-2_0_4_node_89 | 0.4 | n |  | TRUE
69 | bus_LV_3981-2_0_4_node_148 | 0.4 | n |  | TRUE
70 | bus_LV_3981-2_0_4_node_90 | 0.4 | n |  | TRUE
71 | bus_LV_3981-2_0_4_node_146 | 0.4 | n |  | TRUE
72 | bus_LV_3981-2_0_4_node_141 | 0.4 | n |  | TRUE
73 | bus_LV_3981-2_0_4_node_133 | 0.4 | n |  | TRUE
74 | bus_LV_3981-2_0_4_node_143 | 0.4 | n |  | TRUE
75 | bus_LV_3981-2_0_4_node_131 | 0.4 | n |  | TRUE
76 | bus_LV_3981-2_0_4_node_99 | 0.4 | n |  | TRUE
77 | bus_LV_3981-2_0_4_node_100 | 0.4 | n |  | TRUE
78 | bus_LV_3981-2_0_4_node_101 | 0.4 | n |  | TRUE
79 | bus_LV_3981-2_0_4_node_102 | 0.4 | n |  | TRUE
80 | bus_LV_3981-2_0_4_node_120 | 0.4 | n |  | TRUE
81 | bus_LV_3981-2_0_4_node_123 | 0.4 | n |  | TRUE
82 | bus_LV_3981-2_0_4_node_124 | 0.4 | n |  | TRUE
83 | bus_LV_3981-2_0_4_node_121 | 0.4 | n |  | TRUE
84 | bus_LV_3981-2_0_4_node_119 | 0.4 | n |  | TRUE
85 | bus_LV_3981-2_0_4_node_122 | 0.4 | n |  | TRUE
86 | bus_LV_3981-2_0_4_node_125 | 0.4 | n |  | TRUE
87 | bus_LV_3981-2_0_4_node_127 | 0.4 | n |  | TRUE
88 | bus_LV_3981-2_0_4_node_128 | 0.4 | n |  | TRUE
89 | bus_LV_3981-2_0_4_node_126 | 0.4 | n |  | TRUE
90 | bus_LV_3981-2_0_4_node_135 | 0.4 | n |  | TRUE
91 | bus_LV_3981-2_0_4_node_166 | 0.4 | n |  | TRUE
92 | bus_LV_3981-2_0_4_node_134 | 0.4 | n |  | TRUE
93 | bus_LV_3981-2_0_4_node_129 | 0.4 | n |  | TRUE
94 | bus_LV_3981-2_0_4_node_130 | 0.4 | n |  | TRUE
95 | bus_LV_3981-2_0_4_node_132 | 0.4 | n |  | TRUE
96 | bus_LV_3981-2_0_4_node_137 | 0.4 | n |  | TRUE
97 | bus_LV_3981-2_0_4_node_140 | 0.4 | n |  | TRUE
98 | bus_LV_3981-2_0_4_node_136 | 0.4 | n |  | TRUE
99 | bus_LV_3981-2_0_4_node_138 | 0.4 | n |  | TRUE
100 | bus_LV_3981-2_0_4_node_139 | 0.4 | n |  | TRUE
101 | bus_LV_3981-2_0_4_node_256 | 0.4 | n |  | TRUE
102 | bus_LV_3981-2_0_4_node_255 | 0.4 | n |  | TRUE
103 | bus_LV_3981-2_0_4_node_259 | 0.4 | n |  | TRUE
104 | bus_LV_3981-2_0_4_node_257 | 0.4 | n |  | TRUE
105 | bus_LV_3981-2_0_4_node_254 | 0.4 | n |  | TRUE
106 | bus_LV_3981-2_0_4_node_258 | 0.4 | n |  | TRUE
107 | bus_LV_3981-2_0_4_node_156 | 0.4 | n |  | TRUE
108 | bus_LV_3981-2_0_4_node_152 | 0.4 | n |  | TRUE
109 | bus_LV_3981-2_0_4_node_153 | 0.4 | n |  | TRUE
110 | bus_LV_3981-2_0_4_node_144 | 0.4 | n |  | TRUE
111 | bus_LV_3981-2_0_4_node_145 | 0.4 | n |  | TRUE
112 | bus_LV_3981-2_0_4_node_147 | 0.4 | n |  | TRUE
113 | bus_LV_3981-2_0_4_node_157 | 0.4 | n |  | TRUE
114 | bus_LV_3981-2_0_4_node_158 | 0.4 | n |  | TRUE
115 | bus_LV_3981-2_0_4_node_162 | 0.4 | n |  | TRUE
116 | bus_LV_3981-2_0_4_node_163 | 0.4 | n |  | TRUE
117 | bus_LV_3981-2_0_4_node_164 | 0.4 | n |  | TRUE
118 | bus_LV_3981-2_0_4_node_165 | 0.4 | n |  | TRUE
119 | bus_LV_3981-2_0_4_node_261 | 0.4 | n |  | TRUE
120 | bus_LV_3981-2_0_4_node_260 | 0.4 | n |  | TRUE
121 | bus_LV_3981-2_0_4_node_170 | 0.4 | n |  | TRUE
122 | bus_LV_3981-2_0_4_node_172 | 0.4 | n |  | TRUE
123 | bus_LV_3981-2_0_4_node_171 | 0.4 | n |  | TRUE
124 | bus_LV_3981-2_0_4_node_173 | 0.4 | n |  | TRUE
125 | bus_LV_3981-2_0_4_node_174 | 0.4 | n |  | TRUE
126 | bus_LV_3981-2_0_4_node_175 | 0.4 | n |  | TRUE
127 | bus_LV_3981-2_0_4_node_269 | 0.4 | n |  | TRUE
128 | bus_LV_3981-2_0_4_node_267 | 0.4 | n |  | TRUE
129 | bus_LV_3981-2_0_4_node_270 | 0.4 | n |  | TRUE
130 | bus_LV_3981-2_0_4_node_265 | 0.4 | n |  | TRUE
131 | bus_LV_3981-2_0_4_node_224 | 0.4 | n |  | TRUE
132 | bus_LV_3981-2_0_4_node_225 | 0.4 | n |  | TRUE
133 | bus_LV_3981-2_0_4_node_226 | 0.4 | n |  | TRUE
134 | bus_LV_3981-2_0_4_node_227 | 0.4 | n |  | TRUE
135 | bus_LV_3981-2_0_4_node_228 | 0.4 | n |  | TRUE
136 | bus_LV_3981-2_0_4_node_229 | 0.4 | n |  | TRUE
137 | bus_LV_3981-2_0_4_node_230 | 0.4 | n |  | TRUE
138 | bus_LV_3981-2_0_4_node_231 | 0.4 | n |  | TRUE
139 | bus_LV_3981-2_0_4_node_232 | 0.4 | n |  | TRUE
140 | bus_LV_3981-2_0_4_node_233 | 0.4 | n |  | TRUE
141 | bus_LV_3981-2_0_4_node_234 | 0.4 | n |  | TRUE
142 | bus_LV_3981-2_0_4_node_235 | 0.4 | n |  | TRUE
143 | bus_LV_3981-2_0_4_node_236 | 0.4 | n |  | TRUE
144 | bus_LV_3981-2_0_4_node_237 | 0.4 | n |  | TRUE
145 | bus_LV_3981-2_0_4_node_242 | 0.4 | n |  | TRUE
146 | bus_LV_3981-2_0_4_node_238 | 0.4 | n |  | TRUE
147 | bus_LV_3981-2_0_4_node_243 | 0.4 | n |  | TRUE
148 | bus_LV_3981-2_0_4_node_239 | 0.4 | n |  | TRUE
149 | bus_LV_3981-2_0_4_node_240 | 0.4 | n |  | TRUE
150 | bus_LV_3981-2_0_4_node_241 | 0.4 | n |  | TRUE
151 | bus_LV_3981-2_0_4_node_273 | 0.4 | n |  | TRUE
152 | bus_LV_3981-2_0_4_node_272 | 0.4 | n |  | TRUE
153 | bus_LV_3981-2_0_4_node_271 | 0.4 | n |  | TRUE
154 | bus_LV_3981-2_0_4_node_244 | 0.4 | n |  | TRUE
155 | bus_LV_3981-2_0_4_node_245 | 0.4 | n |  | TRUE
156 | bus_LV_3981-2_0_4_node_252 | 0.4 | n |  | TRUE
157 | bus_LV_3981-2_0_4_node_253 | 0.4 | n |  | TRUE
158 | bus_LV_3981-2_0_4_node_246 | 0.4 | n |  | TRUE
159 | bus_LV_3981-2_0_4_node_247 | 0.4 | n |  | TRUE
160 | bus_LV_3981-2_0_4_node_248 | 0.4 | n |  | TRUE
161 | bus_LV_3981-2_0_4_node_249 | 0.4 | n |  | TRUE
162 | bus_LV_3981-2_0_4_node_250 | 0.4 | n |  | TRUE
163 | bus_LV_3981-2_0_4_node_251 | 0.4 | n |  | TRUE
164 | bus_LV_3981-2_0_4_node_262 | 0.4 | n |  | TRUE
165 | bus_LV_3981-2_0_4_node_263 | 0.4 | n |  | TRUE
166 | bus_LV_3981-2_0_4_node_264 | 0.4 | n |  | TRUE
167 | bus_LV_3981-2_0_4_node_266 | 0.4 | n |  | TRUE
168 | bus_LV_3981-2_0_4_node_268 | 0.4 | n |  | TRUE
169 | bus_MV_179_0_node_26 | 20 | n |  | TRUE

## load
| name | bus | p_mw | q_mvar | const_z_percent | const_i_percent | sn_mva | scaling | in_service | type
0 | LV_3981-2_0_4_load_0 | 0 | 0.00025594 | 6.4143e-05 | 0 | 0 |  | 1 | TRUE | wye
1 | LV_3981-2_0_4_load_1 | 1 | 0.00017611 | 4.4138e-05 | 0 | 0 |  | 1 | TRUE | wye
2 | LV_3981-2_0_4_load_3 | 3 | 0.00029764 | 7.4596e-05 | 0 | 0 |  | 1 | TRUE | wye
3 | LV_3981-2_0_4_load_4 | 5 | 0.00015636 | 3.9188e-05 | 0 | 0 |  | 1 | TRUE | wye
4 | LV_3981-2_0_4_load_168 | 6 | 0.00042806 | 0.00010728 | 0 | 0 |  | 1 | TRUE | wye
5 | LV_3981-2_0_4_load_5 | 10 | 0.00040906 | 0.00010252 | 0 | 0 |  | 1 | TRUE | wye
6 | LV_3981-2_0_4_load_159 | 12 | 0.00048874 | 0.00012249 | 0 | 0 |  | 1 | TRUE | wye
7 | LV_3981-2_0_4_load_160 | 13 | 0.00049366 | 0.00012372 | 0 | 0 |  | 1 | TRUE | wye
8 | LV_3981-2_0_4_load_10 | 15 | 0.00040751 | 0.00010213 | 0 | 0 |  | 1 | TRUE | wye
9 | LV_3981-2_0_4_load_12 | 16 | 0.00031491 | 7.8925e-05 | 0 | 0 |  | 1 | TRUE | wye
10 | LV_3981-2_0_4_load_11 | 18 | 0.00032185 | 8.0662e-05 | 0 | 0 |  | 1 | TRUE | wye
11 | LV_3981-2_0_4_load_13 | 20 | 0.00026483 | 6.6374e-05 | 0 | 0 |  | 1 | TRUE | wye
12 | LV_3981-2_0_4_load_150 | 22 | 0.00026859 | 6.7315e-05 | 0 | 0 |  | 1 | TRUE | wye
13 | LV_3981-2_0_4_load_155 | 23 | 0.00019846 | 4.9739e-05 | 0 | 0 |  | 1 | TRUE | wye
14 | LV_3981-2_0_4_load_14 | 25 | 0.0001239 | 3.1053e-05 | 0 | 0 |  | 1 | TRUE | wye
15 | LV_3981-2_0_4_load_15 | 26 | 0.00017254 | 4.3243e-05 | 0 | 0 |  | 1 | TRUE | wye
16 | LV_3981-2_0_4_load_16 | 27 | 0.00036247 | 9.0845e-05 | 0 | 0 |  | 1 | TRUE | wye
17 | LV_3981-2_0_4_load_17 | 28 | 0.0003883 | 9.7318e-05 | 0 | 0 |  | 1 | TRUE | wye
18 | LV_3981-2_0_4_load_26 | 29 | 0.00025942 | 6.5017e-05 | 0 | 0 |  | 1 | TRUE | wye
19 | LV_3981-2_0_4_load_27 | 30 | 6.1878e-05 | 1.5508e-05 | 0 | 0 |  | 1 | TRUE | wye
20 | LV_3981-2_0_4_load_18 | 31 | 5.3271e-05 | 1.3351e-05 | 0 | 0 |  | 1 | TRUE | wye
21 | LV_3981-2_0_4_load_19 | 32 | 6.0283e-05 | 1.5108e-05 | 0 | 0 |  | 1 | TRUE | wye
22 | LV_3981-2_0_4_load_22 | 35 | 0.00013513 | 3.3868e-05 | 0 | 0 |  | 1 | TRUE | wye
23 | LV_3981-2_0_4_load_23 | 36 | 0.0001118 | 2.8019e-05 | 0 | 0 |  | 1 | TRUE | wye
24 | LV_3981-2_0_4_load_24 | 37 | 0.00035122 | 8.8023e-05 | 0 | 0 |  | 1 | TRUE | wye
25 | LV_3981-2_0_4_load_25 | 38 | 0.00016898 | 4.2351e-05 | 0 | 0 |  | 1 | TRUE | wye
26 | LV_3981-2_0_4_load_28 | 39 | 0.00011005 | 2.7582e-05 | 0 | 0 |  | 1 | TRUE | wye
27 | LV_3981-2_0_4_load_32 | 40 | 7.0242e-05 | 1.7604e-05 | 0 | 0 |  | 1 | TRUE | wye
28 | LV_3981-2_0_4_load_29 | 41 | 0.00013957 | 3.4979e-05 | 0 | 0 |  | 1 | TRUE | wye
29 | LV_3981-2_0_4_load_30 | 42 | 0.00011463 | 2.8729e-05 | 0 | 0 |  | 1 | TRUE | wye
30 | LV_3981-2_0_4_load_31 | 43 | 0.00011727 | 2.9392e-05 | 0 | 0 |  | 1 | TRUE | wye
31 | LV_3981-2_0_4_load_33 | 44 | 0.00012474 | 3.1262e-05 | 0 | 0 |  | 1 | TRUE | wye
32 | LV_3981-2_0_4_load_35 | 46 | 9.3168e-05 | 2.335e-05 | 0 | 0 |  | 1 | TRUE | wye
33 | LV_3981-2_0_4_load_36 | 47 | 0.0001094 | 2.7418e-05 | 0 | 0 |  | 1 | TRUE | wye
34 | LV_3981-2_0_4_load_37 | 48 | 0.00018221 | 4.5665e-05 | 0 | 0 |  | 1 | TRUE | wye
35 | LV_3981-2_0_4_load_47 | 49 | 0.00013462 | 3.3738e-05 | 0 | 0 |  | 1 | TRUE | wye
36 | LV_3981-2_0_4_load_45 | 50 | 0.00035354 | 8.8607e-05 | 0 | 0 |  | 1 | TRUE | wye
37 | LV_3981-2_0_4_load_48 | 52 | 5.7814e-05 | 1.449e-05 | 0 | 0 |  | 1 | TRUE | wye
38 | LV_3981-2_0_4_load_50 | 54 | 8.6783e-05 | 2.175e-05 | 0 | 0 |  | 1 | TRUE | wye
39 | LV_3981-2_0_4_load_68 | 55 | 0.000113 | 2.8321e-05 | 0 | 0 |  | 1 | TRUE | wye
40 | LV_3981-2_0_4_load_55 | 56 | 0.00017413 | 4.3642e-05 | 0 | 0 |  | 1 | TRUE | wye
41 | LV_3981-2_0_4_load_60 | 59 | 0.00011428 | 2.8642e-05 | 0 | 0 |  | 1 | TRUE | wye
42 | LV_3981-2_0_4_load_51 | 60 | 9.781e-05 | 2.4513e-05 | 0 | 0 |  | 1 | TRUE | wye
43 | LV_3981-2_0_4_load_52 | 61 | 0.00011848 | 2.9695e-05 | 0 | 0 |  | 1 | TRUE | wye
44 | LV_3981-2_0_4_load_56 | 63 | 0.00029357 | 7.3576e-05 | 0 | 0 |  | 1 | TRUE | wye
45 | LV_3981-2_0_4_load_57 | 64 | 0.00012966 | 3.2496e-05 | 0 | 0 |  | 1 | TRUE | wye
46 | LV_3981-2_0_4_load_86 | 65 | 0.00036851 | 9.2358e-05 | 0 | 0 |  | 1 | TRUE | wye
47 | LV_3981-2_0_4_load_88 | 66 | 0.00033835 | 8.4798e-05 | 0 | 0 |  | 1 | TRUE | wye
48 | LV_3981-2_0_4_load_87 | 67 | 0.0002886 | 7.233e-05 | 0 | 0 |  | 1 | TRUE | wye
49 | LV_3981-2_0_4_load_89 | 68 | 0.00040989 | 0.00010273 | 0 | 0 |  | 1 | TRUE | wye
50 | LV_3981-2_0_4_load_148 | 69 | 0.0003919 | 9.8221e-05 | 0 | 0 |  | 1 | TRUE | wye
51 | LV_3981-2_0_4_load_146 | 71 | 0.00018108 | 4.5382e-05 | 0 | 0 |  | 1 | TRUE | wye
52 | LV_3981-2_0_4_load_133 | 73 | 0.00024109 | 6.0422e-05 | 0 | 0 |  | 1 | TRUE | wye
53 | LV_3981-2_0_4_load_143 | 74 | 0.00035393 | 8.8703e-05 | 0 | 0 |  | 1 | TRUE | wye
54 | LV_3981-2_0_4_load_131 | 75 | 0.00040705 | 0.00010202 | 0 | 0 |  | 1 | TRUE | wye
55 | LV_3981-2_0_4_load_99 | 76 | 0.00031149 | 7.8067e-05 | 0 | 0 |  | 1 | TRUE | wye
56 | LV_3981-2_0_4_load_101 | 78 | 0.00054913 | 0.00013763 | 0 | 0 |  | 1 | TRUE | wye
57 | LV_3981-2_0_4_load_102 | 79 | 0.00028547 | 7.1545e-05 | 0 | 0 |  | 1 | TRUE | wye
58 | LV_3981-2_0_4_load_123 | 81 | 0.00032843 | 8.2313e-05 | 0 | 0 |  | 1 | TRUE | wye
59 | LV_3981-2_0_4_load_121 | 83 | 0.00055232 | 0.00013842 | 0 | 0 |  | 1 | TRUE | wye
60 | LV_3981-2_0_4_load_119 | 84 | 0.00059604 | 0.00014938 | 0 | 0 |  | 1 | TRUE | wye
61 | LV_3981-2_0_4_load_122 | 85 | 0.0023478 | 0.00058843 | 0 | 0 |  | 1 | TRUE | wye
62 | LV_3981-2_0_4_load_127 | 87 | 0.0057244 | 0.0014347 | 0 | 0 |  | 1 | TRUE | wye
63 | LV_3981-2_0_4_load_128 | 88 | 0.002248 | 0.0005634 | 0 | 0 |  | 1 | TRUE | wye
64 | LV_3981-2_0_4_load_166 | 91 | 0.00055237 | 0.00013844 | 0 | 0 |  | 1 | TRUE | wye
65 | LV_3981-2_0_4_load_129 | 93 | 0.00018827 | 4.7184e-05 | 0 | 0 |  | 1 | TRUE | wye
66 | LV_3981-2_0_4_load_130 | 94 | 0.00027166 | 6.8084e-05 | 0 | 0 |  | 1 | TRUE | wye
67 | LV_3981-2_0_4_load_132 | 95 | 0.00030583 | 7.6647e-05 | 0 | 0 |  | 1 | TRUE | wye
68 | LV_3981-2_0_4_load_140 | 97 | 0.0018095 | 0.0004535 | 0 | 0 |  | 1 | TRUE | wye
69 | LV_3981-2_0_4_load_138 | 99 | 0.0045423 | 0.0011384 | 0 | 0 |  | 1 | TRUE | wye
70 | LV_3981-2_0_4_load_255 | 102 | 0.0016343 | 0.00040959 | 0 | 0 |  | 1 | TRUE | wye
71 | LV_3981-2_0_4_load_259 | 103 | 0.0010571 | 0.00026493 | 0 | 0 |  | 1 | TRUE | wye
72 | LV_3981-2_0_4_load_257 | 104 | 0.0013726 | 0.00034401 | 0 | 0 |  | 1 | TRUE | wye
73 | LV_3981-2_0_4_load_254 | 105 | 0.0011177 | 0.00028011 | 0 | 0 |  | 1 | TRUE | wye
74 | LV_3981-2_0_4_load_258 | 106 | 0.00032354 | 8.1086e-05 | 0 | 0 |  | 1 | TRUE | wye
75 | LV_3981-2_0_4_load_156 | 107 | 0.00084589 | 0.000212 | 0 | 0 |  | 1 | TRUE | wye
76 | LV_3981-2_0_4_load_152 | 108 | 0.00038302 | 9.5994e-05 | 0 | 0 |  | 1 | TRUE | wye
77 | LV_3981-2_0_4_load_153 | 109 | 0.00044811 | 0.00011231 | 0 | 0 |  | 1 | TRUE | wye
78 | LV_3981-2_0_4_load_144 | 110 | 0.00032144 | 8.0561e-05 | 0 | 0 |  | 1 | TRUE | wye
79 | LV_3981-2_0_4_load_145 | 111 | 0.00045902 | 0.00011504 | 0 | 0 |  | 1 | TRUE | wye
80 | LV_3981-2_0_4_load_147 | 112 | 0.00026329 | 6.5987e-05 | 0 | 0 |  | 1 | TRUE | wye
81 | LV_3981-2_0_4_load_157 | 113 | 0.00040119 | 0.00010055 | 0 | 0 |  | 1 | TRUE | wye
82 | LV_3981-2_0_4_load_158 | 114 | 0.00034764 | 8.7126e-05 | 0 | 0 |  | 1 | TRUE | wye
83 | LV_3981-2_0_4_load_162 | 115 | 0.00025596 | 6.4149e-05 | 0 | 0 |  | 1 | TRUE | wye
84 | LV_3981-2_0_4_load_163 | 116 | 0.0011096 | 0.00027808 | 0 | 0 |  | 1 | TRUE | wye
85 | LV_3981-2_0_4_load_164 | 117 | 0.0014789 | 0.00037065 | 0 | 0 |  | 1 | TRUE | wye
86 | LV_3981-2_0_4_load_165 | 118 | 0.0019035 | 0.00047705 | 0 | 0 |  | 1 | TRUE | wye
87 | LV_3981-2_0_4_load_261 | 119 | 0.00087033 | 0.00021812 | 0 | 0 |  | 1 | TRUE | wye
88 | LV_3981-2_0_4_load_260 | 120 | 0.0012535 | 0.00031416 | 0 | 0 |  | 1 | TRUE | wye
89 | LV_3981-2_0_4_load_172 | 122 | 0.00025227 | 6.3225e-05 | 0 | 0 |  | 1 | TRUE | wye
90 | LV_3981-2_0_4_load_171 | 123 | 0.00047318 | 0.00011859 | 0 | 0 |  | 1 | TRUE | wye
91 | LV_3981-2_0_4_load_173 | 124 | 0.0050759 | 0.0012722 | 0 | 0 |  | 1 | TRUE | wye
92 | LV_3981-2_0_4_load_174 | 125 | 0.0071891 | 0.0018018 | 0 | 0 |  | 1 | TRUE | wye
93 | LV_3981-2_0_4_load_267 | 128 | 0.0060954 | 0.0015276 | 0 | 0 |  | 1 | TRUE | wye
94 | LV_3981-2_0_4_load_270 | 129 | 0.0053208 | 0.0013335 | 0 | 0 |  | 1 | TRUE | wye
95 | LV_3981-2_0_4_load_265 | 130 | 0.0065819 | 0.0016496 | 0 | 0 |  | 1 | TRUE | wye
96 | LV_3981-2_0_4_load_224 | 131 | 0.016741 | 0.0041957 | 0 | 0 |  | 1 | TRUE | wye
97 | LV_3981-2_0_4_load_227 | 134 | 0.0016548 | 0.00041474 | 0 | 0 |  | 1 | TRUE | wye
98 | LV_3981-2_0_4_load_228 | 135 | 0.0026746 | 0.00067032 | 0 | 0 |  | 1 | TRUE | wye
99 | LV_3981-2_0_4_load_229 | 136 | 0.0015276 | 0.00038286 | 0 | 0 |  | 1 | TRUE | wye
100 | LV_3981-2_0_4_load_230 | 137 | 0.001547 | 0.00038772 | 0 | 0 |  | 1 | TRUE | wye
101 | LV_3981-2_0_4_load_231 | 138 | 0.0011437 | 0.00028663 | 0 | 0 |  | 1 | TRUE | wye
102 | LV_3981-2_0_4_load_232 | 139 | 0.0019878 | 0.00049818 | 0 | 0 |  | 1 | TRUE | wye
103 | LV_3981-2_0_4_load_233 | 140 | 0.0024019 | 0.00060197 | 0 | 0 |  | 1 | TRUE | wye
104 | LV_3981-2_0_4_load_234 | 141 | 0.0020434 | 0.00051213 | 0 | 0 |  | 1 | TRUE | wye
105 | LV_3981-2_0_4_load_236 | 143 | 0.0010532 | 0.00026396 | 0 | 0 |  | 1 | TRUE | wye
106 | LV_3981-2_0_4_load_237 | 144 | 0.003795 | 0.00095111 | 0 | 0 |  | 1 | TRUE | wye
107 | LV_3981-2_0_4_load_242 | 145 | 0.0016575 | 0.00041541 | 0 | 0 |  | 1 | TRUE | wye
108 | LV_3981-2_0_4_load_238 | 146 | 0.0012816 | 0.00032119 | 0 | 0 |  | 1 | TRUE | wye
109 | LV_3981-2_0_4_load_243 | 147 | 0.001148 | 0.0002877 | 0 | 0 |  | 1 | TRUE | wye
110 | LV_3981-2_0_4_load_240 | 149 | 0.0093635 | 0.0023467 | 0 | 0 |  | 1 | TRUE | wye
111 | LV_3981-2_0_4_load_241 | 150 | 0.0024033 | 0.00060234 | 0 | 0 |  | 1 | TRUE | wye
112 | LV_3981-2_0_4_load_273 | 151 | 0.0037942 | 0.00095093 | 0 | 0 |  | 1 | TRUE | wye
113 | LV_3981-2_0_4_load_272 | 152 | 0.0048512 | 0.0012158 | 0 | 0 |  | 1 | TRUE | wye
114 | LV_3981-2_0_4_load_271 | 153 | 0.0061947 | 0.0015525 | 0 | 0 |  | 1 | TRUE | wye
115 | LV_3981-2_0_4_load_244 | 154 | 0.0014221 | 0.00035641 | 0 | 0 |  | 1 | TRUE | wye
116 | LV_3981-2_0_4_load_245 | 155 | 0.001356 | 0.00033983 | 0 | 0 |  | 1 | TRUE | wye
117 | LV_3981-2_0_4_load_252 | 156 | 0.0011061 | 0.00027722 | 0 | 0 |  | 1 | TRUE | wye
118 | LV_3981-2_0_4_load_253 | 157 | 0.0047465 | 0.0011896 | 0 | 0 |  | 1 | TRUE | wye
119 | LV_3981-2_0_4_load_246 | 158 | 0.0030487 | 0.00076408 | 0 | 0 |  | 1 | TRUE | wye
120 | LV_3981-2_0_4_load_247 | 159 | 0.001792 | 0.00044912 | 0 | 0 |  | 1 | TRUE | wye
121 | LV_3981-2_0_4_load_248 | 160 | 0.00060962 | 0.00015278 | 0 | 0 |  | 1 | TRUE | wye
122 | LV_3981-2_0_4_load_249 | 161 | 0.0021319 | 0.00053431 | 0 | 0 |  | 1 | TRUE | wye
123 | LV_3981-2_0_4_load_250 | 162 | 0.0018981 | 0.00047571 | 0 | 0 |  | 1 | TRUE | wye
124 | LV_3981-2_0_4_load_262 | 164 | 0.013011 | 0.0032607 | 0 | 0 |  | 1 | TRUE | wye
125 | LV_3981-2_0_4_load_263 | 165 | 0.0064023 | 0.0016046 | 0 | 0 |  | 1 | TRUE | wye
126 | LV_3981-2_0_4_load_264 | 166 | 0.0068612 | 0.0017196 | 0 | 0 |  | 1 | TRUE | wye
127 | LV_3981-2_0_4_load_266 | 167 | 0.0028436 | 0.00071267 | 0 | 0 |  | 1 | TRUE | wye
128 | LV_3981-2_0_4_load_268 | 168 | 0.0035158 | 0.00088115 | 0 | 0 |  | 1 | TRUE | wye

## ext_grid
| name | bus | vm_pu | va_degree | slack_weight | in_service
0 |  | 102 | 1 | 0 | 1 | TRUE

## line
| name | std_type | from_bus | to_bus | length_km | r_ohm_per_km | x_ohm_per_km | c_nf_per_km | g_us_per_km | max_i_ka | df | parallel | type | in_service
0 | LV_3981-2_0_4_line_0 | NAYY 4x150 SE | 0 | 1 | 0.020356 | 0.208 | 0.08 | 261 | 0 | 0.27 | 1 | 1 | cs | TRUE
1 | LV_3981-2_0_4_line_1 | NAYY 4x150 SE | 0 | 2 | 0.049845 | 0.208 | 0.08 | 261 | 0 | 0.27 | 1 | 1 | cs | TRUE
2 | LV_3981-2_0_4_line_2 | NAYY 4x150 SE | 1 | 3 | 0.065732 | 0.208 | 0.08 | 261 | 0 | 0.27 | 1 | 1 | cs | TRUE
3 | LV_3981-2_0_4_line_3 | NAYY 4x150 SE | 2 | 4 | 0.2927 | 0.208 | 0.08 | 261 | 0 | 0.27 | 1 | 1 | cs | TRUE
4 | LV_3981-2_0_4_line_4 | NAYY 4x150 SE | 3 | 5 | 0.049262 | 0.208 | 0.08 | 261 | 0 | 0.27 | 1 | 1 | cs | TRUE
5 | LV_3981-2_0_4_line_5 | NAYY 4x150 SE | 4 | 6 | 0.28504 | 0.208 | 0.08 | 261 | 0 | 0.27 | 1 | 1 | cs | TRUE
6 | LV_3981-2_0_4_line_6 | NAYY 4x150 SE | 5 | 7 | 0.11024 | 0.208 | 0.08 | 261 | 0 | 0.27 | 1 | 1 | cs | TRUE
7 | LV_3981-2_0_4_line_7 | NAYY 4x150 SE | 6 | 121 | 0.13684 | 0.208 | 0.08 | 261 | 0 | 0.27 | 1 | 1 | cs | TRUE
8 | LV_3981-2_0_4_line_8 | NAYY 4x150 SE | 7 | 8 | 0.018374 | 0.208 | 0.08 | 261 | 0 | 0.27 | 1 | 1 | cs | TRUE
9 | LV_3981-2_0_4_line_9 | NAYY 4x150 SE | 7 | 9 | 0.30295 | 0.208 | 0.08 | 261 | 0 | 0.27 | 1 | 1 | cs | TRUE
10 | LV_3981-2_0_4_line_10 | NAYY 4x150 SE | 8 | 15 | 0.0013594 | 0.208 | 0.08 | 261 | 0 | 0.27 | 1 | 1 | cs | TRUE
11 | LV_3981-2_0_4_line_11 | NAYY 4x150 SE | 9 | 16 | 0.087052 | 0.208 | 0.08 | 261 | 0 | 0.27 | 1 | 1 | cs | TRUE
12 | LV_3981-2_0_4_line_12 | NAYY 4x150 SE | 10 | 11 | 0.02874 | 0.208 | 0.08 | 261 | 0 | 0.27 | 1 | 1 | cs | TRUE
13 | LV_3981-2_0_4_line_13 | NAYY 4x150 SE | 11 | 12 | 0.10769 | 0.208 | 0.08 | 261 | 0 | 0.27 | 1 | 1 | cs | TRUE
14 | LV_3981-2_0_4_line_14 | NAYY 4x150 SE | 11 | 13 | 0.079457 | 0.208 | 0.08 | 261 | 0 | 0.27 | 1 | 1 | cs | TRUE
15 | LV_3981-2_0_4_line_15 | NAYY 4x150 SE | 13 | 14 | 0.013262 | 0.208 | 0.08 | 261 | 0 | 0.27 | 1 | 1 | cs | TRUE
16 | LV_3981-2_0_4_line_16 | NAYY 4x150 SE | 14 | 106 | 0.004546 | 0.208 | 0.08 | 261 | 0 | 0.27 | 1 | 2 | cs | TRUE
17 | LV_3981-2_0_4_line_17 | NAYY 4x150 SE | 14 | 97 | 0.023717 | 0.208 | 0.08 | 261 | 0 | 0.27 | 1 | 2 | cs | TRUE
18 | LV_3981-2_0_4_line_18 | NAYY 4x150 SE | 15 | 17 | 0.068561 | 0.208 | 0.08 | 261 | 0 | 0.27 | 1 | 1 | cs | TRUE
19 | LV_3981-2_0_4_line_19 | NAYY 4x150 SE | 16 | 20 | 0.0092428 | 0.208 | 0.08 | 261 | 0 | 0.27 | 1 | 1 | cs | TRUE
20 | LV_3981-2_0_4_line_20 | NAYY 4x150 SE | 17 | 21 | 0.033579 | 0.208 | 0.08 | 261 | 0 | 0.27 | 1 | 1 | cs | TRUE
21 | LV_3981-2_0_4_line_21 | NAYY 4x150 SE | 17 | 22 | 0.10248 | 0.208 | 0.08 | 261 | 0 | 0.27 | 1 | 1 | cs | TRUE
22 | LV_3981-2_0_4_line_22 | NAYY 4x150 SE | 18 | 19 | 0.072207 | 0.208 | 0.08 | 261 | 0 | 0.27 | 1 | 1 | cs | TRUE
23 | LV_3981-2_0_4_line_23 | NAYY 4x150 SE | 19 | 23 | 0.054803 | 0.208 | 0.08 | 261 | 0 | 0.27 | 1 | 1 | cs | TRUE
24 | LV_3981-2_0_4_line_24 | NAYY 4x150 SE | 19 | 24 | 0.053289 | 0.208 | 0.08 | 261 | 0 | 0.27 | 1 | 1 | cs | TRUE
25 | LV_3981-2_0_4_line_25 | NAYY 4x150 SE | 20 | 25 | 0.060216 | 0.208 | 0.08 | 261 | 0 | 0.27 | 1 | 1 | cs | TRUE
26 | LV_3981-2_0_4_line_26 | NAYY 4x150 SE | 21 | 107 | 0.16415 | 0.208 | 0.08 | 261 | 0 | 0.27 | 1 | 1 | cs | TRUE
27 | LV_3981-2_0_4_line_27 | NAYY 4x150 SE | 21 | 72 | 0.18936 | 0.208 | 0.08 | 261 | 0 | 0.27 | 1 | 1 | cs | TRUE
28 | LV_3981-2_0_4_line_28 | NAYY 4x150 SE | 22 | 24 | 0.015941 | 0.208 | 0.08 | 261 | 0 | 0.27 | 1 | 1 | cs | TRUE
29 | LV_3981-2_0_4_line_29 | NAYY 4x150 SE | 23 | 113 | 0.0053125 | 0.208 | 0.08 | 261 | 0 | 0.27 | 1 | 1 | cs | TRUE
30 | LV_3981-2_0_4_line_30 | NAYY 4x150 SE | 24 | 112 | 0.09276 | 0.208 | 0.08 | 261 | 0 | 0.27 | 1 | 1 | cs | TRUE
31 | LV_3981-2_0_4_line_31 | NAYY 4x150 SE | 25 | 26 | 0.010668 | 0.208 | 0.08 | 261 | 0 | 0.27 | 1 | 1 | cs | TRUE
32 | LV_3981-2_0_4_line_32 | NAYY 4x150 SE | 26 | 27 | 0.033149 | 0.208 | 0.08 | 261 | 0 | 0.27 | 1 | 1 | cs | TRUE
33 | LV_3981-2_0_4_line_33 | NAYY 4x150 SE | 27 | 28 | 0.053102 | 0.208 | 0.08 | 261 | 0 | 0.27 | 1 | 1 | cs | TRUE
34 | LV_3981-2_0_4_line_34 | NAYY 4x150 SE | 28 | 29 | 0.06363 | 0.208 | 0.08 | 261 | 0 | 0.27 | 1 | 1 | cs | TRUE
35 | LV_3981-2_0_4_line_35 | NAYY 4x150 SE | 29 | 30 | 0.11045 | 0.208 | 0.08 | 261 | 0 | 0.27 | 1 | 1 | cs | TRUE
36 | LV_3981-2_0_4_line_36 | NAYY 4x150 SE | 30 | 37 | 0.04404 | 0.208 | 0.08 | 261 | 0 | 0.27 | 1 | 1 | cs | TRUE
37 | LV_3981-2_0_4_line_37 | NAYY 4x150 SE | 31 | 32 | 0.18838 | 0.208 | 0.08 | 261 | 0 | 0.27 | 1 | 1 | cs | TRUE
38 | LV_3981-2_0_4_line_38 | NAYY 4x150 SE | 31 | 33 | 0.16501 | 0.208 | 0.08 | 261 | 0 | 0.27 | 1 | 1 | cs | TRUE
39 | LV_3981-2_0_4_line_39 | NAYY 4x150 SE | 32 | 34 | 0.021798 | 0.208 | 0.08 | 261 | 0 | 0.27 | 1 | 1 | cs | TRUE
40 | LV_3981-2_0_4_line_40 | NAYY 4x150 SE | 33 | 35 | 0.18565 | 0.208 | 0.08 | 261 | 0 | 0.27 | 1 | 1 | cs | TRUE
41 | LV_3981-2_0_4_line_41 | NAYY 4x150 SE | 34 | 36 | 0.10751 | 0.208 | 0.08 | 261 | 0 | 0.27 | 1 | 1 | cs | TRUE
42 | LV_3981-2_0_4_line_42 | NAYY 4x150 SE | 34 | 37 | 0.012047 | 0.208 | 0.08 | 261 | 0 | 0.27 | 1 | 1 | cs | TRUE
43 | LV_3981-2_0_4_line_43 | NAYY 4x150 SE | 35 | 38 | 0.049293 | 0.208 | 0.08 | 261 | 0 | 0.27 | 1 | 1 | cs | TRUE
44 | LV_3981-2_0_4_line_44 | NAYY 4x150 SE | 36 | 39 | 0.092679 | 0.208 | 0.08 | 261 | 0 | 0.27 | 1 | 1 | cs | TRUE
45 | LV_3981-2_0_4_line_45 | NAYY 4x150 SE | 38 | 40 | 0.0060828 | 0.208 | 0.08 | 261 | 0 | 0.27 | 1 | 1 | cs | TRUE
46 | LV_3981-2_0_4_line_46 | NAYY 4x150 SE | 39 | 41 | 0.051629 | 0.208 | 0.08 | 261 | 0 | 0.27 | 1 | 1 | cs | TRUE
47 | LV_3981-2_0_4_line_47 | NAYY 4x150 SE | 40 | 42 | 0.11396 | 0.208 | 0.08 | 261 | 0 | 0.27 | 1 | 1 | cs | TRUE
48 | LV_3981-2_0_4_line_48 | NAYY 4x150 SE | 42 | 43 | 0.013736 | 0.208 | 0.08 | 261 | 0 | 0.27 | 1 | 1 | cs | TRUE
49 | LV_3981-2_0_4_line_49 | NAYY 4x150 SE | 43 | 44 | 0.029085 | 0.208 | 0.08 | 261 | 0 | 0.27 | 1 | 1 | cs | TRUE
50 | LV_3981-2_0_4_line_50 | NAYY 4x150 SE | 44 | 45 | 0.01216 | 0.208 | 0.08 | 261 | 0 | 0.27 | 1 | 1 | cs | TRUE
51 | LV_3981-2_0_4_line_51 | NAYY 4x150 SE | 45 | 46 | 0.13019 | 0.208 | 0.08 | 261 | 0 | 0.27 | 1 | 1 | cs | TRUE
52 | LV_3981-2_0_4_line_52 | NAYY 4x150 SE | 45 | 47 | 0.097848 | 0.208 | 0.08 | 261 | 0 | 0.27 | 1 | 1 | cs | TRUE
53 | LV_3981-2_0_4_line_53 | NAYY 4x150 SE | 46 | 48 | 0.060238 | 0.208 | 0.08 | 261 | 0 | 0.27 | 1 | 1 | cs | TRUE
54 | LV_3981-2_0_4_line_54 | NAYY 4x150 SE | 47 | 49 | 0.15088 | 0.208 | 0.08 | 261 | 0 | 0.27 | 1 | 1 | cs | TRUE
55 | LV_3981-2_0_4_line_55 | NAYY 4x150 SE | 49 | 50 | 0.10326 | 0.208 | 0.08 | 261 | 0 | 0.27 | 1 | 1 | cs | TRUE
56 | LV_3981-2_0_4_line_56 | NAYY 4x150 SE | 50 | 51 | 0.015675 | 0.208 | 0.08 | 261 | 0 | 0.27 | 1 | 1 | cs | TRUE
57 | LV_3981-2_0_4_line_57 | NAYY 4x150 SE | 51 | 52 | 0.11053 | 0.208 | 0.08 | 261 | 0 | 0.27 | 1 | 1 | cs | TRUE
58 | LV_3981-2_0_4_line_58 | NAYY 4x150 SE | 51 | 53 | 0.11701 | 0.208 | 0.08 | 261 | 0 | 0.27 | 1 | 1 | cs | TRUE
59 | LV_3981-2_0_4_line_59 | NAYY 4x150 SE | 52 | 54 | 0.018123 | 0.208 | 0.08 | 261 | 0 | 0.27 | 1 | 1 | cs | TRUE
60 | LV_3981-2_0_4_line_60 | NAYY 4x150 SE | 53 | 55 | 0.094451 | 0.208 | 0.08 | 261 | 0 | 0.27 | 1 | 1 | cs | TRUE
61 | LV_3981-2_0_4_line_61 | NAYY 4x150 SE | 53 | 56 | 0.022785 | 0.208 | 0.08 | 261 | 0 | 0.27 | 1 | 1 | cs | TRUE
62 | LV_3981-2_0_4_line_62 | NAYY 4x150 SE | 54 | 57 | 0.037232 | 0.208 | 0.08 | 261 | 0 | 0.27 | 1 | 1 | cs | TRUE
63 | LV_3981-2_0_4_line_63 | NAYY 4x150 SE | 56 | 58 | 0.30424 | 0.208 | 0.08 | 261 | 0 | 0.27 | 1 | 1 | cs | TRUE
64 | LV_3981-2_0_4_line_64 | NAYY 4x150 SE | 57 | 59 | 0.06052 | 0.208 | 0.08 | 261 | 0 | 0.27 | 1 | 1 | cs | TRUE
65 | LV_3981-2_0_4_line_65 | NAYY 4x150 SE | 58 | 60 | 0.15579 | 0.208 | 0.08 | 261 | 0 | 0.27 | 1 | 1 | cs | TRUE
66 | LV_3981-2_0_4_line_66 | NAYY 4x150 SE | 60 | 61 | 0.0029211 | 0.208 | 0.08 | 261 | 0 | 0.27 | 1 | 1 | cs | TRUE
67 | LV_3981-2_0_4_line_67 | NAYY 4x150 SE | 61 | 62 | 0.12298 | 0.208 | 0.08 | 261 | 0 | 0.27 | 1 | 1 | cs | TRUE
68 | LV_3981-2_0_4_line_68 | NAYY 4x150 SE | 62 | 63 | 0.097519 | 0.208 | 0.08 | 261 | 0 | 0.27 | 1 | 1 | cs | TRUE
69 | LV_3981-2_0_4_line_69 | NAYY 4x150 SE | 62 | 64 | 0.21407 | 0.208 | 0.08 | 261 | 0 | 0.27 | 1 | 1 | cs | TRUE
70 | LV_3981-2_0_4_line_70 | NAYY 4x150 SE | 65 | 66 | 0.073041 | 0.208 | 0.08 | 261 | 0 | 0.27 | 1 | 1 | cs | TRUE
71 | LV_3981-2_0_4_line_71 | NAYY 4x150 SE | 66 | 69 | 0.035909 | 0.208 | 0.08 | 261 | 0 | 0.27 | 1 | 1 | cs | TRUE
72 | LV_3981-2_0_4_line_72 | NAYY 4x150 SE | 67 | 68 | 0.11296 | 0.208 | 0.08 | 261 | 0 | 0.27 | 1 | 1 | cs | TRUE
73 | LV_3981-2_0_4_line_73 | NAYY 4x150 SE | 68 | 70 | 0.24552 | 0.208 | 0.08 | 261 | 0 | 0.27 | 1 | 1 | cs | TRUE
74 | LV_3981-2_0_4_line_74 | NAYY 4x150 SE | 69 | 71 | 0.0031621 | 0.208 | 0.08 | 261 | 0 | 0.27 | 1 | 1 | cs | TRUE
75 | LV_3981-2_0_4_line_75 | NAYY 4x150 SE | 70 | 72 | 0.1905 | 0.208 | 0.08 | 261 | 0 | 0.27 | 1 | 1 | cs | TRUE
76 | LV_3981-2_0_4_line_76 | NAYY 4x150 SE | 70 | 73 | 0.11199 | 0.208 | 0.08 | 261 | 0 | 0.27 | 1 | 2 | cs | TRUE
77 | LV_3981-2_0_4_line_77 | NAYY 4x150 SE | 71 | 110 | 0.1634 | 0.208 | 0.08 | 261 | 0 | 0.27 | 1 | 1 | cs | TRUE
78 | LV_3981-2_0_4_line_78 | NAYY 4x150 SE | 72 | 74 | 0.032971 | 0.208 | 0.08 | 261 | 0 | 0.27 | 1 | 1 | cs | TRUE
79 | LV_3981-2_0_4_line_79 | NAYY 4x150 SE | 73 | 75 | 0.17278 | 0.208 | 0.08 | 261 | 0 | 0.27 | 1 | 2 | cs | TRUE
80 | LV_3981-2_0_4_line_80 | NAYY 4x150 SE | 74 | 108 | 0.091023 | 0.208 | 0.08 | 261 | 0 | 0.27 | 1 | 1 | cs | TRUE
81 | LV_3981-2_0_4_line_81 | NAYY 4x150 SE | 75 | 93 | 0.024287 | 0.208 | 0.08 | 261 | 0 | 0.27 | 1 | 2 | cs | TRUE
82 | LV_3981-2_0_4_line_82 | NAYY 4x150 SE | 76 | 77 | 0.25757 | 0.208 | 0.08 | 261 | 0 | 0.27 | 1 | 1 | cs | TRUE
83 | LV_3981-2_0_4_line_83 | NAYY 4x150 SE | 77 | 78 | 0.012319 | 0.208 | 0.08 | 261 | 0 | 0.27 | 1 | 1 | cs | TRUE
84 | LV_3981-2_0_4_line_84 | NAYY 4x150 SE | 77 | 79 | 0.10271 | 0.208 | 0.08 | 261 | 0 | 0.27 | 1 | 1 | cs | TRUE
85 | LV_3981-2_0_4_line_85 | NAYY 4x150 SE | 78 | 80 | 0.13111 | 0.208 | 0.08 | 261 | 0 | 0.27 | 1 | 1 | cs | TRUE
86 | LV_3981-2_0_4_line_86 | NAYY 4x150 SE | 79 | 81 | 0.070231 | 0.208 | 0.08 | 261 | 0 | 0.27 | 1 | 1 | cs | TRUE
87 | LV_3981-2_0_4_line_87 | NAYY 4x150 SE | 80 | 82 | 0.034645 | 0.208 | 0.08 | 261 | 0 | 0.27 | 1 | 1 | cs | TRUE
88 | LV_3981-2_0_4_line_88 | NAYY 4x150 SE | 81 | 83 | 0.11177 | 0.208 | 0.08 | 261 | 0 | 0.27 | 1 | 1 | cs | TRUE
89 | LV_3981-2_0_4_line_89 | NAYY 4x150 SE | 82 | 87 | 0.12291 | 0.208 | 0.08 | 261 | 0 | 0.27 | 1 | 1 | cs | TRUE
90 | LV_3981-2_0_4_line_90 | NAYY 4x150 SE | 82 | 88 | 0.0081697 | 0.208 | 0.08 | 261 | 0 | 0.27 | 1 | 1 | cs | TRUE
91 | LV_3981-2_0_4_line_91 | NAYY 4x150 SE | 84 | 85 | 0.313 | 0.208 | 0.08 | 261 | 0 | 0.27 | 1 | 1 | cs | TRUE
92 | LV_3981-2_0_4_line_92 | NAYY 4x150 SE | 85 | 86 | 0.012143 | 0.208 | 0.08 | 261 | 0 | 0.27 | 1 | 1 | cs | TRUE
93 | LV_3981-2_0_4_line_93 | NAYY 4x150 SE | 86 | 89 | 0.024354 | 0.208 | 0.08 | 261 | 0 | 0.27 | 1 | 1 | cs | TRUE
94 | LV_3981-2_0_4_line_94 | NAYY 4x150 SE | 86 | 87 | 0.0058767 | 0.208 | 0.08 | 261 | 0 | 0.27 | 1 | 1 | cs | TRUE
95 | LV_3981-2_0_4_line_95 | NAYY 4x150 SE | 88 | 90 | 0.22442 | 0.208 | 0.08 | 261 | 0 | 0.27 | 1 | 1 | cs | TRUE
96 | LV_3981-2_0_4_line_96 | NAYY 4x150 SE | 89 | 91 | 0.0075521 | 0.208 | 0.08 | 261 | 0 | 0.27 | 1 | 1 | cs | TRUE
97 | LV_3981-2_0_4_line_97 | NAYY 4x150 SE | 90 | 92 | 0.038426 | 0.208 | 0.08 | 261 | 0 | 0.27 | 1 | 1 | cs | TRUE
98 | LV_3981-2_0_4_line_98 | NAYY 4x150 SE | 92 | 96 | 0.048445 | 0.208 | 0.08 | 261 | 0 | 0.27 | 1 | 2 | cs | TRUE
99 | LV_3981-2_0_4_line_99 | NAYY 4x150 SE | 92 | 95 | 0.2271 | 0.208 | 0.08 | 261 | 0 | 0.27 | 1 | 2 | cs | TRUE
100 | LV_3981-2_0_4_line_100 | NAYY 4x150 SE | 93 | 94 | 0.064796 | 0.208 | 0.08 | 261 | 0 | 0.27 | 1 | 2 | cs | TRUE
101 | LV_3981-2_0_4_line_101 | NAYY 4x150 SE | 94 | 95 | 0.060384 | 0.208 | 0.08 | 261 | 0 | 0.27 | 1 | 2 | cs | TRUE
102 | LV_3981-2_0_4_line_102 | NAYY 4x150 SE | 96 | 97 | 0.011837 | 0.208 | 0.08 | 261 | 0 | 0.27 | 1 | 2 | cs | TRUE
103 | LV_3981-2_0_4_line_103 | NAYY 4x150 SE | 98 | 99 | 0.030677 | 0.208 | 0.08 | 261 | 0 | 0.27 | 1 | 1 | cs | TRUE
104 | LV_3981-2_0_4_line_104 | NAYY 4x150 SE | 98 | 100 | 0.068181 | 0.208 | 0.08 | 261 | 0 | 0.27 | 1 | 1 | cs | TRUE
105 | LV_3981-2_0_4_line_105 | NAYY 4x150 SE | 100 | 101 | 0.013853 | 0.208 | 0.08 | 261 | 0 | 0.27 | 1 | 2 | cs | TRUE
106 | LV_3981-2_0_4_line_106 | NAYY 4x150 SE | 100 | 102 | 0.0029797 | 0.208 | 0.08 | 261 | 0 | 0.27 | 1 | 2 | cs | TRUE
107 | LV_3981-2_0_4_line_107 | NAYY 4x150 SE | 101 | 103 | 0.010089 | 0.208 | 0.08 | 261 | 0 | 0.27 | 1 | 1 | cs | TRUE
108 | LV_3981-2_0_4_line_108 | NAYY 4x150 SE | 101 | 104 | 0.018367 | 0.208 | 0.08 | 261 | 0 | 0.27 | 1 | 2 | cs | TRUE
109 | LV_3981-2_0_4_line_109 | NAYY 4x150 SE | 102 | 105 | 0.0052168 | 0.208 | 0.08 | 261 | 0 | 0.27 | 1 | 2 | cs | TRUE
110 | LV_3981-2_0_4_line_110 | NAYY 4x150 SE | 103 | 120 | 0.012662 | 0.208 | 0.08 | 261 | 0 | 0.27 | 1 | 1 | cs | TRUE
111 | LV_3981-2_0_4_line_111 | NAYY 4x150 SE | 104 | 106 | 0.014103 | 0.208 | 0.08 | 261 | 0 | 0.27 | 1 | 2 | cs | TRUE
112 | LV_3981-2_0_4_line_112 | NAYY 4x150 SE | 105 | 163 | 0.019737 | 0.208 | 0.08 | 261 | 0 | 0.27 | 1 | 2 | cs | TRUE
113 | LV_3981-2_0_4_line_113 | NAYY 4x150 SE | 108 | 109 | 0.0096093 | 0.208 | 0.08 | 261 | 0 | 0.27 | 1 | 1 | cs | TRUE
114 | LV_3981-2_0_4_line_114 | NAYY 4x150 SE | 110 | 111 | 0.062838 | 0.208 | 0.08 | 261 | 0 | 0.27 | 1 | 1 | cs | TRUE
115 | LV_3981-2_0_4_line_115 | NAYY 4x150 SE | 111 | 112 | 0.11603 | 0.208 | 0.08 | 261 | 0 | 0.27 | 1 | 1 | cs | TRUE
116 | LV_3981-2_0_4_line_116 | NAYY 4x150 SE | 113 | 114 | 0.10978 | 0.208 | 0.08 | 261 | 0 | 0.27 | 1 | 1 | cs | TRUE
117 | LV_3981-2_0_4_line_117 | NAYY 4x150 SE | 115 | 116 | 0.091554 | 0.208 | 0.08 | 261 | 0 | 0.27 | 1 | 1 | cs | TRUE
118 | LV_3981-2_0_4_line_118 | NAYY 4x150 SE | 116 | 117 | 0.012679 | 0.208 | 0.08 | 261 | 0 | 0.27 | 1 | 1 | cs | TRUE
119 | LV_3981-2_0_4_line_119 | NAYY 4x150 SE | 117 | 118 | 0.002897 | 0.208 | 0.08 | 261 | 0 | 0.27 | 1 | 1 | cs | TRUE
120 | LV_3981-2_0_4_line_120 | NAYY 4x150 SE | 118 | 119 | 0.0020905 | 0.208 | 0.08 | 261 | 0 | 0.27 | 1 | 1 | cs | TRUE
121 | LV_3981-2_0_4_line_121 | NAYY 4x150 SE | 119 | 120 | 0.00044034 | 0.208 | 0.08 | 261 | 0 | 0.27 | 1 | 1 | cs | TRUE
122 | LV_3981-2_0_4_line_122 | NAYY 4x150 SE | 121 | 122 | 0.12706 | 0.208 | 0.08 | 261 | 0 | 0.27 | 1 | 1 | cs | TRUE
123 | LV_3981-2_0_4_line_123 | NAYY 4x150 SE | 122 | 123 | 0.021614 | 0.208 | 0.08 | 261 | 0 | 0.27 | 1 | 1 | cs | TRUE
124 | LV_3981-2_0_4_line_124 | NAYY 4x150 SE | 124 | 125 | 0.032181 | 0.208 | 0.08 | 261 | 0 | 0.27 | 1 | 1 | cs | TRUE
125 | LV_3981-2_0_4_line_125 | NAYY 4x150 SE | 125 | 126 | 0.015646 | 0.208 | 0.08 | 261 | 0 | 0.27 | 1 | 1 | cs | TRUE
126 | LV_3981-2_0_4_line_126 | NAYY 4x150 SE | 126 | 127 | 0.014868 | 0.208 | 0.08 | 261 | 0 | 0.27 | 1 | 1 | cs | TRUE
127 | LV_3981-2_0_4_line_127 | NAYY 4x150 SE | 126 | 128 | 0.019811 | 0.208 | 0.08 | 261 | 0 | 0.27 | 1 | 1 | cs | TRUE
128 | LV_3981-2_0_4_line_128 | NAYY 4x150 SE | 127 | 129 | 0.018631 | 0.208 | 0.08 | 261 | 0 | 0.27 | 1 | 1 | cs | TRUE
129 | LV_3981-2_0_4_line_129 | NAYY 4x150 SE | 128 | 130 | 0.032703 | 0.208 | 0.08 | 261 | 0 | 0.27 | 1 | 1 | cs | TRUE
130 | LV_3981-2_0_4_line_130 | NAYY 4x150 SE | 129 | 153 | 0.021007 | 0.208 | 0.08 | 261 | 0 | 0.27 | 1 | 1 | cs | TRUE
131 | LV_3981-2_0_4_line_131 | NAYY 4x150 SE | 130 | 165 | 0.018171 | 0.208 | 0.08 | 261 | 0 | 0.27 | 1 | 1 | cs | TRUE
132 | LV_3981-2_0_4_line_132 | NAYY 4x150 SE | 131 | 132 | 0.023224 | 0.208 | 0.08 | 261 | 0 | 0.27 | 1 | 1 | cs | TRUE
133 | LV_3981-2_0_4_line_133 | NAYY 4x150 SE | 132 | 133 | 0.036924 | 0.208 | 0.08 | 261 | 0 | 0.27 | 1 | 1 | cs | TRUE
134 | LV_3981-2_0_4_line_134 | NAYY 4x150 SE | 132 | 134 | 0.0162 | 0.208 | 0.08 | 261 | 0 | 0.27 | 1 | 1 | cs | TRUE
135 | LV_3981-2_0_4_line_135 | NAYY 4x150 SE | 133 | 135 | 0.025748 | 0.208 | 0.08 | 261 | 0 | 0.27 | 1 | 1 | cs | TRUE
136 | LV_3981-2_0_4_line_136 | NAYY 4x150 SE | 135 | 136 | 0.0090341 | 0.208 | 0.08 | 261 | 0 | 0.27 | 1 | 1 | cs | TRUE
137 | LV_3981-2_0_4_line_137 | NAYY 4x150 SE | 136 | 137 | 0.00083137 | 0.208 | 0.08 | 261 | 0 | 0.27 | 1 | 1 | cs | TRUE
138 | LV_3981-2_0_4_line_138 | NAYY 4x150 SE | 137 | 138 | 0.0015242 | 0.208 | 0.08 | 261 | 0 | 0.27 | 1 | 1 | cs | TRUE
139 | LV_3981-2_0_4_line_139 | NAYY 4x150 SE | 138 | 139 | 0.011931 | 0.208 | 0.08 | 261 | 0 | 0.27 | 1 | 1 | cs | TRUE
140 | LV_3981-2_0_4_line_140 | NAYY 4x150 SE | 139 | 140 | 0.019494 | 0.208 | 0.08 | 261 | 0 | 0.27 | 1 | 1 | cs | TRUE
141 | LV_3981-2_0_4_line_141 | NAYY 4x150 SE | 140 | 141 | 0.01543 | 0.208 | 0.08 | 261 | 0 | 0.27 | 1 | 1 | cs | TRUE
142 | LV_3981-2_0_4_line_142 | NAYY 4x150 SE | 141 | 142 | 0.016544 | 0.208 | 0.08 | 261 | 0 | 0.27 | 1 | 1 | cs | TRUE
143 | LV_3981-2_0_4_line_143 | NAYY 4x150 SE | 142 | 143 | 0.020032 | 0.208 | 0.08 | 261 | 0 | 0.27 | 1 | 2 | cs | TRUE
144 | LV_3981-2_0_4_line_144 | NAYY 4x150 SE | 142 | 144 | 0.015766 | 0.208 | 0.08 | 261 | 0 | 0.27 | 1 | 1 | cs | TRUE
145 | LV_3981-2_0_4_line_145 | NAYY 4x150 SE | 143 | 145 | 0.0023844 | 0.208 | 0.08 | 261 | 0 | 0.27 | 1 | 2 | cs | TRUE
146 | LV_3981-2_0_4_line_146 | NAYY 4x150 SE | 144 | 146 | 0.0055667 | 0.208 | 0.08 | 261 | 0 | 0.27 | 1 | 1 | cs | TRUE
147 | LV_3981-2_0_4_line_147 | NAYY 4x150 SE | 145 | 147 | 0.0014594 | 0.208 | 0.08 | 261 | 0 | 0.27 | 1 | 2 | cs | TRUE
148 | LV_3981-2_0_4_line_148 | NAYY 4x150 SE | 146 | 148 | 0.012137 | 0.208 | 0.08 | 261 | 0 | 0.27 | 1 | 1 | cs | TRUE
149 | LV_3981-2_0_4_line_149 | NAYY 4x150 SE | 147 | 154 | 0.0097863 | 0.208 | 0.08 | 261 | 0 | 0.27 | 1 | 2 | cs | TRUE
150 | LV_3981-2_0_4_line_150 | NAYY 4x150 SE | 148 | 149 | 0.021605 | 0.208 | 0.08 | 261 | 0 | 0.27 | 1 | 1 | cs | TRUE
151 | LV_3981-2_0_4_line_151 | NAYY 4x150 SE | 148 | 150 | 0.014924 | 0.208 | 0.08 | 261 | 0 | 0.27 | 1 | 1 | cs | TRUE
152 | LV_3981-2_0_4_line_152 | NAYY 4x150 SE | 149 | 151 | 0.0096051 | 0.208 | 0.08 | 261 | 0 | 0.27 | 1 | 1 | cs | TRUE
153 | LV_3981-2_0_4_line_153 | NAYY 4x150 SE | 150 | 152 | 0.028819 | 0.208 | 0.08 | 261 | 0 | 0.27 | 1 | 1 | cs | TRUE
154 | LV_3981-2_0_4_line_154 | NAYY 4x150 SE | 152 | 153 | 0.0020328 | 0.208 | 0.08 | 261 | 0 | 0.27 | 1 | 1 | cs | TRUE
155 | LV_3981-2_0_4_line_155 | NAYY 4x150 SE | 154 | 155 | 0.010565 | 0.208 | 0.08 | 261 | 0 | 0.27 | 1 | 2 | cs | TRUE
156 | LV_3981-2_0_4_line_156 | NAYY 4x150 SE | 155 | 156 | 0.000201 | 0.208 | 0.08 | 261 | 0 | 0.27 | 1 | 2 | cs | TRUE
157 | LV_3981-2_0_4_line_157 | NAYY 4x150 SE | 156 | 157 | 0.028502 | 0.208 | 0.08 | 261 | 0 | 0.27 | 1 | 2 | cs | TRUE
158 | LV_3981-2_0_4_line_158 | NAYY 4x150 SE | 157 | 163 | 0.0082531 | 0.208 | 0.08 | 261 | 0 | 0.27 | 1 | 2 | cs | TRUE
159 | LV_3981-2_0_4_line_159 | NAYY 4x150 SE | 158 | 159 | 0.0039365 | 0.208 | 0.08 | 261 | 0 | 0.27 | 1 | 1 | cs | TRUE
160 | LV_3981-2_0_4_line_160 | NAYY 4x150 SE | 158 | 160 | 0.002065 | 0.208 | 0.08 | 261 | 0 | 0.27 | 1 | 1 | cs | TRUE
161 | LV_3981-2_0_4_line_161 | NAYY 4x150 SE | 159 | 161 | 0.0046722 | 0.208 | 0.08 | 261 | 0 | 0.27 | 1 | 1 | cs | TRUE
162 | LV_3981-2_0_4_line_162 | NAYY 4x150 SE | 160 | 162 | 0.012316 | 0.208 | 0.08 | 261 | 0 | 0.27 | 1 | 1 | cs | TRUE
163 | LV_3981-2_0_4_line_163 | NAYY 4x150 SE | 161 | 163 | 0.02217 | 0.208 | 0.08 | 261 | 0 | 0.27 | 1 | 1 | cs | TRUE
164 | LV_3981-2_0_4_line_164 | NAYY 4x150 SE | 164 | 165 | 0.0080678 | 0.208 | 0.08 | 261 | 0 | 0.27 | 1 | 1 | cs | TRUE
165 | LV_3981-2_0_4_line_165 | NAYY 4x150 SE | 164 | 166 | 0.0060164 | 0.208 | 0.08 | 261 | 0 | 0.27 | 1 | 1 | cs | TRUE
166 | LV_3981-2_0_4_line_166 | NAYY 4x150 SE | 166 | 167 | 0.0032094 | 0.208 | 0.08 | 261 | 0 | 0.27 | 1 | 1 | cs | TRUE
167 | LV_3981-2_0_4_line_167 | NAYY 4x150 SE | 167 | 168 | 0.013895 | 0.208 | 0.08 | 261 | 0 | 0.27 | 1 | 1 | cs | TRUE

## trafo
| name | std_type | hv_bus | lv_bus | sn_mva | vn_hv_kv | vn_lv_kv | vk_percent | vkr_percent | pfe_kw | i0_percent | shift_degree | tap_side | tap_neutral | tap_min | tap_max | tap_step_percent | tap_step_degree | tap_pos | tap_phase_shifter | parallel | df | in_service
0 | LV_3981-2_0_4_trafo_255 | 0.25 MVA 20/0.4 kV | 169 | 102 | 0.25 | 20 | 0.4 | 6 | 1.44 | 0.8 | 0.32 | 150 | hv | 0 | -2 | 2 | 2.5 | 0 | 0 | FALSE | 1 | 1 | TRUE

## line_geodata
| x0 | y0 | x1 | y1 | x2 | y2 | x3 | y3 | x4 | y4 | x5 | y5 | x6 | y6 | x7 | y7 | x8 | y8 | x9 | y9 | x10 | y10 | x11 | y11 | x12 | y12 | x13 | y13 | x14 | y14 | x15 | y15 | x16 | y16 | x17 | y17 | x18 | y18 | x19 | y19 | x20 | y20 | x21 | y21 | x22 | y22 | x23 | y23 | x24 | y24 | x25 | y25 | x26 | y26 | x27 | y27 | x28 | y28 | x29 | y29 | x30 | y30
0 | 2723961.107 | 1182217.9029 | 2723976.7653 | 1182204.896
1 | 2723922.7644 | 1182249.7528 | 2723961.107 | 1182217.9029
2 | 2723976.7653 | 1182204.896 | 2723981.9414 | 1182200.5964 | 2724032.3271 | 1182169.8943 | 2724032.3271 | 1182169.8943
3 | 2723922.7644 | 1182249.7528 | 2723630.4035 | 1182235.5724
4 | 2724032.3271 | 1182169.8943 | 2724056.8676 | 1182134.9657 | 2724062.4596 | 1182131.5086
5 | 2723630.4035 | 1182235.5724 | 2723634.2547 | 1182227.735 | 2723636.3788 | 1182215.4922 | 2723639.5243 | 1182205.9502 | 2723642.7525 | 1182192.3959 | 2723648.821 | 1182183.7148 | 2723659.5389 | 1182183.6692 | 2723673.4966 | 1182182.0893 | 2723685.6883 | 1182175.4027 | 2723696.8809 | 1182164.9483 | 2723704.8388 | 1182155.7725 | 2723714.0037 | 1182139.9391 | 2723719.7365 | 1182121.6331 | 2723718.3864 | 1182109.3297 | 2723714.6404 | 1182096.165 | 2723721.2898 | 1182085.628 | 2723726.8628 | 1182075.0576 | 2723729.2156 | 1182064.6987 | 2723730.541 | 1182039.3633 | 2723731.1192 | 1182024.6868 | 2723733.0422 | 1182009.2487 | 2723726.897 | 1182002.6862
6 | 2724160.4758 | 1182096.7609 | 2724155.0822 | 1182099.0064 | 2724151.5387 | 1182101.9128 | 2724140.6116 | 1182113.5172 | 2724133.7518 | 1182115.3765 | 2724104.5916 | 1182111.1141 | 2724089.0799 | 1182115.0513 | 2724062.4596 | 1182131.5086
7 | 2723668.1749 | 1181884.4866 | 2723670.791 | 1181896.894 | 2723671.1507 | 1181917.95 | 2723672.4128 | 1181928.9729 | 2723676.3661 | 1181936.9157 | 2723710.5005 | 1181985.5552 | 2723723.3485 | 1181998.8967 | 2723726.897 | 1182002.6862
8 | 2724160.4758 | 1182096.7609 | 2724163.6695 | 1182078.6695
9 | 2724160.4758 | 1182096.7609 | 2724145.0153 | 1182177.0989 | 2724154.2876 | 1182220.6336 | 2724153.3968 | 1182230.8114 | 2724145.268 | 1182240.0942 | 2724098.458 | 1182265.5879 | 2724091.6341 | 1182273.4634 | 2724071.1594 | 1182311.9898 | 2724060.3089 | 1182330.9901 | 2724055.7089 | 1182342.1363 | 2724056.8872 | 1182349.0434 | 2724061.3981 | 1182352.8951
10 | 2724163.6695 | 1182078.6695 | 2724163.9713 | 1182077.344
11 | 2724061.3981 | 1182352.8951 | 2724066.715 | 1182351.393 | 2724069.9316 | 1182348.0349 | 2724083.6977 | 1182335.4107 | 2724094.5605 | 1182329.4646 | 2724112.5921 | 1182329.5936 | 2724121.3803 | 1182329.0307 | 2724138.2576 | 1182320.3554
12 | 2724013.7815 | 1181597.1627 | 2724013.1054 | 1181603.6201 | 2724022.9995 | 1181623.5466
13 | 2724013.7815 | 1181597.1627 | 2724008.3434 | 1181590.8345 | 2724006.6519 | 1181583.2385 | 2724005.4731 | 1181580.7679 | 2724003.2205 | 1181580.7213 | 2724000.3064 | 1181583.1071 | 2723983.0877 | 1181612.9838 | 2723977.7647 | 1181620.657 | 2723975.6396 | 1181629.5862 | 2723966.64 | 1181635.5155 | 2723965.3639 | 1181637.7463 | 2723966.6645 | 1181644.3001 | 2723972.4448 | 1181652.1809
14 | 2724013.7815 | 1181597.1627 | 2724015.4223 | 1181581.3741 | 2724015.0354 | 1181575.3395 | 2724017.1083 | 1181566.3537 | 2723999.077 | 1181521.5301
15 | 2723994.1274 | 1181509.2259 | 2723999.077 | 1181521.5301
16 | 2723994.1274 | 1181509.2259 | 2723990.8218 | 1181506.9003 | 2723990.4864 | 1181506.5237
17 | 2723994.1274 | 1181509.2259 | 2723997.6011 | 1181510.81 | 2724000.6247 | 1181511.6287 | 2724004.1327 | 1181511.9237 | 2724007.3276 | 1181511.8453 | 2724009.9993 | 1181511.2112 | 2724012.0132 | 1181510.241 | 2724016.1957 | 1181507.377
18 | 2724188.0595 | 1182013.4719 | 2724171.4959 | 1182048.9767 | 2724168.2075 | 1182058.7379 | 2724163.9713 | 1182077.344
19 | 2724138.2576 | 1182320.3554 | 2724145.6464 | 1182316.5575 | 2724146.3584 | 1182315.9514
20 | 2724188.0595 | 1182013.4719 | 2724198.6355 | 1181981.6013
21 | 2724188.0595 | 1182013.4719 | 2724198.4983 | 1182014.7447 | 2724201.6183 | 1182013.1081 | 2724215.4407 | 1181990.8228 | 2724244.0337 | 1181960.5823 | 2724260.0712 | 1181951.2079 | 2724262.0587 | 1181950.8245
22 | 2724321.8258 | 1181975.05 | 2724309.467 | 1181976.8506 | 2724277.1428 | 1181985.887 | 2724251.2685 | 1181989.7049
23 | 2724321.8258 | 1181975.05 | 2724328.3382 | 1181981.8456 | 2724333.9285 | 1181991.4796 | 2724334.9609 | 1181998.7841 | 2724336.5277 | 1182025.6138
24 | 2724321.8258 | 1181975.05 | 2724314.6897 | 1181970.6989 | 2724311.156 | 1181969.08 | 2724293.4101 | 1181963.5969 | 2724289.4202 | 1181961.5016 | 2724286.5164 | 1181958.9729 | 2724277.7113 | 1181947.8045
25 | 2724146.3584 | 1182315.9514 | 2724162.7216 | 1182302.0228 | 2724200.6832 | 1182294.3593 | 2724200.6832 | 1182294.3593
26 | 2724198.6355 | 1181981.6013 | 2724174.958 | 1182002.0923 | 2724153.2793 | 1182006.1351 | 2724149.3359 | 1182001.7947 | 2724145.7455 | 1181980.4271 | 2724134.1864 | 1181965.7549 | 2724130.0382 | 1181925.2174 | 2724112.5803 | 1181908.7662
27 | 2724198.6355 | 1181981.6013 | 2724202.9964 | 1181962.8558 | 2724215.7177 | 1181901.575 | 2724218.0458 | 1181892.083 | 2724245.5911 | 1181807.7816 | 2724249.4886 | 1181799.6009
28 | 2724277.7113 | 1181947.8045 | 2724262.0587 | 1181950.8245
29 | 2724338.3029 | 1182030.621 | 2724336.5277 | 1182025.6138 | 2724336.5277 | 1182025.6138
30 | 2724277.7113 | 1181947.8045 | 2724292.8743 | 1181944.8723 | 2724303.1793 | 1181941.5502 | 2724318.477 | 1181931.3934 | 2724349.5046 | 1181922.2748 | 2724360.599 | 1181923.25 | 2724365.1121 | 1181924.3674
31 | 2724208.6172 | 1182287.2275 | 2724200.6832 | 1182294.3593
32 | 2724208.6172 | 1182287.2275 | 2724219.4727 | 1182277.4697 | 2724235.8699 | 1182268.7901
33 | 2724284.3132 | 1182250.5911 | 2724279.6526 | 1182249.2966 | 2724267.9054 | 1182251.8327 | 2724235.8699 | 1182268.7901
34 | 2724284.3132 | 1182250.5911 | 2724305.3532 | 1182256.4347 | 2724340.5701 | 1182253.3295 | 2724346.9795 | 1182252.7051
35 | 2724454.6374 | 1182228.9165 | 2724399.3884 | 1182243.6873 | 2724378.6041 | 1182248.4595 | 2724365.3155 | 1182250.9189 | 2724346.9795 | 1182252.7051
36 | 2724454.6374 | 1182228.9165 | 2724461.5984 | 1182227.0555 | 2724472.9961 | 1182222.6 | 2724494.2986 | 1182212.7463 | 2724495.371 | 1182212.4044
37 | 2724498.715 | 1182231.1552 | 2724496.3923 | 1182233.2936 | 2724475.3673 | 1182250.7474 | 2724426.8543 | 1182294.1718 | 2724411.6201 | 1182310.1338 | 2724377.9572 | 1182349.1413 | 2724374.3836 | 1182353.8706 | 2724371.4409 | 1182359.8472 | 2724369.6285 | 1182366.2031
38 | 2724281.7976 | 1182495.6531 | 2724281.5635 | 1182492.5794 | 2724281.8793 | 1182489.5059 | 2724283.0413 | 1182486.5167 | 2724284.3036 | 1182484.2079 | 2724286.8737 | 1182482.56 | 2724304.5935 | 1182475.9782 | 2724313.1884 | 1182472.5762 | 2724317.2807 | 1182469.7146 | 2724321.0043 | 1182465.4887 | 2724325.6641 | 1182457.7353 | 2724361.3958 | 1182391.8843 | 2724366.2745 | 1182381.6892 | 2724367.8806 | 1182377.1748 | 2724369.6285 | 1182366.2031
39 | 2724506.5053 | 1182213.834 | 2724507.9154 | 1182215.4533 | 2724508.5684 | 1182218.5803 | 2724508.0979 | 1182221.3725 | 2724505.9943 | 1182224.4533 | 2724498.715 | 1182231.1552
40 | 2724281.7976 | 1182495.6531 | 2724284.0581 | 1182497.1455 | 2724286.6286 | 1182497.6881 | 2724291.3742 | 1182497.9423 | 2724298.5116 | 1182496.6782 | 2724328.8815 | 1182489.3027 | 2724342.5159 | 1182487.0839 | 2724365.2209 | 1182484.3085 | 2724373.4447 | 1182482.589 | 2724383.5692 | 1182479.4635 | 2724437.173 | 1182453.7907 | 2724446.1964 | 1182450.3533 | 2724458.0583 | 1182447.1513
41 | 2724506.5053 | 1182213.834 | 2724512.2654 | 1182209.7618 | 2724516.8148 | 1182207.7103 | 2724521.0376 | 1182206.6751 | 2724537.3364 | 1182206.4024 | 2724553.6042 | 1182207.2521 | 2724582.7268 | 1182210.7153 | 2724598.3669 | 1182212.3638 | 2724609.0202 | 1182212.4854 | 2724611.8405 | 1182212.4116
42 | 2724506.5053 | 1182213.834 | 2724506.1101 | 1182213.3699 | 2724503.5768 | 1182211.7717 | 2724501.084 | 1182211.1639 | 2724498.3586 | 1182211.4519 | 2724495.371 | 1182212.4044
43 | 2724506.7783 | 1182441.4049 | 2724496.4171 | 1182440.8448 | 2724485.0218 | 1182441.8978 | 2724459.0858 | 1182446.874 | 2724458.0583 | 1182447.1513
44 | 2724611.8405 | 1182212.4116 | 2724652.5838 | 1182211.3458 | 2724665.686 | 1182211.6185 | 2724679.7742 | 1182214.0577 | 2724703.8351 | 1182218.773
45 | 2724506.7783 | 1182441.4049 | 2724506.7783 | 1182441.4049 | 2724512.7988 | 1182442.2732
46 | 2724755.2533 | 1182219.8212 | 2724746.6284 | 1182220.9647 | 2724723.882 | 1182220.9025 | 2724708.3406 | 1182219.656 | 2724703.8351 | 1182218.773
47 | 2724625.449 | 1182440.6312 | 2724623.4778 | 1182440.585 | 2724582.6446 | 1182447.1409 | 2724570.801 | 1182449.1851 | 2724562.7854 | 1182449.6967 | 2724553.7995 | 1182449.1207 | 2724524.6137 | 1182443.9772 | 2724512.7988 | 1182442.2732
48 | 2724625.449 | 1182440.6312 | 2724631.8911 | 1182440.7822 | 2724639.0001 | 1182442.4064
49 | 2724639.0001 | 1182442.4064 | 2724640.512 | 1182442.7518 | 2724649.1518 | 1182446.0116 | 2724665.0808 | 1182455.0208
50 | 2724675.6653 | 1182461.0073 | 2724665.0808 | 1182455.0208
51 | 2724675.6653 | 1182461.0073 | 2724690.8064 | 1182449.1691 | 2724707.0178 | 1182445.7261 | 2724723.3398 | 1182436.6035 | 2724734.033 | 1182424.5172 | 2724755.5768 | 1182392.7981 | 2724767.5894 | 1182385.9542 | 2724774.8876 | 1182384.7725
52 | 2724675.6653 | 1182461.0073 | 2724711.8519 | 1182482.0865 | 2724762.1146 | 1182506.7077
53 | 2724774.8876 | 1182384.7725 | 2724809.0222 | 1182379.2452 | 2724833.5981 | 1182371.8683
54 | 2724762.1146 | 1182506.7077 | 2724728.4948 | 1182653.7909
55 | 2724728.4948 | 1182653.7909 | 2724739.0093 | 1182668.6094 | 2724710.6551 | 1182684.8423 | 2724704.5792 | 1182701.528 | 2724679.042 | 1182720.0436 | 2724678.3455 | 1182723.0804
56 | 2724674.8418 | 1182738.3584 | 2724678.3455 | 1182723.0804
57 | 2724674.8418 | 1182738.3584 | 2724618.5136 | 1182737.1862 | 2724600.519 | 1182729.829 | 2724580.6193 | 1182707.1989 | 2724576.0514 | 1182706.5426
58 | 2724674.8418 | 1182738.3584 | 2724698.1425 | 1182750.5853 | 2724755.6661 | 1182755.5971 | 2724769.7938 | 1182759.7497 | 2724787.7202 | 1182763.0364
59 | 2724558.1128 | 1182703.9653 | 2724576.0514 | 1182706.5426
60 | 2724787.7202 | 1182763.0364 | 2724810.4938 | 1182744.4638 | 2724836.8402 | 1182725.6209 | 2724868.2249 | 1182716.5373
61 | 2724787.7202 | 1182763.0364 | 2724783.6953 | 1182766.3217 | 2724767.0572 | 1182772.029
62 | 2724521.2588 | 1182698.6703 | 2724558.1128 | 1182703.9653
63 | 2724513.0867 | 1182887.8603 | 2724515.0479 | 1182880.5957 | 2724520.5246 | 1182875.061 | 2724563.5432 | 1182855.4629 | 2724570.1903 | 1182843.6035 | 2724573.7316 | 1182823.8961 | 2724587.6259 | 1182805.8496 | 2724602.3095 | 1182796.8594 | 2724712.8425 | 1182771.6398 | 2724734.8136 | 1182772.8868 | 2724760.409 | 1182774.3094 | 2724767.0572 | 1182772.029
64 | 2724521.2588 | 1182698.6703 | 2724513.2319 | 1182692.399 | 2724508.4227 | 1182691.1649 | 2724498.1317 | 1182693.4973 | 2724491.3121 | 1182693.0775 | 2724476.8358 | 1182691.3534 | 2724468.5709 | 1182691.7488 | 2724464.35 | 1182694.6668
65 | 2724513.0867 | 1182887.8603 | 2724522.2447 | 1182892.6206 | 2724543.519 | 1182881.8104 | 2724563.3717 | 1182878.0313 | 2724587.5814 | 1182879.5911 | 2724612.6442 | 1182872.8183 | 2724645.436 | 1182872.3109 | 2724663.4627 | 1182875.8995
66 | 2724663.4627 | 1182875.8995 | 2724663.4627 | 1182875.8995 | 2724665.3275 | 1182878.1479
67 | 2724771.3441 | 1182925.1134 | 2724730.9229 | 1182924.1381 | 2724708.3784 | 1182918.5427 | 2724679.8096 | 1182895.6094 | 2724665.3275 | 1182878.1479
68 | 2724771.3441 | 1182925.1134 | 2724790.133 | 1182921.0683 | 2724824.6257 | 1182919.9302 | 2724848.3758 | 1182919.7136 | 2724868.5049 | 1182916.9642
69 | 2724771.3441 | 1182925.1134 | 2724793.1173 | 1182935.0962 | 2724850.802 | 1182955.012 | 2724896.5658 | 1182975.5693 | 2724906.3173 | 1182982.611 | 2724960.5601 | 1183021.7591
70 | 2724695.9032 | 1181906.7858 | 2724707.7713 | 1181908.3291 | 2724749.1815 | 1181930.3734 | 2724756.6272 | 1181933.0525 | 2724762.7421 | 1181934.3349
71 | 2724695.9032 | 1181906.7858 | 2724685.0686 | 1181905.377 | 2724670.7232 | 1181896.1719 | 2724665.2512 | 1181890.4206
72 | 2724626.0911 | 1181788.0356 | 2724632.1908 | 1181791.5948 | 2724642.3296 | 1181796.6537 | 2724678.352 | 1181813.7151 | 2724684.4762 | 1181827.0411 | 2724705.6395 | 1181847.0736 | 2724714.8305 | 1181852.9347
73 | 2724411.4773 | 1181702.4123 | 2724417.7547 | 1181706.1897 | 2724461.4482 | 1181708.5317 | 2724479.1305 | 1181711.223 | 2724494.0128 | 1181714.4789 | 2724511.3773 | 1181720.6996 | 2724515.6591 | 1181723.8241 | 2724517.9051 | 1181727.8626 | 2724518.8485 | 1181734.6649 | 2724520.1044 | 1181741.129 | 2724522.4972 | 1181745.4596 | 2724525.9709 | 1181748.5006 | 2724535.632 | 1181752.2929 | 2724558.4826 | 1181752.2009 | 2724564.8327 | 1181753.9453 | 2724598.242 | 1181771.7858 | 2724626.0911 | 1181788.0356
74 | 2724663.7156 | 1181887.6564 | 2724665.2512 | 1181890.4206 | 2724665.2512 | 1181890.4206
75 | 2724411.4773 | 1181702.4123 | 2724401.6239 | 1181710.4469 | 2724393.3786 | 1181715.7241 | 2724342.4962 | 1181738.4294 | 2724335.2074 | 1181742.1587 | 2724327.3755 | 1181748.5009 | 2724311.1293 | 1181763.486 | 2724305.2654 | 1181767.3894 | 2724267.896 | 1181784.6383 | 2724257.7774 | 1181790.3772 | 2724253.4167 | 1181794.3675 | 2724249.4886 | 1181799.6009
76 | 2724411.4773 | 1181702.4123 | 2724423.9778 | 1181693.0872 | 2724432.2542 | 1181688.1554 | 2724440.1982 | 1181684.1507 | 2724446.4804 | 1181682.1797 | 2724471.8495 | 1181676.7024 | 2724502.5496 | 1181670.9246 | 2724507.4286 | 1181668.8355 | 2724510.7252 | 1181666.0686 | 2724513.2392 | 1181662.3626
77 | 2724519.8501 | 1181869.6068 | 2724538.5405 | 1181860.4207 | 2724570.6962 | 1181844.4772 | 2724585.2851 | 1181843.4574 | 2724603.5922 | 1181847.6743 | 2724654.4271 | 1181876.0851 | 2724660.2516 | 1181881.4212 | 2724663.7156 | 1181887.6564
78 | 2724249.4886 | 1181799.6009 | 2724262.7537 | 1181803.1118 | 2724268.2304 | 1181806.083 | 2724277.9753 | 1181814.7148
79 | 2724378.0255 | 1181612.9867 | 2724378.0255 | 1181612.9867 | 2724382.0538 | 1181613.2371 | 2724386.4998 | 1181612.8735 | 2724401.2819 | 1181609.9337 | 2724405.5567 | 1181609.7222 | 2724409.505 | 1181610.5158 | 2724413.2847 | 1181612.0732 | 2724416.3681 | 1181614.4166 | 2724419.5163 | 1181618.7963 | 2724421.6324 | 1181623.577 | 2724425.0023 | 1181635.6668 | 2724427.0943 | 1181639.7687 | 2724429.8261 | 1181643.5949 | 2724433.5325 | 1181646.4739 | 2724438.1375 | 1181648.382 | 2724442.7659 | 1181649.1675 | 2724446.738 | 1181648.8164 | 2724450.5242 | 1181647.8498 | 2724462.4434 | 1181643.3496 | 2724473.2421 | 1181638.726 | 2724478.8427 | 1181637.5747 | 2724483.8036 | 1181638.1671 | 2724492.9028 | 1181640.3354 | 2724499.3715 | 1181642.9939 | 2724508.0554 | 1181647.1328 | 2724511.19 | 1181650.6893 | 2724512.6914 | 1181653.8005 | 2724513.715 | 1181657.1131 | 2724513.9911 | 1181659.6318 | 2724513.2392 | 1181662.3626
80 | 2724363.6707 | 1181813.882 | 2724340.8869 | 1181819.6438 | 2724306.3232 | 1181826.4875 | 2724296.6895 | 1181826.8992 | 2724290.9889 | 1181825.1464 | 2724279.0922 | 1181815.704 | 2724277.9753 | 1181814.7148
81 | 2724355.86 | 1181603.2309 | 2724355.86 | 1181603.2309 | 2724363.3942 | 1181606.4562 | 2724374.2493 | 1181611.9965 | 2724378.0255 | 1181612.9867
82 | 2724497.2967 | 1181506.4629 | 2724521.3568 | 1181530.1909 | 2724531.854 | 1181536.7804 | 2724610.4113 | 1181575.2962 | 2724631.9092 | 1181590.6876 | 2724674.9875 | 1181610.153 | 2724701.8428 | 1181630.5597 | 2724717.8654 | 1181634.2971
83 | 2724497.2967 | 1181506.4629 | 2724488.1707 | 1181498.1884
84 | 2724497.2967 | 1181506.4629 | 2724509.7434 | 1181505.6319 | 2724548.236 | 1181514.2154 | 2724596.1497 | 1181521.6164 | 2724598.3893 | 1181522.189
85 | 2724369.1521 | 1181452.3751 | 2724381.2639 | 1181454.0609 | 2724403.9401 | 1181454.3316 | 2724408.4122 | 1181454.9248 | 2724416.8731 | 1181459.1479 | 2724438.0153 | 1181474.0531 | 2724448.2432 | 1181478.5353 | 2724467.7637 | 1181484.3447 | 2724480.4782 | 1181491.2137 | 2724488.1707 | 1181498.1884
86 | 2724666.8037 | 1181525.5683 | 2724662.2242 | 1181528.5506 | 2724657.0659 | 1181529.733 | 2724630.1404 | 1181529.1951 | 2724617.7386 | 1181527.1358 | 2724598.3893 | 1181522.189
87 | 2724334.9718 | 1181456.1021 | 2724348.1968 | 1181452.3737 | 2724357.264 | 1181451.6835 | 2724369.1521 | 1181452.3751
88 | 2724751.7139 | 1181477.0711 | 2724752.082 | 1181478.172 | 2724754.1075 | 1181484.3631 | 2724754.4749 | 1181486.8948 | 2724753.5116 | 1181489.4989 | 2724751.3508 | 1181491.2774 | 2724748.1746 | 1181493.0237 | 2724739.9545 | 1181495.5879 | 2724731.3513 | 1181497.11 | 2724720.1409 | 1181497.6327 | 2724708.3479 | 1181497.1537 | 2724700.8362 | 1181497.9869 | 2724696.0529 | 1181499.8666 | 2724692.2566 | 1181502.4117 | 2724677.4953 | 1181514.6136 | 2724671.8041 | 1181522.3119 | 2724666.8037 | 1181525.5683
89 | 2724334.9718 | 1181456.1021 | 2724376.8358 | 1181352.7289 | 2724375.5743 | 1181341.4173
90 | 2724334.9718 | 1181456.1021 | 2724327.1279 | 1181458.3864
91 | 2724386.7023 | 1181332.628 | 2724393.2158 | 1181330.9975 | 2724415.0723 | 1181330.6619 | 2724432.4061 | 1181333.6349 | 2724474.778 | 1181346.7684 | 2724490.0222 | 1181349.5647 | 2724509.7156 | 1181352.587 | 2724535.7325 | 1181359.3879 | 2724554.6283 | 1181369.1653 | 2724566.5988 | 1181372.1495 | 2724585.5679 | 1181372.1547 | 2724593.6047 | 1181369.5866 | 2724613.9457 | 1181359.8356 | 2724622.8719 | 1181358.5869 | 2724638.5913 | 1181363.873 | 2724646.8366 | 1181369.6487 | 2724658.1087 | 1181381.2248 | 2724671.805 | 1181401.8579
92 | 2724374.923 | 1181335.5768 | 2724386.7023 | 1181332.628
93 | 2724374.923 | 1181335.5768 | 2724373.8291 | 1181332.3296 | 2724372.2193 | 1181325.9693 | 2724371.7782 | 1181321.4569 | 2724372.8215 | 1181311.6826
94 | 2724374.923 | 1181335.5768 | 2724375.5743 | 1181341.4173
95 | 2724104.7651 | 1181471.0876 | 2724116.958 | 1181470.7064 | 2724123.3716 | 1181469.4049 | 2724151.3896 | 1181462.947 | 2724158.2318 | 1181462.3438 | 2724167.0036 | 1181462.6368 | 2724195.2688 | 1181464.1567 | 2724205.6319 | 1181464.3382 | 2724216.0974 | 1181463.6323 | 2724246.1939 | 1181461.2098 | 2724266.6115 | 1181458.3976 | 2724276.8209 | 1181458.2535 | 2724289.0808 | 1181459.4308 | 2724303.818 | 1181461.9826 | 2724310.7515 | 1181462.1376 | 2724316.4212 | 1181461.7104 | 2724321.2139 | 1181460.1086 | 2724327.1279 | 1181458.3864
96 | 2724372.8215 | 1181311.6826 | 2724380.3493 | 1181311.0779
97 | 2724070.6425 | 1181485.3249 | 2724077.2476 | 1181478.4678 | 2724081.6709 | 1181475.5128 | 2724085.9808 | 1181473.6117 | 2724089.8314 | 1181472.8575 | 2724104.7651 | 1181471.0876
98 | 2724070.6425 | 1181485.3249 | 2724065.3592 | 1181484.8041 | 2724058.8127 | 1181485.1467 | 2724051.8778 | 1181486.5375 | 2724044.3771 | 1181489.4289 | 2724025.962 | 1181500.6893
99 | 2724070.6425 | 1181485.3249 | 2724077.3642 | 1181487.5879 | 2724082.1927 | 1181490.5233 | 2724087.7581 | 1181495.1307 | 2724094.9341 | 1181503.8634 | 2724107.9865 | 1181523.57 | 2724115.6512 | 1181531.2009 | 2724131.6309 | 1181539.0374 | 2724149.8669 | 1181545.642 | 2724177.6988 | 1181554.7806 | 2724184.4117 | 1181558.1999 | 2724189.4863 | 1181561.7854 | 2724194.4662 | 1181566.2585 | 2724198.5193 | 1181571.2127 | 2724229.6039 | 1181615.4221 | 2724234.869 | 1181620.5015 | 2724239.6119 | 1181623.8689 | 2724240.4537 | 1181624.09
100 | 2724355.86 | 1181603.2309 | 2724349.5229 | 1181600.8533 | 2724343.9434 | 1181599.5143 | 2724334.143 | 1181598.7327 | 2724291.6871 | 1181599.1818
101 | 2724240.4537 | 1181624.09 | 2724244.2542 | 1181625.0883 | 2724248.0952 | 1181625.1679 | 2724253.105 | 1181623.7707 | 2724256.8633 | 1181621.5693 | 2724263.1254 | 1181616.8846 | 2724269.1116 | 1181610.4039 | 2724274.8254 | 1181604.1623 | 2724279.52 | 1181601.3909 | 2724283.2708 | 1181599.9232 | 2724287.6474 | 1181599.2245 | 2724291.6871 | 1181599.1818
102 | 2724025.962 | 1181500.6893 | 2724016.1957 | 1181507.377
103 | 2724034.1807 | 1181443.9294 | 2724045.4299 | 1181436.3678 | 2724059.9083 | 1181427.2262
104 | 2723987.2161 | 1181461.4929 | 2723991.5056 | 1181463.5275 | 2723994.8461 | 1181466.0095 | 2723998.2326 | 1181468.8594 | 2724003.8925 | 1181473.3353 | 2724006.3934 | 1181474.6768 | 2724011.4274 | 1181474.3252 | 2724011.1627 | 1181471.9847 | 2724011.6154 | 1181468.9363 | 2724012.5226 | 1181466.4421 | 2724014.1685 | 1181463.3295 | 2724019.2948 | 1181456.3082 | 2724022.452 | 1181452.8821 | 2724028.1842 | 1181447.9638 | 2724034.1807 | 1181443.9294
105 | 2723987.2161 | 1181461.4929 | 2723987.0043 | 1181468.4046 | 2723986.098 | 1181475.2797
106 | 2723987.2161 | 1181461.4929 | 2723986.805 | 1181458.5416
107 | 2723986.098 | 1181475.2797 | 2723978.4823 | 1181481.8965
108 | 2723986.098 | 1181475.2797 | 2723985.57 | 1181490.4576 | 2723985.6969 | 1181493.6353
109 | 2723986.0854 | 1181453.3747 | 2723986.805 | 1181458.5416
110 | 2723978.4823 | 1181481.8965 | 2723971.8229 | 1181487.6824 | 2723969.3938 | 1181490.6561
111 | 2723985.6969 | 1181493.6353 | 2723985.7411 | 1181494.742 | 2723986.3756 | 1181498.7803 | 2723987.3252 | 1181501.6242 | 2723988.4103 | 1181504.1929 | 2723990.4864 | 1181506.5237
112 | 2723979.4095 | 1181434.8677 | 2723982.9509 | 1181442.78 | 2723985.0011 | 1181448.5488 | 2723986.0854 | 1181453.3747 | 2723986.0854 | 1181453.3747
113 | 2724372.9867 | 1181811.526 | 2724363.6707 | 1181813.882
114 | 2724519.8501 | 1181869.6068 | 2724516.0969 | 1181871.4514 | 2724458.1468 | 1181880.5234
115 | 2724458.1468 | 1181880.5234 | 2724438.0934 | 1181883.6628 | 2724420.8221 | 1181892.4662 | 2724408.5836 | 1181916.0516 | 2724396.3596 | 1181929.0073 | 2724387.3658 | 1181929.8769 | 2724365.1121 | 1181924.3674
116 | 2724443.2377 | 1182038.682 | 2724364.0436 | 1182043.5977 | 2724352.6726 | 1182042.3386 | 2724347.8989 | 1182040.1047 | 2724341.7704 | 1182035.7966 | 2724338.3029 | 1182030.621
117 | 2723911.6658 | 1181581.4486 | 2723921.2217 | 1181553.2948 | 2723937.0469 | 1181523.189 | 2723957.0089 | 1181503.8254
118 | 2723957.0089 | 1181503.8254 | 2723964.8471 | 1181496.2221 | 2723965.96 | 1181494.8597
119 | 2723967.7927 | 1181492.6161 | 2723965.96 | 1181494.8597
120 | 2723967.7927 | 1181492.6161 | 2723969.1152 | 1181490.9971
121 | 2723969.3938 | 1181490.6561 | 2723969.1152 | 1181490.9971
122 | 2723753.0265 | 1181789.9137 | 2723668.1749 | 1181884.4866
123 | 2723745.1144 | 1181771.091 | 2723745.196 | 1181780.3229 | 2723753.0265 | 1181789.9137
124 | 2723797.0707 | 1181445.2095 | 2723803.652 | 1181433.8683 | 2723818.2447 | 1181421.5942
125 | 2723830.2182 | 1181411.5231 | 2723818.2447 | 1181421.5942
126 | 2723830.7315 | 1181396.6674 | 2723830.2182 | 1181411.5231
127 | 2723830.2182 | 1181411.5231 | 2723839.9788 | 1181428.7629
128 | 2723830.7315 | 1181396.6674 | 2723838.6571 | 1181397.2426 | 2723848.9565 | 1181394.4001
129 | 2723859.4254 | 1181454.735 | 2723847.9072 | 1181442.7666 | 2723839.9788 | 1181428.7629
130 | 2723848.9565 | 1181394.4001 | 2723850.651 | 1181393.9324 | 2723868.739 | 1181387.3481
131 | 2723859.4254 | 1181454.735 | 2723859.8734 | 1181455.2006 | 2723877.0859 | 1181458.4919
132 | 2723976.374 | 1181285.4747 | 2723999.1552 | 1181280.9591
133 | 2723947.3113 | 1181263.747 | 2723957.7636 | 1181267.7549 | 2723960.5921 | 1181269.5146 | 2723962.8835 | 1181271.3856 | 2723976.374 | 1181285.4747
134 | 2723976.374 | 1181285.4747 | 2723977.2706 | 1181290.1411 | 2723977.5335 | 1181294.0493 | 2723977.3221 | 1181301.5771
135 | 2723947.3113 | 1181263.747 | 2723946.876 | 1181265.2168 | 2723943.4927 | 1181275.1318 | 2723941.5845 | 1181282.0641 | 2723940.398 | 1181288.0883 | 2723940.3339 | 1181288.4917
136 | 2723940.3339 | 1181288.4917 | 2723938.9163 | 1181297.4139
137 | 2723938.7858 | 1181298.235 | 2723938.9163 | 1181297.4139
138 | 2723938.5467 | 1181299.7403 | 2723938.7858 | 1181298.235
139 | 2723938.5467 | 1181299.7403 | 2723938.167 | 1181302.1302 | 2723937.2849 | 1181311.1629 | 2723937.2638 | 1181311.5979
140 | 2723937.2638 | 1181311.5979 | 2723936.7661 | 1181321.8377 | 2723936.9406 | 1181326.7003 | 2723937.4049 | 1181331.0521
141 | 2723937.4049 | 1181331.0521 | 2723937.4269 | 1181331.2581 | 2723940.4834 | 1181346.1705
142 | 2723943.896 | 1181362.3588 | 2723940.9104 | 1181348.2535 | 2723940.4834 | 1181346.1705
143 | 2723943.896 | 1181362.3588 | 2723949.7411 | 1181380.4149 | 2723950.1203 | 1181381.3979
144 | 2723943.896 | 1181362.3588 | 2723928.7554 | 1181366.7543
145 | 2723950.9786 | 1181383.6225 | 2723950.1203 | 1181381.3979
146 | 2723928.7554 | 1181366.7543 | 2723923.4095 | 1181368.3063
147 | 2723950.9786 | 1181383.6225 | 2723951.504 | 1181384.9841
148 | 2723911.7541 | 1181371.69 | 2723923.4095 | 1181368.3063
149 | 2723955.1679 | 1181394.0532 | 2723954.3381 | 1181392.3297 | 2723951.504 | 1181384.9841
150 | 2723911.7541 | 1181371.69 | 2723904.4183 | 1181354.7817 | 2723903.3702 | 1181351.7855
151 | 2723911.7541 | 1181371.69 | 2723897.7302 | 1181376.7949
152 | 2723900.1986 | 1181342.7192 | 2723903.3702 | 1181351.7855
153 | 2723870.6492 | 1181386.6528 | 2723897.7302 | 1181376.7949
154 | 2723868.739 | 1181387.3481 | 2723870.6492 | 1181386.6528
155 | 2723959.8901 | 1181403.4993 | 2723958.6963 | 1181401.3819 | 2723955.1679 | 1181394.0532
156 | 2723959.9888 | 1181403.6744 | 2723959.8901 | 1181403.4993
157 | 2723959.9888 | 1181403.6744 | 2723964.2084 | 1181411.1585 | 2723974.955 | 1181427.92
158 | 2723979.4095 | 1181434.8677 | 2723974.955 | 1181427.92
159 | 2724003.9241 | 1181417.1842 | 2724000.7132 | 1181419.4616
160 | 2724003.9241 | 1181417.1842 | 2724003.9241 | 1181417.1842 | 2724005.8795 | 1181416.5205
161 | 2723997.0509 | 1181422.3184 | 2723997.481 | 1181421.7542 | 2724000.7132 | 1181419.4616
162 | 2724017.5418 | 1181412.5625 | 2724005.8795 | 1181416.5205
163 | 2723979.4095 | 1181434.8677 | 2723992.4238 | 1181428.3878 | 2723997.0509 | 1181422.3184
164 | 2723884.4774 | 1181461.7254 | 2723877.0859 | 1181458.4919 | 2723877.0859 | 1181458.4919
165 | 2723884.4774 | 1181461.7254 | 2723889.9895 | 1181464.1368
166 | 2723889.9895 | 1181464.1368 | 2723891.7056 | 1181464.8875 | 2723892.4595 | 1181465.9908
167 | 2723900.2996 | 1181477.4631 | 2723892.4595 | 1181465.9908

## bus_geodata
| x | y | coords
0 | 2723961.107 | 1182217.9029
1 | 2723976.7653 | 1182204.896
2 | 2723922.7644 | 1182249.7528
3 | 2724032.3271 | 1182169.8943
4 | 2723630.4035 | 1182235.5724
5 | 2724062.4596 | 1182131.5086
6 | 2723726.897 | 1182002.6862
7 | 2724160.4758 | 1182096.7609
8 | 2724163.6695 | 1182078.6695
9 | 2724061.3981 | 1182352.8951
10 | 2724022.9995 | 1181623.5466
11 | 2724013.7815 | 1181597.1627
12 | 2723972.4448 | 1181652.1809
13 | 2723999.077 | 1181521.5301
14 | 2723994.1274 | 1181509.2259
15 | 2724163.9713 | 1182077.344
16 | 2724138.2576 | 1182320.3554
17 | 2724188.0595 | 1182013.4719
18 | 2724251.2685 | 1181989.7049
19 | 2724321.8258 | 1181975.05
20 | 2724146.3584 | 1182315.9514
21 | 2724198.6355 | 1181981.6013
22 | 2724262.0587 | 1181950.8245
23 | 2724336.5277 | 1182025.6138
24 | 2724277.7113 | 1181947.8045
25 | 2724200.6832 | 1182294.3593
26 | 2724208.6172 | 1182287.2275
27 | 2724235.8699 | 1182268.7901
28 | 2724284.3132 | 1182250.5911
29 | 2724346.9795 | 1182252.7051
30 | 2724454.6374 | 1182228.9165
31 | 2724369.6285 | 1182366.2031
32 | 2724498.715 | 1182231.1552
33 | 2724281.7976 | 1182495.6531
34 | 2724506.5053 | 1182213.834
35 | 2724458.0583 | 1182447.1513
36 | 2724611.8405 | 1182212.4116
37 | 2724495.371 | 1182212.4044
38 | 2724506.7783 | 1182441.4049
39 | 2724703.8351 | 1182218.773
40 | 2724512.7988 | 1182442.2732
41 | 2724755.2533 | 1182219.8212
42 | 2724625.449 | 1182440.6312
43 | 2724639.0001 | 1182442.4064
44 | 2724665.0808 | 1182455.0208
45 | 2724675.6653 | 1182461.0073
46 | 2724774.8876 | 1182384.7725
47 | 2724762.1146 | 1182506.7077
48 | 2724833.5981 | 1182371.8683
49 | 2724728.4948 | 1182653.7909
50 | 2724678.3455 | 1182723.0804
51 | 2724674.8418 | 1182738.3584
52 | 2724576.0514 | 1182706.5426
53 | 2724787.7202 | 1182763.0364
54 | 2724558.1128 | 1182703.9653
55 | 2724868.2249 | 1182716.5373
56 | 2724767.0572 | 1182772.029
57 | 2724521.2588 | 1182698.6703
58 | 2724513.0867 | 1182887.8603
59 | 2724464.35 | 1182694.6668
60 | 2724663.4627 | 1182875.8995
61 | 2724665.3275 | 1182878.148
62 | 2724771.3441 | 1182925.1134
63 | 2724868.5049 | 1182916.9642
64 | 2724960.5601 | 1183021.7591
65 | 2724762.7421 | 1181934.3349
66 | 2724695.9032 | 1181906.7858
67 | 2724714.8305 | 1181852.9347
68 | 2724626.0911 | 1181788.0356
69 | 2724665.2512 | 1181890.4206
70 | 2724411.4773 | 1181702.4123
71 | 2724663.7156 | 1181887.6564
72 | 2724249.4886 | 1181799.6009
73 | 2724513.2392 | 1181662.3626
74 | 2724277.9753 | 1181814.7148
75 | 2724378.0255 | 1181612.9867
76 | 2724717.8654 | 1181634.2971
77 | 2724497.2967 | 1181506.4629
78 | 2724488.1707 | 1181498.1884
79 | 2724598.3894 | 1181522.189
80 | 2724369.1521 | 1181452.3751
81 | 2724666.8037 | 1181525.5683
82 | 2724334.9718 | 1181456.1021
83 | 2724751.7139 | 1181477.0711
84 | 2724671.805 | 1181401.8579
85 | 2724386.7023 | 1181332.628
86 | 2724374.9229 | 1181335.5768
87 | 2724375.5743 | 1181341.4173
88 | 2724327.1279 | 1181458.3864
89 | 2724372.8215 | 1181311.6826
90 | 2724104.7651 | 1181471.0876
91 | 2724380.3493 | 1181311.0779
92 | 2724070.6425 | 1181485.3249
93 | 2724355.86 | 1181603.2309
94 | 2724291.6871 | 1181599.1818
95 | 2724240.4537 | 1181624.09
96 | 2724025.962 | 1181500.6893
97 | 2724016.1957 | 1181507.377
98 | 2724034.1807 | 1181443.9294
99 | 2724059.9083 | 1181427.2262
100 | 2723987.2161 | 1181461.4929
101 | 2723986.098 | 1181475.2797
102 | 2723986.805 | 1181458.5416
103 | 2723978.4823 | 1181481.8965
104 | 2723985.6969 | 1181493.6353
105 | 2723986.0854 | 1181453.3747
106 | 2723990.4864 | 1181506.5237
107 | 2724112.5803 | 1181908.7662
108 | 2724363.6707 | 1181813.882
109 | 2724372.9867 | 1181811.526
110 | 2724519.8501 | 1181869.6068
111 | 2724458.1468 | 1181880.5234
112 | 2724365.1121 | 1181924.3674
113 | 2724338.3029 | 1182030.621
114 | 2724443.2377 | 1182038.682
115 | 2723911.6658 | 1181581.4486
116 | 2723957.0089 | 1181503.8254
117 | 2723965.96 | 1181494.8597
118 | 2723967.7927 | 1181492.6161
119 | 2723969.1152 | 1181490.9971
120 | 2723969.3938 | 1181490.6561
121 | 2723668.1749 | 1181884.4866
122 | 2723753.0265 | 1181789.9137
123 | 2723745.1144 | 1181771.091
124 | 2723797.0707 | 1181445.2095
125 | 2723818.2447 | 1181421.5941
126 | 2723830.2182 | 1181411.5231
127 | 2723830.7315 | 1181396.6674
128 | 2723839.9788 | 1181428.7629
129 | 2723848.9565 | 1181394.4001
130 | 2723859.4254 | 1181454.735
131 | 2723999.1552 | 1181280.9591
132 | 2723976.374 | 1181285.4747
133 | 2723947.3113 | 1181263.747
134 | 2723977.3221 | 1181301.5771
135 | 2723940.3339 | 1181288.4917
136 | 2723938.9163 | 1181297.4139
137 | 2723938.7858 | 1181298.235
138 | 2723938.5467 | 1181299.7403
139 | 2723937.2638 | 1181311.5979
140 | 2723937.4049 | 1181331.0521
141 | 2723940.4834 | 1181346.1705
142 | 2723943.896 | 1181362.3588
143 | 2723950.1203 | 1181381.3979
144 | 2723928.7554 | 1181366.7543
145 | 2723950.9786 | 1181383.6225
146 | 2723923.4095 | 1181368.3063
147 | 2723951.504 | 1181384.9841
148 | 2723911.7541 | 1181371.69
149 | 2723903.3702 | 1181351.7855
150 | 2723897.7302 | 1181376.7949
151 | 2723900.1986 | 1181342.7192
152 | 2723870.6492 | 1181386.6528
153 | 2723868.739 | 1181387.3481
154 | 2723955.1679 | 1181394.0532
155 | 2723959.8901 | 1181403.4993
156 | 2723959.9888 | 1181403.6744
157 | 2723974.955 | 1181427.92
158 | 2724003.9241 | 1181417.1842
159 | 2724000.7132 | 1181419.4616
160 | 2724005.8795 | 1181416.5205
161 | 2723997.0509 | 1181422.3184
162 | 2724017.5418 | 1181412.5625
163 | 2723979.4095 | 1181434.8677
164 | 2723884.4774 | 1181461.7254
165 | 2723877.0859 | 1181458.4919
166 | 2723889.9895 | 1181464.1368
167 | 2723892.4595 | 1181465.9908
168 | 2723900.2996 | 1181477.4631
169 | 2723987.2161 | 1181461.4929

## line_std_types
| c_nf_per_km | r_ohm_per_km | x_ohm_per_km | max_i_ka | type | q_mm2 | alpha | voltage_rating
NAYY 4x50 SE | 210 | 0.642 | 0.083 | 0.142 | cs | 50 | 0.00403 | LV
NAYY 4x120 SE | 264 | 0.225 | 0.08 | 0.242 | cs | 120 | 0.00403 | LV
NAYY 4x150 SE | 261 | 0.208 | 0.08 | 0.27 | cs | 150 | 0.00403 | LV
NA2XS2Y 1x95 RM/25 12/20 kV | 216 | 0.313 | 0.132 | 0.252 | cs | 95 | 0.00403 | MV
NA2XS2Y 1x185 RM/25 12/20 kV | 273 | 0.161 | 0.117 | 0.362 | cs | 185 | 0.00403 | MV
NA2XS2Y 1x240 RM/25 12/20 kV | 304 | 0.122 | 0.112 | 0.421 | cs | 240 | 0.00403 | MV
NA2XS2Y 1x95 RM/25 6/10 kV | 315 | 0.313 | 0.123 | 0.249 | cs | 95 | 0.00403 | MV
NA2XS2Y 1x185 RM/25 6/10 kV | 406 | 0.161 | 0.11 | 0.358 | cs | 185 | 0.00403 | MV
NA2XS2Y 1x240 RM/25 6/10 kV | 456 | 0.122 | 0.105 | 0.416 | cs | 240 | 0.00403 | MV
NA2XS2Y 1x150 RM/25 12/20 kV | 250 | 0.206 | 0.116 | 0.319 | cs | 150 | 0.00403 | MV
NA2XS2Y 1x120 RM/25 12/20 kV | 230 | 0.253 | 0.119 | 0.283 | cs | 120 | 0.00403 | MV
NA2XS2Y 1x70 RM/25 12/20 kV | 190 | 0.443 | 0.132 | 0.22 | cs | 70 | 0.00403 | MV
NA2XS2Y 1x150 RM/25 6/10 kV | 360 | 0.206 | 0.11 | 0.315 | cs | 150 | 0.00403 | MV
NA2XS2Y 1x120 RM/25 6/10 kV | 340 | 0.253 | 0.113 | 0.28 | cs | 120 | 0.00403 | MV
NA2XS2Y 1x70 RM/25 6/10 kV | 280 | 0.443 | 0.123 | 0.217 | cs | 70 | 0.00403 | MV
N2XS(FL)2Y 1x120 RM/35 64/110 kV | 112 | 0.153 | 0.166 | 0.366 | cs | 120 | 0.00393 | HV
N2XS(FL)2Y 1x185 RM/35 64/110 kV | 125 | 0.099 | 0.156 | 0.457 | cs | 185 | 0.00393 | HV
N2XS(FL)2Y 1x240 RM/35 64/110 kV | 135 | 0.075 | 0.149 | 0.526 | cs | 240 | 0.00393 | HV
N2XS(FL)2Y 1x300 RM/35 64/110 kV | 144 | 0.06 | 0.144 | 0.588 | cs | 300 | 0.00393 | HV
15-AL1/3-ST1A 0.4 | 11 | 1.8769 | 0.35 | 0.105 | ol | 16 | 0.00403 | LV
24-AL1/4-ST1A 0.4 | 11.25 | 1.2012 | 0.335 | 0.14 | ol | 24 | 0.00403 | LV
48-AL1/8-ST1A 0.4 | 12.2 | 0.5939 | 0.3 | 0.21 | ol | 48 | 0.00403 | LV
94-AL1/15-ST1A 0.4 | 13.2 | 0.306 | 0.29 | 0.35 | ol | 94 | 0.00403 | LV
34-AL1/6-ST1A 10.0 | 9.7 | 0.8342 | 0.36 | 0.17 | ol | 34 | 0.00403 | MV
48-AL1/8-ST1A 10.0 | 10.1 | 0.5939 | 0.35 | 0.21 | ol | 48 | 0.00403 | MV
70-AL1/11-ST1A 10.0 | 10.4 | 0.4132 | 0.339 | 0.29 | ol | 70 | 0.00403 | MV
94-AL1/15-ST1A 10.0 | 10.75 | 0.306 | 0.33 | 0.35 | ol | 94 | 0.00403 | MV
122-AL1/20-ST1A 10.0 | 11.1 | 0.2376 | 0.323 | 0.41 | ol | 122 | 0.00403 | MV
149-AL1/24-ST1A 10.0 | 11.25 | 0.194 | 0.315 | 0.47 | ol | 149 | 0.00403 | MV
34-AL1/6-ST1A 20.0 | 9.15 | 0.8342 | 0.382 | 0.17 | ol | 34 | 0.00403 | MV
48-AL1/8-ST1A 20.0 | 9.5 | 0.5939 | 0.372 | 0.21 | ol | 48 | 0.00403 | MV
70-AL1/11-ST1A 20.0 | 9.7 | 0.4132 | 0.36 | 0.29 | ol | 70 | 0.00403 | MV
94-AL1/15-ST1A 20.0 | 10 | 0.306 | 0.35 | 0.35 | ol | 94 | 0.00403 | MV
122-AL1/20-ST1A 20.0 | 10.3 | 0.2376 | 0.344 | 0.41 | ol | 122 | 0.00403 | MV
149-AL1/24-ST1A 20.0 | 10.5 | 0.194 | 0.337 | 0.47 | ol | 149 | 0.00403 | MV
184-AL1/30-ST1A 20.0 | 10.75 | 0.1571 | 0.33 | 0.535 | ol | 184 | 0.00403 | MV
243-AL1/39-ST1A 20.0 | 11 | 0.1188 | 0.32 | 0.645 | ol | 243 | 0.00403 | MV
48-AL1/8-ST1A 110.0 | 8 | 0.5939 | 0.46 | 0.21 | ol | 48 | 0.00403 | HV
70-AL1/11-ST1A 110.0 | 8.4 | 0.4132 | 0.45 | 0.29 | ol | 70 | 0.00403 | HV
94-AL1/15-ST1A 110.0 | 8.65 | 0.306 | 0.44 | 0.35 | ol | 94 | 0.00403 | HV
122-AL1/20-ST1A 110.0 | 8.5 | 0.2376 | 0.43 | 0.41 | ol | 122 | 0.00403 | HV
149-AL1/24-ST1A 110.0 | 8.75 | 0.194 | 0.41 | 0.47 | ol | 149 | 0.00403 | HV
184-AL1/30-ST1A 110.0 | 8.8 | 0.1571 | 0.4 | 0.535 | ol | 184 | 0.00403 | HV
243-AL1/39-ST1A 110.0 | 9 | 0.1188 | 0.39 | 0.645 | ol | 243 | 0.00403 | HV
305-AL1/39-ST1A 110.0 | 9.2 | 0.0949 | 0.38 | 0.74 | ol | 305 | 0.00403 | HV
490-AL1/64-ST1A 110.0 | 9.75 | 0.059 | 0.37 | 0.96 | ol | 490 | 0.00403 | HV
679-AL1/86-ST1A 110.0 | 9.95 | 0.042 | 0.36 | 1.15 | ol | 679 | 0.00403 | HV
490-AL1/64-ST1A 220.0 | 10 | 0.059 | 0.285 | 0.96 | ol | 490 | 0.00403 | HV
679-AL1/86-ST1A 220.0 | 11.7 | 0.042 | 0.275 | 1.15 | ol | 679 | 0.00403 | HV
490-AL1/64-ST1A 380.0 | 11 | 0.059 | 0.253 | 0.96 | ol | 490 | 0.00403 | HV
679-AL1/86-ST1A 380.0 | 14.6 | 0.042 | 0.25 | 1.15 | ol | 679 | 0.00403 | HV

## trafo_std_types
| i0_percent | pfe_kw | vkr_percent | sn_mva | vn_lv_kv | vn_hv_kv | vk_percent | shift_degree | vector_group | tap_side | tap_neutral | tap_min | tap_max | tap_step_degree | tap_step_percent | tap_phase_shifter
160 MVA 380/110 kV | 0.06 | 60 | 0.25 | 160 | 110 | 380 | 12.2 | 0 | Yy0 | hv | 0 | -9 | 9 | 0 | 1.5 | FALSE
100 MVA 220/110 kV | 0.06 | 55 | 0.26 | 100 | 110 | 220 | 12 | 0 | Yy0 | hv | 0 | -9 | 9 | 0 | 1.5 | FALSE
63 MVA 110/20 kV | 0.04 | 22 | 0.32 | 63 | 20 | 110 | 18 | 150 | YNd5 | hv | 0 | -9 | 9 | 0 | 1.5 | FALSE
40 MVA 110/20 kV | 0.05 | 18 | 0.34 | 40 | 20 | 110 | 16.2 | 150 | YNd5 | hv | 0 | -9 | 9 | 0 | 1.5 | FALSE
25 MVA 110/20 kV | 0.07 | 14 | 0.41 | 25 | 20 | 110 | 12 | 150 | YNd5 | hv | 0 | -9 | 9 | 0 | 1.5 | FALSE
63 MVA 110/10 kV | 0.04 | 22 | 0.32 | 63 | 10 | 110 | 18 | 150 | YNd5 | hv | 0 | -9 | 9 | 0 | 1.5 | FALSE
40 MVA 110/10 kV | 0.05 | 18 | 0.34 | 40 | 10 | 110 | 16.2 | 150 | YNd5 | hv | 0 | -9 | 9 | 0 | 1.5 | FALSE
25 MVA 110/10 kV | 0.07 | 14 | 0.41 | 25 | 10 | 110 | 12 | 150 | YNd5 | hv | 0 | -9 | 9 | 0 | 1.5 | FALSE
0.25 MVA 20/0.4 kV | 0.32 | 0.8 | 1.44 | 0.25 | 0.4 | 20 | 6 | 150 | Yzn5 | hv | 0 | -2 | 2 | 0 | 2.5 | FALSE
0.4 MVA 20/0.4 kV | 0.3375 | 1.35 | 1.425 | 0.4 | 0.4 | 20 | 6 | 150 | Dyn5 | hv | 0 | -2 | 2 | 0 | 2.5 | FALSE
0.63 MVA 20/0.4 kV | 0.2619 | 1.65 | 1.206 | 0.63 | 0.4 | 20 | 6 | 150 | Dyn5 | hv | 0 | -2 | 2 | 0 | 2.5 | FALSE
0.25 MVA 10/0.4 kV | 0.24 | 0.6 | 1.2 | 0.25 | 0.4 | 10 | 4 | 150 | Dyn5 | hv | 0 | -2 | 2 | 0 | 2.5 | FALSE
0.4 MVA 10/0.4 kV | 0.2375 | 0.95 | 1.325 | 0.4 | 0.4 | 10 | 4 | 150 | Dyn5 | hv | 0 | -2 | 2 | 0 | 2.5 | FALSE
0.63 MVA 10/0.4 kV | 0.1873 | 1.18 | 1.0794 | 0.63 | 0.4 | 10 | 4 | 150 | Dyn5 | hv | 0 | -2 | 2 | 0 | 2.5 | FALSE

## trafo3w_std_types
| sn_hv_mva | sn_mv_mva | sn_lv_mva | vn_hv_kv | vn_mv_kv | vn_lv_kv | vk_hv_percent | vk_mv_percent | vk_lv_percent | vkr_hv_percent | vkr_mv_percent | vkr_lv_percent | pfe_kw | i0_percent | shift_mv_degree | shift_lv_degree | vector_group | tap_side | tap_neutral | tap_min | tap_max | tap_step_percent
63/25/38 MVA 110/20/10 kV | 63 | 25 | 38 | 110 | 20 | 10 | 10.4 | 10.4 | 10.4 | 0.28 | 0.32 | 0.35 | 35 | 0.89 | 0 | 0 | YN0yn0yn0 | hv | 0 | -10 | 10 | 1.2
63/25/38 MVA 110/10/10 kV | 63 | 25 | 38 | 110 | 10 | 10 | 10.4 | 10.4 | 10.4 | 0.28 | 0.32 | 0.35 | 35 | 0.89 | 0 | 0 | YN0yn0yn0 | hv | 0 | -10 | 10 | 1.2

## fuse_std_types
| fuse_type | i_rated_a | t_avg | t_min | t_total | x_avg | x_min | x_total
HV 100A | HV 100A | 100 | 0 | [10.0, 3.64, 0.854, 0.281, 0.1, 0.0531, 0.022, 0.01] | [10.0, 4.267, 1.21, 0.403, 0.1, 0.058, 0.022, 0.01] | 0 | [300.0, 350.0, 450.0, 550.0, 700.0, 850.0, 1200.0, 1752.0] | [600.0, 700.0, 900.0, 1150.0, 1665.0, 2000.0, 3000.0, 4313.0]
HV 10A | HV 10A | 10 | 0 | [10.0, 1675.0, 0.344, 0.156, 0.1, 0.0417, 0.0171, 0.01] | [10.0, 1.3, 0.3, 0.155, 0.1, 0.0555, 0.023, 0.01] | 0 | [30.0, 32.0, 35.0, 37.0, 39.0, 50.0, 70.0, 88.0] | [60.0, 70.0, 80.0, 87.0, 94.0, 110.0, 150.0, 216.0]
HV 125A | HV 125A | 125 | 0 | [10.0, 1.82, 0.344, 0.1, 0.0467, 0.0269, 0.01] | [10.0, 2.478, 0.426, 0.1, 0.0427, 0.0211, 0.01] | 0 | [375.0, 500.0, 700.0, 925.0, 1200.0, 1500.0, 2341.0] | [750.0, 1000.0, 1500.0, 2200.0, 3000.0, 4000.0, 5765.0]
HV 160A | HV 160A | 160 | 0 | [10.0, 4.15, 1.03, 0.198, 0.1, 0.051, 0.0172, 0.01] | [10.0, 2.3, 0.734, 0.274, 0.1, 0.046, 0.0177, 0.01] | 0 | [480.0, 550.0, 700.0, 1000.0, 1260.0, 1600.0, 2500.0, 3227.0] | [960.0, 1300.0, 1700.0, 2200.0, 2996.0, 4000.0, 6000.0, 7946.0]
HV 16A | HV 16A | 16 | 0 | [10.0, 0.352, 0.164, 0.1, 0.0649, 0.0342, 0.01] | [10.0, 2.34, 0.722, 0.181, 0.1, 0.055, 0.0296, 0.01] | 0 | [48.0, 60.0, 65.0, 71.0, 80.0, 100.0, 162.0] | [96.0, 110.0, 125.0, 150.0, 168.0, 200.0, 250.0, 398.0]
HV 200A | HV 200A | 200 | 0 | [10.0, 4.267, 1.21, 0.403, 0.1, 0.058, 0.022, 0.01] | [10.0, 3.73, 1.654, 0.328, 0.1, 0.0531, 0.019, 0.01] | 0 | [600.0, 700.0, 900.0, 1150.0, 1665.0, 2000.0, 3000.0, 4313.0] | [1200.0, 1500.0, 1800.0, 2700.0, 3960.0, 5000.0, 7500.0, 10620.0]
HV 20A | HV 20A | 20 | 0 | [10.0, 1.3, 0.3, 0.155, 0.1, 0.0555, 0.023, 0.01] | [10.0, 1.3, 0.161, 0.1, 0.0611, 0.0399, 0.0141, 0.01] | 0 | [60.0, 70.0, 80.0, 87.0, 94.0, 110.0, 150.0, 216.0] | [120.0, 150.0, 200.0, 223.0, 260.0, 300.0, 450.0, 532.0]
HV 25A | HV 25A | 25 | 0 | [10.0, 2.512, 0.833, 0.299, 0.1, 0.0372, 0.0223, 0.01] | [10.0, 3.125, 0.597, 0.198, 0.1, 0.0378, 0.022, 0.01] | 0 | [75.0, 82.0, 90.0, 100.0, 124.0, 170.0, 200.0, 289.0] | [150.0, 170.0, 210.0, 250.0, 294.0, 400.0, 500.0, 711.0]
HV 31.5A | HV 31.5A | 31.5 | 0 | [10.0, 2.34, 0.722, 0.181, 0.1, 0.055, 0.0296, 0.01] | [10.0, 2.84, 0.368, 0.164, 0.1, 0.0621, 0.0378, 0.0195, 0.01] | 0 | [95.0, 110.0, 125.0, 150.0, 165.0, 200.0, 250.0, 390.0] | [189.0, 220.0, 300.0, 350.0, 393.0, 450.0, 530.0, 700.0, 960.0]
HV 40A | HV 40A | 40 | 0 | [10.0, 1.3, 0.161, 0.1, 0.0611, 0.0399, 0.0141, 0.01] | [10.0, 2.05, 0.369, 0.198, 0.1, 0.051, 0.0298, 0.01] | 0 | [120.0, 150.0, 200.0, 223.0, 260.0, 300.0, 450.0, 532.0] | [240.0, 300.0, 400.0, 450.0, 530.0, 650.0, 800.0, 1311.0]
HV 50A | HV 50A | 50 | 0 | [10.0, 3.215, 0.597, 0.198, 0.1, 0.0378, 0.022, 0.01] | [10.0, 3.64, 0.854, 0.281, 0.1, 0.0531, 0.022, 0.01] | 0 | [150.0, 170.0, 210.0, 250.0, 294.0, 400.0, 500.0, 711.0] | [300.0, 350.0, 450.0, 550.0, 700.0, 850.0, 1200.0, 1752.0]
HV 6.3A | HV 6.3A | 6.3 | 0 | [10.0, 1.39, 0.344, 0.168, 0.1, 0.056, 0.0263, 0.01] | [10.0, 1.711, 0.516, 0.198, 0.1, 0.0634, 0.0303, 0.01] | 0 | [19.0, 19.5, 20.4, 20.8, 22.0, 25.0, 32.0, 48.0] | [38.0, 40.0, 43.0, 48.0, 53.0, 60.0, 75.0, 118.0]
HV 63A | HV 63A | 63 | 0 | [10.0, 2.84, 0.368, 0.164, 0.1, 0.0621, 0.0378, 0.0195, 0.01] | [10.0, 1.82, 0.344, 0.1, 0.0467, 0.0269, 0.01] | 0 | [189.0, 220.0, 300.0, 350.0, 393.0, 450.0, 530.0, 700.0, 961.0] | [378.0, 500.0, 700.0, 934.0, 1200.0, 1500.0, 2366.0]
HV 80A | HV 80A | 80 | 0 | [10.0, 2.05, 0.369, 0.198, 0.1, 0.051, 0.0298, 0.01] | [10.0, 4.15, 1.03, 0.198, 0.1, 0.051, 0.0172, 0.01] | 0 | [240.0, 300.0, 400.0, 450.0, 530.0, 650.0, 800.0, 1311.0] | [480.0, 550.0, 700.0, 1000.0, 1260.0, 1600.0, 2500.0, 3227.0]
Siemens NH-1-100 | Siemens NH-1-100 | 100 | [5400.0, 2000.0, 400.0, 20.0, 1.0, 0.2, 0.012, 0.004] | 0 | 0 | [150.0, 190.0, 250.0, 430.0, 900.0, 1250.0, 2700.0, 3600.0] | 0 | 0
Siemens NH-1-125 | Siemens NH-1-125 | 125 | [4800.0, 120.0, 7.0, 0.1, 0.004] | 0 | 0 | [180.0, 400.0, 740.0, 2000.0, 4250.0] | 0 | 0
Siemens NH-1-16 | Siemens NH-1-16 | 16 | [4000.0, 400.0, 2.0, 0.1, 0.04, 0.01] | 0 | 0 | [26.0, 35.0, 75.0, 150.0, 200.0, 300.0] | 0 | 0
Siemens NH-1-160 | Siemens NH-1-160 | 160 | [4800.0, 120.0, 7.0, 0.1, 0.004] | 0 | 0 | [210.0, 500.0, 900.0, 2300.0, 5000.0] | 0 | 0
Siemens NH-1-25 | Siemens NH-1-25 | 25 | [4000.0, 1000.0, 10.0, 0.2, 0.02, 0.01] | 0 | 0 | [40.0, 50.0, 100.0, 210.0, 400.0, 500.0] | 0 | 0
Siemens NH-1-50 | Siemens NH-1-50 | 50 | [4000.0, 40.0, 4.0, 1.0, 0.02, 0.01] | 0 | 0 | [86.0, 200.0, 300.0, 400.0, 1000.0, 1280.0] | 0 | 0
Siemens NH-1-63 | Siemens NH-1-63 | 63 | [4000.0, 100.0, 10.0, 2.0, 0.04, 0.01] | 0 | 0 | [100.0, 200.0, 300.0, 400.0, 1000.0, 1500.0] | 0 | 0
Siemens NH-1-80 | Siemens NH-1-80 | 80 | [4800.0, 120.0, 7.0, 0.1, 0.01] | 0 | 0 | [150.58, 250.0, 450.0, 1150.0, 2470.0] | 0 | 0
Siemens NH-2-1000 | Siemens NH-2-1000 | 1000 | [4800.0, 120.0, 7.0, 0.1, 0.004] | 0 | 0 | [1900.0, 3500.0, 8400.0, 24000.0, 52000.0] | 0 | 0
Siemens NH-2-200 | Siemens NH-2-200 | 200 | [4800.0, 120.0, 7.0, 0.1, 0.004] | 0 | 0 | [280.0, 650.0, 1200.0, 3000.0, 7000.0] | 0 | 0
Siemens NH-2-224 | Siemens NH-2-224 | 224 | [4800.0, 120.0, 7.0, 0.2, 0.04, 0.004] | 0 | 0 | [400.0, 750.0, 1453.0, 3025.0, 4315.0, 7600.0] | 0 | 0
Siemens NH-2-250 | Siemens NH-2-250 | 250 | [4800.0, 120.0, 7.0, 0.1, 0.004] | 0 | 0 | [450.0, 800.0, 1650.0, 4000.0, 8500.0] | 0 | 0
Siemens NH-2-315 | Siemens NH-2-315 | 315 | [4800.0, 120.0, 7.0, 0.1, 0.004] | 0 | 0 | [550.0, 920.0, 1900.0, 5000.0, 11000.0] | 0 | 0
Siemens NH-2-355 | Siemens NH-2-355 | 355 | [4800.0, 120.0, 6.0, 0.1, 0.004] | 0 | 0 | [650.0, 1116.27, 2350.0, 5840.0, 12790.0] | 0 | 0
Siemens NH-2-400 | Siemens NH-2-400 | 400 | [4800.0, 120.0, 7.0, 0.1, 0.004] | 0 | 0 | [720.0, 1350.0, 2800.0, 6500.0, 15000.0] | 0 | 0
Siemens NH-2-425 | Siemens NH-2-425 | 425 | [4800.0, 120.0, 7.0, 0.1, 0.004] | 0 | 0 | [850.0, 1500.0, 3050.0, 7500.0, 16500.0] | 0 | 0
Siemens NH-2-630 | Siemens NH-2-630 | 630 | [4800.0, 120.0, 7.0, 0.1, 0.004] | 0 | 0 | [1200.0, 2000.0, 4800.0, 12000.0, 26000.0] | 0 | 0

## dtypes
| element | column | dtype
0 | bus | name | object
1 | bus | vn_kv | float64
2 | bus | type | object
3 | bus | zone | object
4 | bus | in_service | bool
5 | load | name | object
6 | load | bus | uint32
7 | load | p_mw | float64
8 | load | q_mvar | float64
9 | load | const_z_percent | float64
10 | load | const_i_percent | float64
11 | load | sn_mva | float64
12 | load | scaling | float64
13 | load | in_service | bool
14 | load | type | object
15 | ext_grid | name | object
16 | ext_grid | bus | uint32
17 | ext_grid | vm_pu | float64
18 | ext_grid | va_degree | float64
19 | ext_grid | slack_weight | float64
20 | ext_grid | in_service | bool
21 | line | name | object
22 | line | std_type | object
23 | line | from_bus | uint32
24 | line | to_bus | uint32
25 | line | length_km | float64
26 | line | r_ohm_per_km | float64
27 | line | x_ohm_per_km | float64
28 | line | c_nf_per_km | float64
29 | line | g_us_per_km | float64
30 | line | max_i_ka | float64
31 | line | df | float64
32 | line | parallel | uint32
33 | line | type | object
34 | line | in_service | bool
35 | trafo | name | object
36 | trafo | std_type | object
37 | trafo | hv_bus | uint32
38 | trafo | lv_bus | uint32
39 | trafo | sn_mva | float64
40 | trafo | vn_hv_kv | float64
41 | trafo | vn_lv_kv | float64
42 | trafo | vk_percent | float64
43 | trafo | vkr_percent | float64
44 | trafo | pfe_kw | float64
45 | trafo | i0_percent | float64
46 | trafo | shift_degree | float64
47 | trafo | tap_side | object
48 | trafo | tap_neutral | int32
49 | trafo | tap_min | int32
50 | trafo | tap_max | int32
51 | trafo | tap_step_percent | float64
52 | trafo | tap_step_degree | float64
53 | trafo | tap_pos | int32
54 | trafo | tap_phase_shifter | bool
55 | trafo | parallel | uint32
56 | trafo | df | float64
57 | trafo | in_service | bool
58 | line_geodata | coords | object
59 | bus_geodata | x | float64
60 | bus_geodata | y | float64
61 | bus_geodata | coords | object

## parameters
| version | format_version | converged | OPF_converged | name | f_hz | sn_mva
0 | 2.14.6 | 2.14.0 | FALSE | FALSE |  | 50 | 1