## bus
| name | vn_kv | type | zone | in_service
0 | bus_LV_407-4_1_4_node_145 | 0.4 | n |  | TRUE
1 | bus_LV_407-4_1_4_node_142 | 0.4 | n |  | TRUE
2 | bus_LV_407-4_1_4_node_39 | 0.4 | n |  | TRUE
3 | bus_LV_407-4_1_4_node_40 | 0.4 | n |  | TRUE
4 | bus_LV_407-4_1_4_node_41 | 0.4 | n |  | TRUE
5 | bus_LV_407-4_1_4_node_42 | 0.4 | n |  | TRUE
6 | bus_LV_407-4_1_4_node_43 | 0.4 | n |  | TRUE
7 | bus_LV_407-4_1_4_node_44 | 0.4 | n |  | TRUE
8 | bus_LV_407-4_1_4_node_45 | 0.4 | n |  | TRUE
9 | bus_LV_407-4_1_4_node_46 | 0.4 | n |  | TRUE
10 | bus_LV_407-4_1_4_node_49 | 0.4 | n |  | TRUE
11 | bus_LV_407-4_1_4_node_191 | 0.4 | n |  | TRUE
12 | bus_LV_407-4_1_4_node_195 | 0.4 | n |  | TRUE
13 | bus_LV_407-4_1_4_node_207 | 0.4 | n |  | TRUE
14 | bus_LV_407-4_1_4_node_47 | 0.4 | n |  | TRUE
15 | bus_LV_407-4_1_4_node_48 | 0.4 | n |  | TRUE
16 | bus_LV_407-4_1_4_node_50 | 0.4 | n |  | TRUE
17 | bus_LV_407-4_1_4_node_193 | 0.4 | n |  | TRUE
18 | bus_LV_407-4_1_4_node_190 | 0.4 | n |  | TRUE
19 | bus_LV_407-4_1_4_node_194 | 0.4 | n |  | TRUE
20 | bus_LV_407-4_1_4_node_196 | 0.4 | n |  | TRUE
21 | bus_LV_407-4_1_4_node_208 | 0.4 | n |  | TRUE
22 | bus_LV_407-4_1_4_node_231 | 0.4 | n |  | TRUE
23 | bus_LV_407-4_1_4_node_58 | 0.4 | n |  | TRUE
24 | bus_LV_407-4_1_4_node_229 | 0.4 | n |  | TRUE
25 | bus_LV_407-4_1_4_node_59 | 0.4 | n |  | TRUE
26 | bus_LV_407-4_1_4_node_232 | 0.4 | n |  | TRUE
27 | bus_LV_407-4_1_4_node_230 | 0.4 | n |  | TRUE
28 | bus_LV_407-4_1_4_node_212 | 0.4 | n |  | TRUE
29 | bus_LV_407-4_1_4_node_69 | 0.4 | n |  | TRUE
30 | bus_LV_407-4_1_4_node_70 | 0.4 | n |  | TRUE
31 | bus_LV_407-4_1_4_node_71 | 0.4 | n |  | TRUE
32 | bus_LV_407-4_1_4_node_72 | 0.4 | n |  | TRUE
33 | bus_LV_407-4_1_4_node_84 | 0.4 | n |  | TRUE
34 | bus_LV_407-4_1_4_node_74 | 0.4 | n |  | TRUE
35 | bus_LV_407-4_1_4_node_93 | 0.4 | n |  | TRUE
36 | bus_LV_407-4_1_4_node_73 | 0.4 | n |  | TRUE
37 | bus_LV_407-4_1_4_node_187 | 0.4 | n |  | TRUE
38 | bus_LV_407-4_1_4_node_169 | 0.4 | n |  | TRUE
39 | bus_LV_407-4_1_4_node_85 | 0.4 | n |  | TRUE
40 | bus_LV_407-4_1_4_node_83 | 0.4 | n |  | TRUE
41 | bus_LV_407-4_1_4_node_200 | 0.4 | n |  | TRUE
42 | bus_LV_407-4_1_4_node_186 | 0.4 | n |  | TRUE
43 | bus_LV_407-4_1_4_node_198 | 0.4 | n |  | TRUE
44 | bus_LV_407-4_1_4_node_199 | 0.4 | n |  | TRUE
45 | bus_LV_407-4_1_4_node_170 | 0.4 | n |  | TRUE
46 | bus_LV_407-4_1_4_node_75 | 0.4 | n |  | TRUE
47 | bus_LV_407-4_1_4_node_76 | 0.4 | n |  | TRUE
48 | bus_LV_407-4_1_4_node_77 | 0.4 | n |  | TRUE
49 | bus_LV_407-4_1_4_node_78 | 0.4 | n |  | TRUE
50 | bus_LV_407-4_1_4_node_79 | 0.4 | n |  | TRUE
51 | bus_LV_407-4_1_4_node_92 | 0.4 | n |  | TRUE
52 | bus_LV_407-4_1_4_node_95 | 0.4 | n |  | TRUE
53 | bus_LV_407-4_1_4_node_238 | 0.4 | n |  | TRUE
54 | bus_LV_407-4_1_4_node_94 | 0.4 | n |  | TRUE
55 | bus_LV_407-4_1_4_node_81 | 0.4 | n |  | TRUE
56 | bus_LV_407-4_1_4_node_80 | 0.4 | n |  | TRUE
57 | bus_LV_407-4_1_4_node_82 | 0.4 | n |  | TRUE
58 | bus_LV_407-4_1_4_node_86 | 0.4 | n |  | TRUE
59 | bus_LV_407-4_1_4_node_87 | 0.4 | n |  | TRUE
60 | bus_LV_407-4_1_4_node_88 | 0.4 | n |  | TRUE
61 | bus_LV_407-4_1_4_node_89 | 0.4 | n |  | TRUE
62 | bus_LV_407-4_1_4_node_90 | 0.4 | n |  | TRUE
63 | bus_LV_407-4_1_4_node_91 | 0.4 | n |  | TRUE
64 | bus_LV_407-4_1_4_node_96 | 0.4 | n |  | TRUE
65 | bus_LV_407-4_1_4_node_152 | 0.4 | n |  | TRUE
66 | bus_LV_407-4_1_4_node_153 | 0.4 | n |  | TRUE
67 | bus_LV_407-4_1_4_node_108 | 0.4 | n |  | TRUE
68 | bus_LV_407-4_1_4_node_109 | 0.4 | n |  | TRUE
69 | bus_LV_407-4_1_4_node_110 | 0.4 | n |  | TRUE
70 | bus_LV_407-4_1_4_node_111 | 0.4 | n |  | TRUE
71 | bus_LV_407-4_1_4_node_112 | 0.4 | n |  | TRUE
72 | bus_LV_407-4_1_4_node_114 | 0.4 | n |  | TRUE
73 | bus_LV_407-4_1_4_node_113 | 0.4 | n |  | TRUE
74 | bus_LV_407-4_1_4_node_116 | 0.4 | n |  | TRUE
75 | bus_LV_407-4_1_4_node_123 | 0.4 | n |  | TRUE
76 | bus_LV_407-4_1_4_node_119 | 0.4 | n |  | TRUE
77 | bus_LV_407-4_1_4_node_165 | 0.4 | n |  | TRUE
78 | bus_LV_407-4_1_4_node_223 | 0.4 | n |  | TRUE
79 | bus_LV_407-4_1_4_node_216 | 0.4 | n |  | TRUE
80 | bus_LV_407-4_1_4_node_124 | 0.4 | n |  | TRUE
81 | bus_LV_407-4_1_4_node_125 | 0.4 | n |  | TRUE
82 | bus_LV_407-4_1_4_node_134 | 0.4 | n |  | TRUE
83 | bus_LV_407-4_1_4_node_131 | 0.4 | n |  | TRUE
84 | bus_LV_407-4_1_4_node_120 | 0.4 | n |  | TRUE
85 | bus_LV_407-4_1_4_node_121 | 0.4 | n |  | TRUE
86 | bus_LV_407-4_1_4_node_143 | 0.4 | n |  | TRUE
87 | bus_LV_407-4_1_4_node_140 | 0.4 | n |  | TRUE
88 | bus_LV_407-4_1_4_node_161 | 0.4 | n |  | TRUE
89 | bus_LV_407-4_1_4_node_133 | 0.4 | n |  | TRUE
90 | bus_LV_407-4_1_4_node_164 | 0.4 | n |  | TRUE
91 | bus_LV_407-4_1_4_node_233 | 0.4 | n |  | TRUE
92 | bus_LV_407-4_1_4_node_132 | 0.4 | n |  | TRUE
93 | bus_LV_407-4_1_4_node_158 | 0.4 | n |  | TRUE
94 | bus_LV_407-4_1_4_node_128 | 0.4 | n |  | TRUE
95 | bus_LV_407-4_1_4_node_130 | 0.4 | n |  | TRUE
96 | bus_LV_407-4_1_4_node_210 | 0.4 | n |  | TRUE
97 | bus_LV_407-4_1_4_node_211 | 0.4 | n |  | TRUE
98 | bus_LV_407-4_1_4_node_126 | 0.4 | n |  | TRUE
99 | bus_LV_407-4_1_4_node_127 | 0.4 | n |  | TRUE
100 | bus_LV_407-4_1_4_node_129 | 0.4 | n |  | TRUE
101 | bus_LV_407-4_1_4_node_135 | 0.4 | n |  | TRUE
102 | bus_LV_407-4_1_4_node_136 | 0.4 | n |  | TRUE
103 | bus_LV_407-4_1_4_node_138 | 0.4 | n |  | TRUE
104 | bus_LV_407-4_1_4_node_150 | 0.4 | n |  | TRUE
105 | bus_LV_407-4_1_4_node_162 | 0.4 | n |  | TRUE
106 | bus_LV_407-4_1_4_node_148 | 0.4 | n |  | TRUE
107 | bus_LV_407-4_1_4_node_149 | 0.4 | n |  | TRUE
108 | bus_LV_407-4_1_4_node_147 | 0.4 | n |  | TRUE
109 | bus_LV_407-4_1_4_node_159 | 0.4 | n |  | TRUE
110 | bus_LV_407-4_1_4_node_214 | 0.4 | n |  | TRUE
111 | bus_LV_407-4_1_4_node_177 | 0.4 | n |  | TRUE
112 | bus_LV_407-4_1_4_node_139 | 0.4 | n |  | TRUE
113 | bus_LV_407-4_1_4_node_141 | 0.4 | n |  | TRUE
114 | bus_LV_407-4_1_4_node_144 | 0.4 | n |  | TRUE
115 | bus_LV_407-4_1_4_node_146 | 0.4 | n |  | TRUE
116 | bus_LV_407-4_1_4_node_163 | 0.4 | n |  | TRUE
117 | bus_LV_407-4_1_4_node_192 | 0.4 | n |  | TRUE
118 | bus_LV_407-4_1_4_node_154 | 0.4 | n |  | TRUE
119 | bus_LV_407-4_1_4_node_155 | 0.4 | n |  | TRUE
120 | bus_LV_407-4_1_4_node_156 | 0.4 | n |  | TRUE
121 | bus_LV_407-4_1_4_node_179 | 0.4 | n |  | TRUE
122 | bus_LV_407-4_1_4_node_157 | 0.4 | n |  | TRUE
123 | bus_LV_407-4_1_4_node_180 | 0.4 | n |  | TRUE
124 | bus_LV_407-4_1_4_node_160 | 0.4 | n |  | TRUE
125 | bus_LV_407-4_1_4_node_201 | 0.4 | n |  | TRUE
126 | bus_LV_407-4_1_4_node_176 | 0.4 | n |  | TRUE
127 | bus_LV_407-4_1_4_node_237 | 0.4 | n |  | TRUE
128 | bus_LV_407-4_1_4_node_184 | 0.4 | n |  | TRUE
129 | bus_LV_407-4_1_4_node_166 | 0.4 | n |  | TRUE
130 | bus_LV_407-4_1_4_node_167 | 0.4 | n |  | TRUE
131 | bus_LV_407-4_1_4_node_168 | 0.4 | n |  | TRUE
132 | bus_LV_407-4_1_4_node_171 | 0.4 | n |  | TRUE
133 | bus_LV_407-4_1_4_node_172 | 0.4 | n |  | TRUE
134 | bus_LV_407-4_1_4_node_221 | 0.4 | n |  | TRUE
135 | bus_LV_407-4_1_4_node_205 | 0.4 | n |  | TRUE
136 | bus_LV_407-4_1_4_node_203 | 0.4 | n |  | TRUE
137 | bus_LV_407-4_1_4_node_222 | 0.4 | n |  | TRUE
138 | bus_LV_407-4_1_4_node_213 | 0.4 | n |  | TRUE
139 | bus_LV_407-4_1_4_node_173 | 0.4 | n |  | TRUE
140 | bus_LV_407-4_1_4_node_174 | 0.4 | n |  | TRUE
141 | bus_LV_407-4_1_4_node_175 | 0.4 | n |  | TRUE
142 | bus_LV_407-4_1_4_node_202 | 0.4 | n |  | TRUE
143 | bus_LV_407-4_1_4_node_218 | 0.4 | n |  | TRUE
144 | bus_LV_407-4_1_4_node_234 | 0.4 | n |  | TRUE
145 | bus_LV_407-4_1_4_node_215 | 0.4 | n |  | TRUE
146 | bus_LV_407-4_1_4_node_181 | 0.4 | n |  | TRUE
147 | bus_LV_407-4_1_4_node_217 | 0.4 | n |  | TRUE
148 | bus_LV_407-4_1_4_node_219 | 0.4 | n |  | TRUE
149 | bus_LV_407-4_1_4_node_220 | 0.4 | n |  | TRUE
150 | bus_LV_407-4_1_4_node_226 | 0.4 | n |  | TRUE
151 | bus_LV_407-4_1_4_node_185 | 0.4 | n |  | TRUE
152 | bus_LV_407-4_1_4_node_206 | 0.4 | n |  | TRUE
153 | bus_LV_407-4_1_4_node_188 | 0.4 | n |  | TRUE
154 | bus_LV_407-4_1_4_node_228 | 0.4 | n |  | TRUE
155 | bus_LV_407-4_1_4_node_189 | 0.4 | n |  | TRUE
156 | bus_LV_407-4_1_4_node_224 | 0.4 | n |  | TRUE
157 | bus_LV_407-4_1_4_node_225 | 0.4 | n |  | TRUE
158 | bus_MV_0_node_150 | 20 | n |  | TRUE

## load
| name | bus | p_mw | q_mvar | const_z_percent | const_i_percent | sn_mva | scaling | in_service | type
0 | LV_407-4_1_4_load_145 | 0 | 0.00055457 | 0.00013899 | 0 | 0 |  | 1 | TRUE | wye
1 | LV_407-4_1_4_load_39 | 2 | 0.00012735 | 3.1916e-05 | 0 | 0 |  | 1 | TRUE | wye
2 | LV_407-4_1_4_load_40 | 3 | 5.2179e-05 | 1.3077e-05 | 0 | 0 |  | 1 | TRUE | wye
3 | LV_407-4_1_4_load_42 | 5 | 0.0014883 | 0.00037299 | 0 | 0 |  | 1 | TRUE | wye
4 | LV_407-4_1_4_load_43 | 6 | 0.00022647 | 5.6758e-05 | 0 | 0 |  | 1 | TRUE | wye
5 | LV_407-4_1_4_load_44 | 7 | 0.00020977 | 5.2572e-05 | 0 | 0 |  | 1 | TRUE | wye
6 | LV_407-4_1_4_load_49 | 10 | 0.00011855 | 2.971e-05 | 0 | 0 |  | 1 | TRUE | wye
7 | LV_407-4_1_4_load_207 | 13 | 0.0019817 | 0.00049666 | 0 | 0 |  | 1 | TRUE | wye
8 | LV_407-4_1_4_load_48 | 15 | 0.00013187 | 3.305e-05 | 0 | 0 |  | 1 | TRUE | wye
9 | LV_407-4_1_4_load_50 | 16 | 0.0002746 | 6.882e-05 | 0 | 0 |  | 1 | TRUE | wye
10 | LV_407-4_1_4_load_193 | 17 | 0.00036697 | 9.1971e-05 | 0 | 0 |  | 1 | TRUE | wye
11 | LV_407-4_1_4_load_190 | 18 | 0.00081799 | 0.00020501 | 0 | 0 |  | 1 | TRUE | wye
12 | LV_407-4_1_4_load_194 | 19 | 0.00038855 | 9.7381e-05 | 0 | 0 |  | 1 | TRUE | wye
13 | LV_407-4_1_4_load_208 | 21 | 0.00031835 | 7.9785e-05 | 0 | 0 |  | 1 | TRUE | wye
14 | LV_407-4_1_4_load_231 | 22 | 0.0001074 | 2.6918e-05 | 0 | 0 |  | 1 | TRUE | wye
15 | LV_407-4_1_4_load_229 | 24 | 5.4224e-05 | 1.359e-05 | 0 | 0 |  | 1 | TRUE | wye
16 | LV_407-4_1_4_load_59 | 25 | 9.0193e-05 | 2.2604e-05 | 0 | 0 |  | 1 | TRUE | wye
17 | LV_407-4_1_4_load_230 | 27 | 0.00031692 | 7.9427e-05 | 0 | 0 |  | 1 | TRUE | wye
18 | LV_407-4_1_4_load_69 | 29 | 0.00086604 | 0.00021705 | 0 | 0 |  | 1 | TRUE | wye
19 | LV_407-4_1_4_load_71 | 31 | 0.00022394 | 5.6125e-05 | 0 | 0 |  | 1 | TRUE | wye
20 | LV_407-4_1_4_load_84 | 33 | 0.00020565 | 5.154e-05 | 0 | 0 |  | 1 | TRUE | wye
21 | LV_407-4_1_4_load_93 | 35 | 0.00029891 | 7.4914e-05 | 0 | 0 |  | 1 | TRUE | wye
22 | LV_407-4_1_4_load_169 | 38 | 0.00016529 | 4.1426e-05 | 0 | 0 |  | 1 | TRUE | wye
23 | LV_407-4_1_4_load_85 | 39 | 0.00035568 | 8.9141e-05 | 0 | 0 |  | 1 | TRUE | wye
24 | LV_407-4_1_4_load_200 | 41 | 0.00018613 | 4.6648e-05 | 0 | 0 |  | 1 | TRUE | wye
25 | LV_407-4_1_4_load_198 | 43 | 0.00016573 | 4.1536e-05 | 0 | 0 |  | 1 | TRUE | wye
26 | LV_407-4_1_4_load_75 | 46 | 0.00049721 | 0.00012461 | 0 | 0 |  | 1 | TRUE | wye
27 | LV_407-4_1_4_load_76 | 47 | 0.00012421 | 3.1131e-05 | 0 | 0 |  | 1 | TRUE | wye
28 | LV_407-4_1_4_load_79 | 50 | 0.00068038 | 0.00017052 | 0 | 0 |  | 1 | TRUE | wye
29 | LV_407-4_1_4_load_95 | 52 | 0.00013241 | 3.3185e-05 | 0 | 0 |  | 1 | TRUE | wye
30 | LV_407-4_1_4_load_238 | 53 | 0.00073451 | 0.00018409 | 0 | 0 |  | 1 | TRUE | wye
31 | LV_407-4_1_4_load_81 | 55 | 0.0002075 | 5.2004e-05 | 0 | 0 |  | 1 | TRUE | wye
32 | LV_407-4_1_4_load_80 | 56 | 0.00017414 | 4.3643e-05 | 0 | 0 |  | 1 | TRUE | wye
33 | LV_407-4_1_4_load_82 | 57 | 0.00074881 | 0.00018767 | 0 | 0 |  | 1 | TRUE | wye
34 | LV_407-4_1_4_load_86 | 58 | 0.00052486 | 0.00013154 | 0 | 0 |  | 1 | TRUE | wye
35 | LV_407-4_1_4_load_87 | 59 | 0.00019093 | 4.7851e-05 | 0 | 0 |  | 1 | TRUE | wye
36 | LV_407-4_1_4_load_88 | 60 | 0.00010418 | 2.611e-05 | 0 | 0 |  | 1 | TRUE | wye
37 | LV_407-4_1_4_load_89 | 61 | 0.00015628 | 3.9167e-05 | 0 | 0 |  | 1 | TRUE | wye
38 | LV_407-4_1_4_load_91 | 63 | 0.00016599 | 4.1602e-05 | 0 | 0 |  | 1 | TRUE | wye
39 | LV_407-4_1_4_load_152 | 65 | 7.5371e-05 | 1.889e-05 | 0 | 0 |  | 1 | TRUE | wye
40 | LV_407-4_1_4_load_108 | 67 | 0.0016677 | 0.00041796 | 0 | 0 |  | 1 | TRUE | wye
41 | LV_407-4_1_4_load_109 | 68 | 0.00040532 | 0.00010158 | 0 | 0 |  | 1 | TRUE | wye
42 | LV_407-4_1_4_load_111 | 70 | 0.00054079 | 0.00013553 | 0 | 0 |  | 1 | TRUE | wye
43 | LV_407-4_1_4_load_112 | 71 | 0.0003342 | 8.3759e-05 | 0 | 0 |  | 1 | TRUE | wye
44 | LV_407-4_1_4_load_114 | 72 | 0.00015331 | 3.8422e-05 | 0 | 0 |  | 1 | TRUE | wye
45 | LV_407-4_1_4_load_119 | 76 | 0.00068282 | 0.00017113 | 0 | 0 |  | 1 | TRUE | wye
46 | LV_407-4_1_4_load_165 | 77 | 0.00020635 | 5.1717e-05 | 0 | 0 |  | 1 | TRUE | wye
47 | LV_407-4_1_4_load_223 | 78 | 0.0003132 | 7.8496e-05 | 0 | 0 |  | 1 | TRUE | wye
48 | LV_407-4_1_4_load_216 | 79 | 0.0012408 | 0.00031098 | 0 | 0 |  | 1 | TRUE | wye
49 | LV_407-4_1_4_load_134 | 82 | 9.8228e-05 | 2.4618e-05 | 0 | 0 |  | 1 | TRUE | wye
50 | LV_407-4_1_4_load_131 | 83 | 0.00011031 | 2.7647e-05 | 0 | 0 |  | 1 | TRUE | wye
51 | LV_407-4_1_4_load_120 | 84 | 0.00019861 | 4.9775e-05 | 0 | 0 |  | 1 | TRUE | wye
52 | LV_407-4_1_4_load_121 | 85 | 0.0018827 | 0.00047184 | 0 | 0 |  | 1 | TRUE | wye
53 | LV_407-4_1_4_load_143 | 86 | 0.00019378 | 4.8566e-05 | 0 | 0 |  | 1 | TRUE | wye
54 | LV_407-4_1_4_load_161 | 88 | 0.0010467 | 0.00026232 | 0 | 0 |  | 1 | TRUE | wye
55 | LV_407-4_1_4_load_233 | 91 | 0.00010861 | 2.722e-05 | 0 | 0 |  | 1 | TRUE | wye
56 | LV_407-4_1_4_load_158 | 93 | 0.00012936 | 3.2421e-05 | 0 | 0 |  | 1 | TRUE | wye
57 | LV_407-4_1_4_load_130 | 95 | 0.00012374 | 3.1011e-05 | 0 | 0 |  | 1 | TRUE | wye
58 | LV_407-4_1_4_load_126 | 98 | 0.0003239 | 8.1178e-05 | 0 | 0 |  | 1 | TRUE | wye
59 | LV_407-4_1_4_load_129 | 100 | 0.0001906 | 4.777e-05 | 0 | 0 |  | 1 | TRUE | wye
60 | LV_407-4_1_4_load_135 | 101 | 0.0001168 | 2.9272e-05 | 0 | 0 |  | 1 | TRUE | wye
61 | LV_407-4_1_4_load_138 | 103 | 0.00024201 | 6.0653e-05 | 0 | 0 |  | 1 | TRUE | wye
62 | LV_407-4_1_4_load_162 | 105 | 0.00020304 | 5.0886e-05 | 0 | 0 |  | 1 | TRUE | wye
63 | LV_407-4_1_4_load_147 | 108 | 0.0016264 | 0.00040762 | 0 | 0 |  | 1 | TRUE | wye
64 | LV_407-4_1_4_load_159 | 109 | 0.00067158 | 0.00016831 | 0 | 0 |  | 1 | TRUE | wye
65 | LV_407-4_1_4_load_214 | 110 | 0.00011908 | 2.9843e-05 | 0 | 0 |  | 1 | TRUE | wye
66 | LV_407-4_1_4_load_139 | 112 | 0.00019704 | 4.9382e-05 | 0 | 0 |  | 1 | TRUE | wye
67 | LV_407-4_1_4_load_144 | 114 | 0.00015059 | 3.7741e-05 | 0 | 0 |  | 1 | TRUE | wye
68 | LV_407-4_1_4_load_146 | 115 | 0.00047202 | 0.0001183 | 0 | 0 |  | 1 | TRUE | wye
69 | LV_407-4_1_4_load_154 | 118 | 0.00062387 | 0.00015636 | 0 | 0 |  | 1 | TRUE | wye
70 | LV_407-4_1_4_load_155 | 119 | 0.00015324 | 3.8406e-05 | 0 | 0 |  | 1 | TRUE | wye
71 | LV_407-4_1_4_load_156 | 120 | 0.00014472 | 3.627e-05 | 0 | 0 |  | 1 | TRUE | wye
72 | LV_407-4_1_4_load_179 | 121 | 0.0001986 | 4.9773e-05 | 0 | 0 |  | 1 | TRUE | wye
73 | LV_407-4_1_4_load_157 | 122 | 7.1062e-05 | 1.781e-05 | 0 | 0 |  | 1 | TRUE | wye
74 | LV_407-4_1_4_load_160 | 124 | 7.8605e-05 | 1.97e-05 | 0 | 0 |  | 1 | TRUE | wye
75 | LV_407-4_1_4_load_201 | 125 | 0.00022363 | 5.6046e-05 | 0 | 0 |  | 1 | TRUE | wye
76 | LV_407-4_1_4_load_237 | 127 | 0.00034317 | 8.6007e-05 | 0 | 0 |  | 1 | TRUE | wye
77 | LV_407-4_1_4_load_166 | 129 | 0.00085914 | 0.00021532 | 0 | 0 |  | 1 | TRUE | wye
78 | LV_407-4_1_4_load_167 | 130 | 0.00023972 | 6.008e-05 | 0 | 0 |  | 1 | TRUE | wye
79 | LV_407-4_1_4_load_168 | 131 | 0.00023062 | 5.78e-05 | 0 | 0 |  | 1 | TRUE | wye
80 | LV_407-4_1_4_load_221 | 134 | 0.00018596 | 4.6607e-05 | 0 | 0 |  | 1 | TRUE | wye
81 | LV_407-4_1_4_load_203 | 136 | 0.00024608 | 6.1672e-05 | 0 | 0 |  | 1 | TRUE | wye
82 | LV_407-4_1_4_load_222 | 137 | 0.00020459 | 5.1276e-05 | 0 | 0 |  | 1 | TRUE | wye
83 | LV_407-4_1_4_load_213 | 138 | 0.0014112 | 0.00035369 | 0 | 0 |  | 1 | TRUE | wye
84 | LV_407-4_1_4_load_173 | 139 | 0.00016339 | 4.0949e-05 | 0 | 0 |  | 1 | TRUE | wye
85 | LV_407-4_1_4_load_174 | 140 | 8.2071e-05 | 2.0569e-05 | 0 | 0 |  | 1 | TRUE | wye
86 | LV_407-4_1_4_load_202 | 142 | 0.00026913 | 6.7451e-05 | 0 | 0 |  | 1 | TRUE | wye
87 | LV_407-4_1_4_load_218 | 143 | 0.00011235 | 2.8157e-05 | 0 | 0 |  | 1 | TRUE | wye
88 | LV_407-4_1_4_load_234 | 144 | 0.00049906 | 0.00012508 | 0 | 0 |  | 1 | TRUE | wye
89 | LV_407-4_1_4_load_215 | 145 | 0.00080805 | 0.00020252 | 0 | 0 |  | 1 | TRUE | wye
90 | LV_407-4_1_4_load_181 | 146 | 0.00097507 | 0.00024438 | 0 | 0 |  | 1 | TRUE | wye
91 | LV_407-4_1_4_load_217 | 147 | 8.3961e-05 | 2.1043e-05 | 0 | 0 |  | 1 | TRUE | wye
92 | LV_407-4_1_4_load_219 | 148 | 0.0005356 | 0.00013423 | 0 | 0 |  | 1 | TRUE | wye
93 | LV_407-4_1_4_load_226 | 150 | 0.00064643 | 0.00016201 | 0 | 0 |  | 1 | TRUE | wye
94 | LV_407-4_1_4_load_206 | 152 | 0.0002454 | 6.1503e-05 | 0 | 0 |  | 1 | TRUE | wye
95 | LV_407-4_1_4_load_228 | 154 | 0.00044963 | 0.00011269 | 0 | 0 |  | 1 | TRUE | wye
96 | LV_407-4_1_4_load_224 | 156 | 0.00017451 | 4.3736e-05 | 0 | 0 |  | 1 | TRUE | wye
97 | LV_407-4_1_4_load_225 | 157 | 0.0009244 | 0.00023168 | 0 | 0 |  | 1 | TRUE | wye

## ext_grid
| name | bus | vm_pu | va_degree | slack_weight | in_service
0 |  | 104 | 1 | 0 | 1 | TRUE

## line
| name | std_type | from_bus | to_bus | length_km | r_ohm_per_km | x_ohm_per_km | c_nf_per_km | g_us_per_km | max_i_ka | df | parallel | type | in_service
0 | LV_407-4_1_4_line_0 | NAYY 4x150 SE | 0 | 1 | 0.048147 | 0.208 | 0.08 | 261 | 0 | 0.27 | 1 | 1 | cs | TRUE
1 | LV_407-4_1_4_line_1 | NAYY 4x150 SE | 1 | 87 | 0.030579 | 0.208 | 0.08 | 261 | 0 | 0.27 | 1 | 1 | cs | TRUE
2 | LV_407-4_1_4_line_2 | NAYY 4x150 SE | 1 | 103 | 0.007555 | 0.208 | 0.08 | 261 | 0 | 0.27 | 1 | 1 | cs | TRUE
3 | LV_407-4_1_4_line_3 | NAYY 4x150 SE | 2 | 3 | 0.028093 | 0.208 | 0.08 | 261 | 0 | 0.27 | 1 | 1 | cs | TRUE
4 | LV_407-4_1_4_line_4 | NAYY 4x150 SE | 2 | 4 | 0.0067886 | 0.208 | 0.08 | 261 | 0 | 0.27 | 1 | 1 | cs | TRUE
5 | LV_407-4_1_4_line_5 | NAYY 4x150 SE | 3 | 5 | 0.24822 | 0.208 | 0.08 | 261 | 0 | 0.27 | 1 | 1 | cs | TRUE
6 | LV_407-4_1_4_line_6 | NAYY 4x150 SE | 4 | 6 | 0.028678 | 0.208 | 0.08 | 261 | 0 | 0.27 | 1 | 1 | cs | TRUE
7 | LV_407-4_1_4_line_7 | NAYY 4x150 SE | 4 | 7 | 0.018989 | 0.208 | 0.08 | 261 | 0 | 0.27 | 1 | 1 | cs | TRUE
8 | LV_407-4_1_4_line_8 | NAYY 4x150 SE | 5 | 8 | 0.011028 | 0.208 | 0.08 | 261 | 0 | 0.27 | 1 | 1 | cs | TRUE
9 | LV_407-4_1_4_line_9 | NAYY 4x150 SE | 6 | 9 | 0.032274 | 0.208 | 0.08 | 261 | 0 | 0.27 | 1 | 1 | cs | TRUE
10 | LV_407-4_1_4_line_10 | NAYY 4x150 SE | 7 | 10 | 0.051574 | 0.208 | 0.08 | 261 | 0 | 0.27 | 1 | 1 | cs | TRUE
11 | LV_407-4_1_4_line_11 | NAYY 4x150 SE | 8 | 11 | 0.036509 | 0.208 | 0.08 | 261 | 0 | 0.27 | 1 | 1 | cs | TRUE
12 | LV_407-4_1_4_line_12 | NAYY 4x150 SE | 8 | 12 | 0.031868 | 0.208 | 0.08 | 261 | 0 | 0.27 | 1 | 1 | cs | TRUE
13 | LV_407-4_1_4_line_13 | NAYY 4x150 SE | 8 | 13 | 0.017203 | 0.208 | 0.08 | 261 | 0 | 0.27 | 1 | 1 | cs | TRUE
14 | LV_407-4_1_4_line_14 | NAYY 4x150 SE | 9 | 14 | 0.07982 | 0.208 | 0.08 | 261 | 0 | 0.27 | 1 | 1 | cs | TRUE
15 | LV_407-4_1_4_line_15 | NAYY 4x150 SE | 9 | 15 | 0.014199 | 0.208 | 0.08 | 261 | 0 | 0.27 | 1 | 1 | cs | TRUE
16 | LV_407-4_1_4_line_16 | NAYY 4x150 SE | 10 | 16 | 0.024293 | 0.208 | 0.08 | 261 | 0 | 0.27 | 1 | 1 | cs | TRUE
17 | LV_407-4_1_4_line_17 | NAYY 4x150 SE | 11 | 17 | 0.01168 | 0.208 | 0.08 | 261 | 0 | 0.27 | 1 | 1 | cs | TRUE
18 | LV_407-4_1_4_line_18 | NAYY 4x150 SE | 11 | 18 | 0.012996 | 0.208 | 0.08 | 261 | 0 | 0.27 | 1 | 1 | cs | TRUE
19 | LV_407-4_1_4_line_19 | NAYY 4x150 SE | 12 | 19 | 0.065608 | 0.208 | 0.08 | 261 | 0 | 0.27 | 1 | 1 | cs | TRUE
20 | LV_407-4_1_4_line_20 | NAYY 4x150 SE | 13 | 20 | 0.0053236 | 0.208 | 0.08 | 261 | 0 | 0.27 | 1 | 1 | cs | TRUE
21 | LV_407-4_1_4_line_21 | NAYY 4x150 SE | 14 | 22 | 0.13664 | 0.208 | 0.08 | 261 | 0 | 0.27 | 1 | 1 | cs | TRUE
22 | LV_407-4_1_4_line_22 | NAYY 4x150 SE | 17 | 156 | 0.015464 | 0.208 | 0.08 | 261 | 0 | 0.27 | 1 | 1 | cs | TRUE
23 | LV_407-4_1_4_line_23 | NAYY 4x150 SE | 18 | 116 | 0.046786 | 0.208 | 0.08 | 261 | 0 | 0.27 | 1 | 1 | cs | TRUE
24 | LV_407-4_1_4_line_24 | NAYY 4x150 SE | 20 | 21 | 0.036051 | 0.208 | 0.08 | 261 | 0 | 0.27 | 1 | 1 | cs | TRUE
25 | LV_407-4_1_4_line_25 | NAYY 4x150 SE | 21 | 153 | 0.46574 | 0.208 | 0.08 | 261 | 0 | 0.27 | 1 | 2 | cs | TRUE
26 | LV_407-4_1_4_line_26 | NAYY 4x150 SE | 22 | 23 | 0.009592 | 0.208 | 0.08 | 261 | 0 | 0.27 | 1 | 1 | cs | TRUE
27 | LV_407-4_1_4_line_27 | NAYY 4x150 SE | 23 | 24 | 0.031956 | 0.208 | 0.08 | 261 | 0 | 0.27 | 1 | 1 | cs | TRUE
28 | LV_407-4_1_4_line_28 | NAYY 4x150 SE | 24 | 27 | 0.030475 | 0.208 | 0.08 | 261 | 0 | 0.27 | 1 | 1 | cs | TRUE
29 | LV_407-4_1_4_line_29 | NAYY 4x150 SE | 25 | 26 | 0.0077392 | 0.208 | 0.08 | 261 | 0 | 0.27 | 1 | 1 | cs | TRUE
30 | LV_407-4_1_4_line_30 | NAYY 4x150 SE | 26 | 28 | 0.012761 | 0.208 | 0.08 | 261 | 0 | 0.27 | 1 | 1 | cs | TRUE
31 | LV_407-4_1_4_line_31 | NAYY 4x150 SE | 27 | 28 | 0.0073516 | 0.208 | 0.08 | 261 | 0 | 0.27 | 1 | 1 | cs | TRUE
32 | LV_407-4_1_4_line_32 | NAYY 4x150 SE | 28 | 96 | 0.018492 | 0.208 | 0.08 | 261 | 0 | 0.27 | 1 | 1 | cs | TRUE
33 | LV_407-4_1_4_line_33 | NAYY 4x150 SE | 29 | 30 | 0.050837 | 0.208 | 0.08 | 261 | 0 | 0.27 | 1 | 1 | cs | TRUE
34 | LV_407-4_1_4_line_34 | NAYY 4x150 SE | 30 | 31 | 0.018278 | 0.208 | 0.08 | 261 | 0 | 0.27 | 1 | 1 | cs | TRUE
35 | LV_407-4_1_4_line_35 | NAYY 4x150 SE | 30 | 32 | 0.12327 | 0.208 | 0.08 | 261 | 0 | 0.27 | 1 | 1 | cs | TRUE
36 | LV_407-4_1_4_line_36 | NAYY 4x150 SE | 31 | 33 | 0.055281 | 0.208 | 0.08 | 261 | 0 | 0.27 | 1 | 1 | cs | TRUE
37 | LV_407-4_1_4_line_37 | NAYY 4x150 SE | 32 | 34 | 0.19886 | 0.208 | 0.08 | 261 | 0 | 0.27 | 1 | 3 | cs | TRUE
38 | LV_407-4_1_4_line_38 | NAYY 4x150 SE | 32 | 35 | 0.057435 | 0.208 | 0.08 | 261 | 0 | 0.27 | 1 | 3 | cs | TRUE
39 | LV_407-4_1_4_line_39 | NAYY 4x150 SE | 33 | 39 | 0.1905 | 0.208 | 0.08 | 261 | 0 | 0.27 | 1 | 1 | cs | TRUE
40 | LV_407-4_1_4_line_40 | NAYY 4x150 SE | 34 | 38 | 0.33258 | 0.208 | 0.08 | 261 | 0 | 0.27 | 1 | 1 | cs | TRUE
41 | LV_407-4_1_4_line_41 | NAYY 4x150 SE | 34 | 36 | 0.15981 | 0.208 | 0.08 | 261 | 0 | 0.27 | 1 | 3 | cs | TRUE
42 | LV_407-4_1_4_line_42 | NAYY 4x150 SE | 35 | 40 | 0.12405 | 0.208 | 0.08 | 261 | 0 | 0.27 | 1 | 3 | cs | TRUE
43 | LV_407-4_1_4_line_43 | NAYY 4x150 SE | 36 | 37 | 0.02151 | 0.208 | 0.08 | 261 | 0 | 0.27 | 1 | 3 | cs | TRUE
44 | LV_407-4_1_4_line_44 | NAYY 4x150 SE | 37 | 41 | 0.0021842 | 0.208 | 0.08 | 261 | 0 | 0.27 | 1 | 3 | cs | TRUE
45 | LV_407-4_1_4_line_45 | NAYY 4x150 SE | 37 | 42 | 0.031042 | 0.208 | 0.08 | 261 | 0 | 0.27 | 1 | 1 | cs | TRUE
46 | LV_407-4_1_4_line_46 | NAYY 4x150 SE | 38 | 45 | 0.0099995 | 0.208 | 0.08 | 261 | 0 | 0.27 | 1 | 1 | cs | TRUE
47 | LV_407-4_1_4_line_47 | NAYY 4x150 SE | 39 | 58 | 0.0034994 | 0.208 | 0.08 | 261 | 0 | 0.27 | 1 | 1 | cs | TRUE
48 | LV_407-4_1_4_line_48 | NAYY 4x150 SE | 40 | 55 | 0.016123 | 0.208 | 0.08 | 261 | 0 | 0.27 | 1 | 1 | cs | TRUE
49 | LV_407-4_1_4_line_49 | NAYY 4x150 SE | 40 | 50 | 0.022291 | 0.208 | 0.08 | 261 | 0 | 0.27 | 1 | 3 | cs | TRUE
50 | LV_407-4_1_4_line_50 | NAYY 4x150 SE | 41 | 44 | 0.012387 | 0.208 | 0.08 | 261 | 0 | 0.27 | 1 | 3 | cs | TRUE
51 | LV_407-4_1_4_line_51 | NAYY 4x150 SE | 42 | 131 | 0.0085671 | 0.208 | 0.08 | 261 | 0 | 0.27 | 1 | 1 | cs | TRUE
52 | LV_407-4_1_4_line_52 | NAYY 4x150 SE | 43 | 44 | 0.010564 | 0.208 | 0.08 | 261 | 0 | 0.27 | 1 | 1 | cs | TRUE
53 | LV_407-4_1_4_line_53 | NAYY 4x150 SE | 44 | 155 | 0.008505 | 0.208 | 0.08 | 261 | 0 | 0.27 | 1 | 3 | cs | TRUE
54 | LV_407-4_1_4_line_54 | NAYY 4x150 SE | 45 | 132 | 0.020759 | 0.208 | 0.08 | 261 | 0 | 0.27 | 1 | 1 | cs | TRUE
55 | LV_407-4_1_4_line_55 | NAYY 4x150 SE | 45 | 133 | 0.007764 | 0.208 | 0.08 | 261 | 0 | 0.27 | 1 | 1 | cs | TRUE
56 | LV_407-4_1_4_line_56 | NAYY 4x150 SE | 46 | 47 | 0.0043559 | 0.208 | 0.08 | 261 | 0 | 0.27 | 1 | 1 | cs | TRUE
57 | LV_407-4_1_4_line_57 | NAYY 4x150 SE | 46 | 48 | 0.047261 | 0.208 | 0.08 | 261 | 0 | 0.27 | 1 | 1 | cs | TRUE
58 | LV_407-4_1_4_line_58 | NAYY 4x150 SE | 48 | 49 | 0.005334 | 0.208 | 0.08 | 261 | 0 | 0.27 | 1 | 3 | cs | TRUE
59 | LV_407-4_1_4_line_59 | NAYY 4x150 SE | 48 | 50 | 0.025948 | 0.208 | 0.08 | 261 | 0 | 0.27 | 1 | 3 | cs | TRUE
60 | LV_407-4_1_4_line_60 | NAYY 4x150 SE | 49 | 51 | 0.017094 | 0.208 | 0.08 | 261 | 0 | 0.27 | 1 | 1 | cs | TRUE
61 | LV_407-4_1_4_line_61 | NAYY 4x150 SE | 49 | 52 | 0.019329 | 0.208 | 0.08 | 261 | 0 | 0.27 | 1 | 3 | cs | TRUE
62 | LV_407-4_1_4_line_62 | NAYY 4x150 SE | 51 | 53 | 0.011083 | 0.208 | 0.08 | 261 | 0 | 0.27 | 1 | 1 | cs | TRUE
63 | LV_407-4_1_4_line_63 | NAYY 4x150 SE | 52 | 54 | 0.015885 | 0.208 | 0.08 | 261 | 0 | 0.27 | 1 | 3 | cs | TRUE
64 | LV_407-4_1_4_line_64 | NAYY 4x150 SE | 54 | 64 | 0.001314 | 0.208 | 0.08 | 261 | 0 | 0.27 | 1 | 3 | cs | TRUE
65 | LV_407-4_1_4_line_65 | NAYY 4x150 SE | 54 | 63 | 0.012896 | 0.208 | 0.08 | 261 | 0 | 0.27 | 1 | 1 | cs | TRUE
66 | LV_407-4_1_4_line_66 | NAYY 4x150 SE | 55 | 56 | 0.017437 | 0.208 | 0.08 | 261 | 0 | 0.27 | 1 | 1 | cs | TRUE
67 | LV_407-4_1_4_line_67 | NAYY 4x150 SE | 56 | 57 | 0.013561 | 0.208 | 0.08 | 261 | 0 | 0.27 | 1 | 1 | cs | TRUE
68 | LV_407-4_1_4_line_68 | NAYY 4x150 SE | 59 | 60 | 0.0080391 | 0.208 | 0.08 | 261 | 0 | 0.27 | 1 | 1 | cs | TRUE
69 | LV_407-4_1_4_line_69 | NAYY 4x150 SE | 59 | 61 | 0.0081321 | 0.208 | 0.08 | 261 | 0 | 0.27 | 1 | 1 | cs | TRUE
70 | LV_407-4_1_4_line_70 | NAYY 4x150 SE | 60 | 62 | 0.01689 | 0.208 | 0.08 | 261 | 0 | 0.27 | 1 | 1 | cs | TRUE
71 | LV_407-4_1_4_line_71 | NAYY 4x150 SE | 62 | 63 | 0.0079899 | 0.208 | 0.08 | 261 | 0 | 0.27 | 1 | 1 | cs | TRUE
72 | LV_407-4_1_4_line_72 | NAYY 4x150 SE | 64 | 65 | 0.22556 | 0.208 | 0.08 | 261 | 0 | 0.27 | 1 | 3 | cs | TRUE
73 | LV_407-4_1_4_line_73 | NAYY 4x150 SE | 65 | 66 | 0.0098235 | 0.208 | 0.08 | 261 | 0 | 0.27 | 1 | 3 | cs | TRUE
74 | LV_407-4_1_4_line_74 | NAYY 4x150 SE | 66 | 118 | 0.013399 | 0.208 | 0.08 | 261 | 0 | 0.27 | 1 | 1 | cs | TRUE
75 | LV_407-4_1_4_line_75 | NAYY 4x150 SE | 66 | 119 | 0.062608 | 0.208 | 0.08 | 261 | 0 | 0.27 | 1 | 3 | cs | TRUE
76 | LV_407-4_1_4_line_76 | NAYY 4x150 SE | 67 | 68 | 0.0083238 | 0.208 | 0.08 | 261 | 0 | 0.27 | 1 | 1 | cs | TRUE
77 | LV_407-4_1_4_line_77 | NAYY 4x150 SE | 67 | 69 | 0.016957 | 0.208 | 0.08 | 261 | 0 | 0.27 | 1 | 1 | cs | TRUE
78 | LV_407-4_1_4_line_78 | NAYY 4x150 SE | 68 | 70 | 0.021872 | 0.208 | 0.08 | 261 | 0 | 0.27 | 1 | 1 | cs | TRUE
79 | LV_407-4_1_4_line_79 | NAYY 4x150 SE | 69 | 71 | 0.012137 | 0.208 | 0.08 | 261 | 0 | 0.27 | 1 | 1 | cs | TRUE
80 | LV_407-4_1_4_line_80 | NAYY 4x150 SE | 70 | 72 | 0.00018325 | 0.208 | 0.08 | 261 | 0 | 0.27 | 1 | 1 | cs | TRUE
81 | LV_407-4_1_4_line_81 | NAYY 4x150 SE | 71 | 73 | 0.021437 | 0.208 | 0.08 | 261 | 0 | 0.27 | 1 | 1 | cs | TRUE
82 | LV_407-4_1_4_line_82 | NAYY 4x150 SE | 73 | 74 | 0.43573 | 0.208 | 0.08 | 261 | 0 | 0.27 | 1 | 1 | cs | TRUE
83 | LV_407-4_1_4_line_83 | NAYY 4x150 SE | 74 | 75 | 0.58274 | 0.208 | 0.08 | 261 | 0 | 0.27 | 1 | 1 | cs | TRUE
84 | LV_407-4_1_4_line_84 | NAYY 4x150 SE | 74 | 76 | 0.05433 | 0.208 | 0.08 | 261 | 0 | 0.27 | 1 | 1 | cs | TRUE
85 | LV_407-4_1_4_line_85 | NAYY 4x150 SE | 75 | 77 | 0.17302 | 0.208 | 0.08 | 261 | 0 | 0.27 | 1 | 1 | cs | TRUE
86 | LV_407-4_1_4_line_86 | NAYY 4x150 SE | 76 | 84 | 0.0022368 | 0.208 | 0.08 | 261 | 0 | 0.27 | 1 | 1 | cs | TRUE
87 | LV_407-4_1_4_line_87 | NAYY 4x150 SE | 77 | 88 | 0.03043 | 0.208 | 0.08 | 261 | 0 | 0.27 | 1 | 1 | cs | TRUE
88 | LV_407-4_1_4_line_88 | NAYY 4x150 SE | 78 | 79 | 0.0013941 | 0.208 | 0.08 | 261 | 0 | 0.27 | 1 | 1 | cs | TRUE
89 | LV_407-4_1_4_line_89 | NAYY 4x150 SE | 79 | 145 | 0.0052308 | 0.208 | 0.08 | 261 | 0 | 0.27 | 1 | 1 | cs | TRUE
90 | LV_407-4_1_4_line_90 | NAYY 4x150 SE | 80 | 81 | 0.49966 | 0.208 | 0.08 | 261 | 0 | 0.27 | 1 | 1 | cs | TRUE
91 | LV_407-4_1_4_line_91 | NAYY 4x150 SE | 80 | 82 | 0.19694 | 0.208 | 0.08 | 261 | 0 | 0.27 | 1 | 1 | cs | TRUE
92 | LV_407-4_1_4_line_92 | NAYY 4x150 SE | 81 | 83 | 0.081252 | 0.208 | 0.08 | 261 | 0 | 0.27 | 1 | 1 | cs | TRUE
93 | LV_407-4_1_4_line_93 | NAYY 4x150 SE | 82 | 94 | 0.0040279 | 0.208 | 0.08 | 261 | 0 | 0.27 | 1 | 1 | cs | TRUE
94 | LV_407-4_1_4_line_94 | NAYY 4x150 SE | 83 | 97 | 0.0080538 | 0.208 | 0.08 | 261 | 0 | 0.27 | 1 | 1 | cs | TRUE
95 | LV_407-4_1_4_line_95 | NAYY 4x150 SE | 84 | 85 | 0.001758 | 0.208 | 0.08 | 261 | 0 | 0.27 | 1 | 1 | cs | TRUE
96 | LV_407-4_1_4_line_96 | NAYY 4x150 SE | 86 | 87 | 0.014129 | 0.208 | 0.08 | 261 | 0 | 0.27 | 1 | 1 | cs | TRUE
97 | LV_407-4_1_4_line_97 | NAYY 4x150 SE | 87 | 112 | 0.015217 | 0.208 | 0.08 | 261 | 0 | 0.27 | 1 | 1 | cs | TRUE
98 | LV_407-4_1_4_line_98 | NAYY 4x150 SE | 88 | 92 | 0.011016 | 0.208 | 0.08 | 261 | 0 | 0.27 | 1 | 1 | cs | TRUE
99 | LV_407-4_1_4_line_99 | NAYY 4x150 SE | 89 | 90 | 0.18471 | 0.208 | 0.08 | 261 | 0 | 0.27 | 1 | 1 | cs | TRUE
100 | LV_407-4_1_4_line_100 | NAYY 4x150 SE | 89 | 91 | 0.038535 | 0.208 | 0.08 | 261 | 0 | 0.27 | 1 | 1 | cs | TRUE
101 | LV_407-4_1_4_line_101 | NAYY 4x150 SE | 89 | 92 | 0.16876 | 0.208 | 0.08 | 261 | 0 | 0.27 | 1 | 1 | cs | TRUE
102 | LV_407-4_1_4_line_102 | NAYY 4x150 SE | 90 | 110 | 0.0038279 | 0.208 | 0.08 | 261 | 0 | 0.27 | 1 | 3 | cs | TRUE
103 | LV_407-4_1_4_line_103 | NAYY 4x150 SE | 90 | 107 | 0.1595 | 0.208 | 0.08 | 261 | 0 | 0.27 | 1 | 3 | cs | TRUE
104 | LV_407-4_1_4_line_104 | NAYY 4x150 SE | 91 | 111 | 0.0167 | 0.208 | 0.08 | 261 | 0 | 0.27 | 1 | 1 | cs | TRUE
105 | LV_407-4_1_4_line_105 | NAYY 4x150 SE | 92 | 93 | 0.25815 | 0.208 | 0.08 | 261 | 0 | 0.27 | 1 | 1 | cs | TRUE
106 | LV_407-4_1_4_line_106 | NAYY 4x150 SE | 93 | 109 | 0.024644 | 0.208 | 0.08 | 261 | 0 | 0.27 | 1 | 1 | cs | TRUE
107 | LV_407-4_1_4_line_107 | NAYY 4x150 SE | 94 | 101 | 0.0122 | 0.208 | 0.08 | 261 | 0 | 0.27 | 1 | 1 | cs | TRUE
108 | LV_407-4_1_4_line_108 | NAYY 4x150 SE | 94 | 99 | 0.014005 | 0.208 | 0.08 | 261 | 0 | 0.27 | 1 | 1 | cs | TRUE
109 | LV_407-4_1_4_line_109 | NAYY 4x150 SE | 95 | 96 | 0.011279 | 0.208 | 0.08 | 261 | 0 | 0.27 | 1 | 1 | cs | TRUE
110 | LV_407-4_1_4_line_110 | NAYY 4x150 SE | 96 | 97 | 0.011716 | 0.208 | 0.08 | 261 | 0 | 0.27 | 1 | 1 | cs | TRUE
111 | LV_407-4_1_4_line_111 | NAYY 4x150 SE | 98 | 99 | 0.035506 | 0.208 | 0.08 | 261 | 0 | 0.27 | 1 | 1 | cs | TRUE
112 | LV_407-4_1_4_line_112 | NAYY 4x150 SE | 99 | 100 | 0.025598 | 0.208 | 0.08 | 261 | 0 | 0.27 | 1 | 1 | cs | TRUE
113 | LV_407-4_1_4_line_113 | NAYY 4x150 SE | 100 | 102 | 0.25809 | 0.208 | 0.08 | 261 | 0 | 0.27 | 1 | 1 | cs | TRUE
114 | LV_407-4_1_4_line_114 | NAYY 4x150 SE | 102 | 103 | 0.15285 | 0.208 | 0.08 | 261 | 0 | 0.27 | 1 | 1 | cs | TRUE
115 | LV_407-4_1_4_line_115 | NAYY 4x150 SE | 104 | 105 | 0.0017761 | 0.208 | 0.08 | 261 | 0 | 0.27 | 1 | 1 | cs | TRUE
116 | LV_407-4_1_4_line_116 | NAYY 4x150 SE | 104 | 106 | 0.021457 | 0.208 | 0.08 | 261 | 0 | 0.27 | 1 | 3 | cs | TRUE
117 | LV_407-4_1_4_line_117 | NAYY 4x150 SE | 106 | 115 | 0.016966 | 0.208 | 0.08 | 261 | 0 | 0.27 | 1 | 3 | cs | TRUE
118 | LV_407-4_1_4_line_118 | NAYY 4x150 SE | 107 | 108 | 0.020888 | 0.208 | 0.08 | 261 | 0 | 0.27 | 1 | 3 | cs | TRUE
119 | LV_407-4_1_4_line_119 | NAYY 4x150 SE | 108 | 115 | 0.0047184 | 0.208 | 0.08 | 261 | 0 | 0.27 | 1 | 3 | cs | TRUE
120 | LV_407-4_1_4_line_120 | NAYY 4x150 SE | 109 | 124 | 0.015901 | 0.208 | 0.08 | 261 | 0 | 0.27 | 1 | 1 | cs | TRUE
121 | LV_407-4_1_4_line_121 | NAYY 4x150 SE | 110 | 128 | 0.070759 | 0.208 | 0.08 | 261 | 0 | 0.27 | 1 | 3 | cs | TRUE
122 | LV_407-4_1_4_line_122 | NAYY 4x150 SE | 111 | 144 | 0.004795 | 0.208 | 0.08 | 261 | 0 | 0.27 | 1 | 1 | cs | TRUE
123 | LV_407-4_1_4_line_123 | NAYY 4x150 SE | 111 | 141 | 0.42379 | 0.208 | 0.08 | 261 | 0 | 0.27 | 1 | 1 | cs | TRUE
124 | LV_407-4_1_4_line_124 | NAYY 4x150 SE | 112 | 113 | 0.017313 | 0.208 | 0.08 | 261 | 0 | 0.27 | 1 | 1 | cs | TRUE
125 | LV_407-4_1_4_line_125 | NAYY 4x150 SE | 113 | 114 | 0.021984 | 0.208 | 0.08 | 261 | 0 | 0.27 | 1 | 1 | cs | TRUE
126 | LV_407-4_1_4_line_126 | NAYY 4x150 SE | 116 | 117 | 0.13519 | 0.208 | 0.08 | 261 | 0 | 0.27 | 1 | 1 | cs | TRUE
127 | LV_407-4_1_4_line_127 | NAYY 4x150 SE | 117 | 127 | 0.021661 | 0.208 | 0.08 | 261 | 0 | 0.27 | 1 | 1 | cs | TRUE
128 | LV_407-4_1_4_line_128 | NAYY 4x150 SE | 118 | 120 | 0.010314 | 0.208 | 0.08 | 261 | 0 | 0.27 | 1 | 1 | cs | TRUE
129 | LV_407-4_1_4_line_129 | NAYY 4x150 SE | 119 | 121 | 0.057764 | 0.208 | 0.08 | 261 | 0 | 0.27 | 1 | 3 | cs | TRUE
130 | LV_407-4_1_4_line_130 | NAYY 4x150 SE | 120 | 122 | 0.015532 | 0.208 | 0.08 | 261 | 0 | 0.27 | 1 | 1 | cs | TRUE
131 | LV_407-4_1_4_line_131 | NAYY 4x150 SE | 121 | 123 | 0.033721 | 0.208 | 0.08 | 261 | 0 | 0.27 | 1 | 3 | cs | TRUE
132 | LV_407-4_1_4_line_132 | NAYY 4x150 SE | 123 | 128 | 0.30084 | 0.208 | 0.08 | 261 | 0 | 0.27 | 1 | 3 | cs | TRUE
133 | LV_407-4_1_4_line_133 | NAYY 4x150 SE | 123 | 151 | 0.26096 | 0.208 | 0.08 | 261 | 0 | 0.27 | 1 | 1 | cs | TRUE
134 | LV_407-4_1_4_line_134 | NAYY 4x150 SE | 124 | 125 | 0.0094968 | 0.208 | 0.08 | 261 | 0 | 0.27 | 1 | 1 | cs | TRUE
135 | LV_407-4_1_4_line_135 | NAYY 4x150 SE | 125 | 126 | 0.020711 | 0.208 | 0.08 | 261 | 0 | 0.27 | 1 | 1 | cs | TRUE
136 | LV_407-4_1_4_line_136 | NAYY 4x150 SE | 126 | 142 | 0.43643 | 0.208 | 0.08 | 261 | 0 | 0.27 | 1 | 1 | cs | TRUE
137 | LV_407-4_1_4_line_137 | NAYY 4x150 SE | 126 | 143 | 0.3479 | 0.208 | 0.08 | 261 | 0 | 0.27 | 1 | 1 | cs | TRUE
138 | LV_407-4_1_4_line_138 | NAYY 4x150 SE | 129 | 130 | 0.012676 | 0.208 | 0.08 | 261 | 0 | 0.27 | 1 | 1 | cs | TRUE
139 | LV_407-4_1_4_line_139 | NAYY 4x150 SE | 130 | 131 | 0.014717 | 0.208 | 0.08 | 261 | 0 | 0.27 | 1 | 1 | cs | TRUE
140 | LV_407-4_1_4_line_140 | NAYY 4x150 SE | 132 | 134 | 0.012609 | 0.208 | 0.08 | 261 | 0 | 0.27 | 1 | 1 | cs | TRUE
141 | LV_407-4_1_4_line_141 | NAYY 4x150 SE | 133 | 135 | 0.026417 | 0.208 | 0.08 | 261 | 0 | 0.27 | 1 | 1 | cs | TRUE
142 | LV_407-4_1_4_line_142 | NAYY 4x150 SE | 133 | 136 | 0.013017 | 0.208 | 0.08 | 261 | 0 | 0.27 | 1 | 1 | cs | TRUE
143 | LV_407-4_1_4_line_143 | NAYY 4x150 SE | 134 | 137 | 0.004624 | 0.208 | 0.08 | 261 | 0 | 0.27 | 1 | 1 | cs | TRUE
144 | LV_407-4_1_4_line_144 | NAYY 4x150 SE | 135 | 138 | 0.059377 | 0.208 | 0.08 | 261 | 0 | 0.27 | 1 | 1 | cs | TRUE
145 | LV_407-4_1_4_line_145 | NAYY 4x150 SE | 139 | 140 | 0.016527 | 0.208 | 0.08 | 261 | 0 | 0.27 | 1 | 1 | cs | TRUE
146 | LV_407-4_1_4_line_146 | NAYY 4x150 SE | 139 | 141 | 0.081043 | 0.208 | 0.08 | 261 | 0 | 0.27 | 1 | 1 | cs | TRUE
147 | LV_407-4_1_4_line_147 | NAYY 4x150 SE | 142 | 145 | 0.037032 | 0.208 | 0.08 | 261 | 0 | 0.27 | 1 | 1 | cs | TRUE
148 | LV_407-4_1_4_line_148 | NAYY 4x150 SE | 142 | 146 | 0.3248 | 0.208 | 0.08 | 261 | 0 | 0.27 | 1 | 1 | cs | TRUE
149 | LV_407-4_1_4_line_149 | NAYY 4x150 SE | 143 | 147 | 0.025812 | 0.208 | 0.08 | 261 | 0 | 0.27 | 1 | 1 | cs | TRUE
150 | LV_407-4_1_4_line_150 | NAYY 4x150 SE | 147 | 148 | 0.0036219 | 0.208 | 0.08 | 261 | 0 | 0.27 | 1 | 1 | cs | TRUE
151 | LV_407-4_1_4_line_151 | NAYY 4x150 SE | 148 | 149 | 0.019963 | 0.208 | 0.08 | 261 | 0 | 0.27 | 1 | 1 | cs | TRUE
152 | LV_407-4_1_4_line_152 | NAYY 4x150 SE | 149 | 150 | 0.0096032 | 0.208 | 0.08 | 261 | 0 | 0.27 | 1 | 1 | cs | TRUE
153 | LV_407-4_1_4_line_153 | NAYY 4x150 SE | 151 | 152 | 0.028684 | 0.208 | 0.08 | 261 | 0 | 0.27 | 1 | 1 | cs | TRUE
154 | LV_407-4_1_4_line_154 | NAYY 4x150 SE | 153 | 154 | 0.027843 | 0.208 | 0.08 | 261 | 0 | 0.27 | 1 | 3 | cs | TRUE
155 | LV_407-4_1_4_line_155 | NAYY 4x150 SE | 154 | 155 | 0.036374 | 0.208 | 0.08 | 261 | 0 | 0.27 | 1 | 3 | cs | TRUE
156 | LV_407-4_1_4_line_156 | NAYY 4x150 SE | 156 | 157 | 0.0086059 | 0.208 | 0.08 | 261 | 0 | 0.27 | 1 | 1 | cs | TRUE

## trafo
| name | std_type | hv_bus | lv_bus | sn_mva | vn_hv_kv | vn_lv_kv | vk_percent | vkr_percent | pfe_kw | i0_percent | shift_degree | tap_side | tap_neutral | tap_min | tap_max | tap_step_percent | tap_step_degree | tap_pos | tap_phase_shifter | parallel | df | in_service
0 | LV_407-4_1_4_trafo_150 | 0.25 MVA 20/0.4 kV | 158 | 104 | 0.25 | 20 | 0.4 | 6 | 1.44 | 0.8 | 0.32 | 150 | hv | 0 | -2 | 2 | 2.5 | 0 | 0 | FALSE | 1 | 1 | TRUE

## line_geodata
| x0 | y0 | x1 | y1 | x2 | y2 | x3 | y3 | x4 | y4 | x5 | y5 | x6 | y6 | x7 | y7 | x8 | y8 | x9 | y9 | x10 | y10 | x11 | y11 | x12 | y12 | x13 | y13 | x14 | y14 | x15 | y15 | x16 | y16 | x17 | y17 | x18 | y18 | x19 | y19 | x20 | y20 | x21 | y21 | x22 | y22 | x23 | y23 | x24 | y24 | x25 | y25 | x26 | y26 | x27 | y27 | x28 | y28 | x29 | y29 | x30 | y30 | x31 | y31
0 | 2617262.2604 | 1209692.1284 | 2617243.6627 | 1209689.4066 | 2617234.7012 | 1209689.6476 | 2617228.5754 | 1209689.63 | 2617224.8526 | 1209689.1746 | 2617219.9793 | 1209687.0372 | 2617215.8121 | 1209683.9453
1 | 2617262.2604 | 1209692.1284 | 2617260.2582 | 1209682.7285 | 2617258.214 | 1209677.3418 | 2617257.4043 | 1209673.504 | 2617257.8221 | 1209668.3135 | 2617259.678 | 1209662.5267
2 | 2617262.2604 | 1209692.1284 | 2617262.3149 | 1209699.6832
3 | 2616464.9704 | 1210026.6551 | 2616470.7314 | 1210044.2283 | 2616471.2297 | 1210053.8148
4 | 2616462.8556 | 1210020.2043 | 2616464.9704 | 1210026.6551
5 | 2616338.5587 | 1210237.7074 | 2616342.3906 | 1210223.1653 | 2616349.2925 | 1210208.7094 | 2616360.3154 | 1210188.0168 | 2616367.1914 | 1210174.706 | 2616375.2589 | 1210150.9481 | 2616383.732 | 1210117.8529 | 2616385.7354 | 1210113.3558 | 2616388.2223 | 1210109.9608 | 2616394.0352 | 1210107.5197 | 2616457.1852 | 1210084.1021 | 2616465.6118 | 1210079.1448 | 2616469.1601 | 1210073.896 | 2616471.1095 | 1210069.7547 | 2616471.814 | 1210065.054 | 2616471.2297 | 1210053.8148
6 | 2616462.8556 | 1210020.2043 | 2616473.8889 | 1210020.8128 | 2616485.264 | 1210024.2905 | 2616490.6512 | 1210026.251
7 | 2616462.8556 | 1210020.2043 | 2616456.2643 | 1210012.7043 | 2616447.8193 | 1210009.5817
8 | 2616336.6215 | 1210248.5637 | 2616338.5587 | 1210237.7074
9 | 2616520.8477 | 1210037.6404 | 2616502.2251 | 1210030.4629 | 2616490.6512 | 1210026.251
10 | 2616400.6547 | 1209988.7542 | 2616441.2091 | 1210007.1376 | 2616447.8193 | 1210009.5817
11 | 2616336.6215 | 1210248.5637 | 2616350.9496 | 1210244.7451 | 2616361.9727 | 1210243.3856 | 2616372.2624 | 1210246.2264
12 | 2616336.6215 | 1210248.5637 | 2616319.0765 | 1210253.274 | 2616305.5552 | 1210251.0582
13 | 2616336.6215 | 1210248.5637 | 2616339.0009 | 1210265.6011
14 | 2616520.8477 | 1210037.6404 | 2616526.9081 | 1210036.4454 | 2616542.3619 | 1210049.0062 | 2616554.7222 | 1210058.9236 | 2616576.0437 | 1210068.4657 | 2616590.1527 | 1210072.5737
15 | 2616520.8477 | 1210037.6404 | 2616531.6052 | 1210046.9085
16 | 2616400.6547 | 1209988.7542 | 2616389.2447 | 1209983.582 | 2616379.9536 | 1209976.3637
17 | 2616372.2624 | 1210246.2264 | 2616378.8666 | 1210236.5925
18 | 2616372.2624 | 1210246.2264 | 2616384.2681 | 1210251.2023
19 | 2616305.5552 | 1210251.0582 | 2616301.4185 | 1210246.411 | 2616297.3797 | 1210239.3183 | 2616296.0756 | 1210232.5999 | 2616296.8535 | 1210223.2301 | 2616298.1777 | 1210214.1842 | 2616299.8173 | 1210198.1464 | 2616298.1621 | 1210188.5738
20 | 2616339.7372 | 1210270.8735 | 2616339.0009 | 1210265.6011
21 | 2616590.1527 | 1210072.5737 | 2616592.8105 | 1210073.3482 | 2616608.9084 | 1210078.2734 | 2616625.395 | 1210082.8105 | 2616643.0616 | 1210089.3188 | 2616675.871 | 1210099.8493 | 2616691.0552 | 1210105.3391 | 2616702.0354 | 1210108.5715 | 2616708.9538 | 1210110.3918 | 2616715.6523 | 1210111.9781 | 2616719.8856 | 1210114.6821
22 | 2616378.8666 | 1210236.5925 | 2616379.7551 | 1210235.2963 | 2616388.682 | 1210225.1596 | 2616388.9506 | 1210224.8836
23 | 2616428.0609 | 1210267.5133 | 2616414.1041 | 1210263.4283 | 2616393.054 | 1210254.8436 | 2616384.2681 | 1210251.2023
24 | 2616339.7372 | 1210270.8735 | 2616341.6144 | 1210276.4262 | 2616345.1863 | 1210281.939 | 2616351.0218 | 1210287.836 | 2616363.7807 | 1210296.3247
25 | 2616252.8009 | 1210689.6595 | 2616266.0183 | 1210680.3013 | 2616284.228 | 1210665.4313 | 2616301.9946 | 1210645.891 | 2616308.5099 | 1210636.4813 | 2616312.5221 | 1210628.1431 | 2616318.8649 | 1210612.3404 | 2616329.7712 | 1210592.2478 | 2616338.7384 | 1210581.055 | 2616368.1711 | 1210555.61 | 2616376.6156 | 1210546.6392 | 2616380.4193 | 1210539.579 | 2616382.114 | 1210531.2234 | 2616382.5348 | 1210524.632 | 2616381.0579 | 1210508.9526 | 2616381.2064 | 1210485.2508 | 2616382.755 | 1210471.981 | 2616384.8574 | 1210461.8033 | 2616393.1936 | 1210445.2725 | 2616402.1754 | 1210431.6228 | 2616406.9858 | 1210423.2869 | 2616409.8799 | 1210415.4237 | 2616412.5392 | 1210404.5361 | 2616413.1978 | 1210397.1449 | 2616413.0659 | 1210387.0389 | 2616410.2272 | 1210374.702 | 2616404.692 | 1210356.321 | 2616399.0688 | 1210342.3089 | 2616387.8118 | 1210323.6899 | 2616376.7618 | 1210307.1504 | 2616365.4347 | 1210297.4252 | 2616363.7807 | 1210296.3247
26 | 2616728.0487 | 1210119.717 | 2616723.6937 | 1210117.1145 | 2616719.8856 | 1210114.6821
27 | 2616728.0487 | 1210119.717 | 2616731.9029 | 1210122.018 | 2616740.3996 | 1210124.6765 | 2616747.0393 | 1210128.286 | 2616755.412 | 1210135.4311
28 | 2616755.412 | 1210135.4311 | 2616757.0773 | 1210136.8522 | 2616770.1204 | 1210152.4307 | 2616775.543 | 1210158.2686
29 | 2616767.8205 | 1210165.0091 | 2616760.3046 | 1210163.163
30 | 2616767.8205 | 1210165.0091 | 2616780.5461 | 1210163.6551
31 | 2616780.5461 | 1210163.6551 | 2616775.543 | 1210158.2686
32 | 2616780.5461 | 1210163.6551 | 2616791.8266 | 1210162.7751 | 2616798.9808 | 1210161.7279
33 | 2616032.7274 | 1211128.6892 | 2616022.2386 | 1211149.6395 | 2616010.9224 | 1211167.497 | 2616007.4146 | 1211172.6902
34 | 2616032.7274 | 1211128.6892 | 2616014.7489 | 1211131.9819
35 | 2616118.6071 | 1211043.361 | 2616094.8942 | 1211053.8142 | 2616072.1726 | 1211079.99 | 2616056.9464 | 1211099.3711 | 2616041.1408 | 1211119.4955 | 2616032.7274 | 1211128.6892
36 | 2615960.3581 | 1211141.8628 | 2615967.8125 | 1211140.578 | 2616014.7489 | 1211131.9819
37 | 2616062.8514 | 1210869.703 | 2616066.6704 | 1210870.8917 | 2616071.2689 | 1210873.2498 | 2616076.9314 | 1210878.3901 | 2616081.0887 | 1210883.7376 | 2616083.3923 | 1210888.9689 | 2616084.6528 | 1210897.7883 | 2616084.7291 | 1210908.9726 | 2616082.9895 | 1210931.4027 | 2616082.1487 | 1210950.2109 | 2616083.4819 | 1210965.8899 | 2616085.4128 | 1210979.7139 | 2616098.8294 | 1211034.3805 | 2616103.5611 | 1211038.0175 | 2616109.1756 | 1211041.1566 | 2616113.4113 | 1211042.7356 | 2616118.6071 | 1211043.361
38 | 2616118.6071 | 1211043.361 | 2616139.7248 | 1211037.2256 | 2616148.8468 | 1211035.8716 | 2616155.2594 | 1211036.1002 | 2616160.6485 | 1211038.2715 | 2616164.9255 | 1211041.4292 | 2616168.4018 | 1211045.6854 | 2616169.3541 | 1211048.723
39 | 2615960.3581 | 1211141.8628 | 2615895.655 | 1211153.0152 | 2615852.6605 | 1211162.5954 | 2615814.7108 | 1211172.4673 | 2615806.9904 | 1211175.4819 | 2615794.0206 | 1211178.1158 | 2615781.6366 | 1211177.6051 | 2615774.2504 | 1211175.5631
40 | 2616062.8514 | 1210869.703 | 2616047.7247 | 1210871.5857 | 2616031.3427 | 1210871.2194 | 2615992.608 | 1210864.0785 | 2615978.1603 | 1210862.1166 | 2615959.6453 | 1210860.8999 | 2615951.0869 | 1210858.8426 | 2615941.0396 | 1210853.802 | 2615916.0869 | 1210835.9812 | 2615887.3036 | 1210809.7901 | 2615874.0179 | 1210796.5809 | 2615866.6885 | 1210792.3813 | 2615857.707 | 1210789.3669 | 2615833.1466 | 1210783.9211 | 2615769.0598 | 1210762.8403 | 2615760.4733 | 1210758.7031
41 | 2616062.8514 | 1210869.703 | 2616069.8952 | 1210866.9537 | 2616076.0079 | 1210862.9123 | 2616087.1322 | 1210851.7359 | 2616095.1463 | 1210832.947 | 2616100.1794 | 1210826.2901 | 2616172.8065 | 1210756.9916
42 | 2616171.2168 | 1211170.8964 | 2616169.8357 | 1211170.2367 | 2616166.9758 | 1211165.7042 | 2616168.5872 | 1211114.8579 | 2616170.6257 | 1211060.6554 | 2616170.0065 | 1211050.8037 | 2616169.3541 | 1211048.723
43 | 2616172.8065 | 1210756.9916 | 2616187.9318 | 1210741.6572
44 | 2616187.9318 | 1210741.6572 | 2616189.0236 | 1210739.7655
45 | 2616214.2856 | 1210755.4474 | 2616211.9049 | 1210750.6605 | 2616200.3779 | 1210744.826 | 2616187.9318 | 1210741.6572
46 | 2615751.8799 | 1210753.7122 | 2615754.3973 | 1210755.7755 | 2615760.4733 | 1210758.7031
47 | 2615770.8775 | 1211174.6307 | 2615774.2504 | 1211175.5631
48 | 2616171.2168 | 1211170.8964 | 2616170.9609 | 1211187.0176
49 | 2616171.2168 | 1211170.8964 | 2616174.9733 | 1211172.6631 | 2616182.9174 | 1211171.2504 | 2616192.5822 | 1211168.4179
50 | 2616195.2154 | 1210729.0366 | 2616189.0236 | 1210739.7655
51 | 2616214.2856 | 1210755.4474 | 2616212.781 | 1210763.8813
52 | 2616195.2154 | 1210729.0366 | 2616187.575 | 1210724.6801 | 2616185.8351 | 1210724.3612
53 | 2616199.468 | 1210721.6662 | 2616197.9792 | 1210724.2525 | 2616195.2154 | 1210729.0366
54 | 2615751.8799 | 1210753.7122 | 2615747.7885 | 1210763.5958 | 2615743.0825 | 1210770.2094 | 2615741.1219 | 1210770.2487
55 | 2615751.8799 | 1210753.7122 | 2615745.8745 | 1210748.7714
56 | 2616211.6627 | 1211123.4282 | 2616211.843 | 1211119.076
57 | 2616217.4719 | 1211161.1827 | 2616214.2188 | 1211150.3012 | 2616211.3591 | 1211145.6908 | 2616203.7288 | 1211140.6229 | 2616201.9994 | 1211136.6938 | 2616206.1092 | 1211128.6338 | 2616210.2035 | 1211126.3102 | 2616211.6463 | 1211123.8238 | 2616211.6627 | 1211123.4282
58 | 2616217.4719 | 1211161.1827 | 2616222.7476 | 1211160.2965
59 | 2616217.4719 | 1211161.1827 | 2616214.0434 | 1211161.7626 | 2616199.305 | 1211166.4476 | 2616192.5822 | 1211168.4179
60 | 2616233.6013 | 1211173.1331 | 2616228.1772 | 1211164.2912 | 2616222.7476 | 1211160.2965
61 | 2616222.7476 | 1211160.2965 | 2616224.9521 | 1211159.9245 | 2616234.733 | 1211159.284 | 2616242.0241 | 1211159.3938
62 | 2616234.8555 | 1211184.1427 | 2616233.6013 | 1211173.1331
63 | 2616257.373 | 1211163.281 | 2616243.7368 | 1211159.4196 | 2616242.0241 | 1211159.3938
64 | 2616258.641 | 1211163.6402 | 2616257.373 | 1211163.281
65 | 2616257.373 | 1211163.281 | 2616254.1676 | 1211175.7724
66 | 2616165.6592 | 1211203.0327 | 2616169.3036 | 1211198.4399 | 2616170.9147 | 1211189.9284 | 2616170.9609 | 1211187.0176
67 | 2616152.9422 | 1211207.6787 | 2616158.7671 | 1211205.9602 | 2616165.6592 | 1211203.0327
68 | 2616247.8854 | 1211207.0241 | 2616252.4396 | 1211200.3995 | 2616252.4396 | 1211200.3995
69 | 2616247.8854 | 1211207.0241 | 2616247.8854 | 1211207.0241 | 2616240.3514 | 1211210.085
70 | 2616252.1816 | 1211183.5115 | 2616252.4396 | 1211200.3995
71 | 2616252.1816 | 1211183.5115 | 2616254.1676 | 1211175.7724
72 | 2616258.641 | 1211163.6402 | 2616262.741 | 1211164.7964 | 2616330.5052 | 1211180.9454 | 2616346.5401 | 1211182.8681 | 2616359.2452 | 1211182.6471 | 2616369.1805 | 1211181.1178 | 2616383.2554 | 1211177.3876 | 2616409.2771 | 1211167.331 | 2616421.3392 | 1211160.5492 | 2616431.6554 | 1211153.1289 | 2616444.6702 | 1211139.7794 | 2616460.5244 | 1211120.3475
73 | 2616466.7345 | 1211112.736 | 2616460.5244 | 1211120.3475
74 | 2616466.7345 | 1211112.736 | 2616475.3028 | 1211122.0425 | 2616475.7864 | 1211122.6137
75 | 2616466.7345 | 1211112.736 | 2616504.5595 | 1211062.8461
76 | 2618187.0499 | 1210227.4605 | 2618186.4307 | 1210219.1598
77 | 2618188.1906 | 1210244.378 | 2618187.9471 | 1210239.4857 | 2618187.0499 | 1210227.4605
78 | 2618186.4307 | 1210219.1598 | 2618185.8076 | 1210210.8076 | 2618184.4678 | 1210197.3774
79 | 2618188.1906 | 1210244.378 | 2618179.5467 | 1210252.8975
80 | 2618184.4496 | 1210197.1951 | 2618184.4678 | 1210197.3774
81 | 2618163.302 | 1210266.8483 | 2618174.5617 | 1210257.8108 | 2618179.5467 | 1210252.8975
82 | 2617768.6699 | 1210259.7043 | 2617778.3633 | 1210263.4908 | 2617791.7265 | 1210267.5661 | 2617816.8621 | 1210273.9333 | 2617832.0158 | 1210278.959 | 2617844.2368 | 1210286.3217 | 2617866.0466 | 1210301.8733 | 2617877.4197 | 1210310.6455 | 2617893.6882 | 1210321.5001 | 2617907.6067 | 1210330.3689 | 2617931.036 | 1210340.4892 | 2617942.7109 | 1210344.8599 | 2617965.603 | 1210349.0754 | 2617979.6348 | 1210348.0169 | 2617994.4021 | 1210344.9818 | 2618029.2683 | 1210334.97 | 2618055.1934 | 1210326.3434 | 2618068.3253 | 1210321.3024 | 2618085.0207 | 1210314.0043 | 2618103.6601 | 1210304.6888 | 2618128.9923 | 1210291.169 | 2618141.0822 | 1210283.9683 | 2618150.7165 | 1210277.0714 | 2618163.302 | 1210266.8483
83 | 2617339.6307 | 1210599.7361 | 2617402.545 | 1210536.6945 | 2617439.3288 | 1210504.1723 | 2617450.2054 | 1210490.4519 | 2617465.7364 | 1210465.0608 | 2617479.436 | 1210444.9562 | 2617496.5831 | 1210430.9207 | 2617505.1846 | 1210426.0542 | 2617519.2558 | 1210421.8264 | 2617540.0625 | 1210419.3859 | 2617557.0383 | 1210419.7804 | 2617595.2831 | 1210425.9072 | 2617619.439 | 1210390.6252 | 2617657.0665 | 1210348.4681 | 2617675.0297 | 1210336.2587 | 2617689.7533 | 1210329.9765 | 2617694.5413 | 1210324.721 | 2617697.9122 | 1210310.4341 | 2617702.1936 | 1210301.7419 | 2617743.6327 | 1210273.9491 | 2617760.8846 | 1210258.2915 | 2617768.6699 | 1210259.7043
84 | 2617768.6699 | 1210259.7043 | 2617766.9795 | 1210253.1512 | 2617767.5753 | 1210247.0051 | 2617771.0806 | 1210236.1428 | 2617775.7516 | 1210221.7375 | 2617778.3859 | 1210212.429 | 2617778.671 | 1210207.2808
85 | 2617339.6307 | 1210599.7361 | 2617328.9457 | 1210610.4444 | 2617308.4938 | 1210637.6116 | 2617288.8265 | 1210672.0962 | 2617274.4371 | 1210713.0998 | 2617260.8031 | 1210751.4853
86 | 2617778.671 | 1210207.2808 | 2617778.7946 | 1210205.0474
87 | 2617260.8031 | 1210751.4853 | 2617257.2147 | 1210761.5884 | 2617243.9388 | 1210776.1549
88 | 2617652.9515 | 1210801.6174 | 2617652.0544 | 1210800.5504 | 2617652.0544 | 1210800.5504
89 | 2617652.9515 | 1210801.6174 | 2617656.3176 | 1210805.6213
90 | 2616896.19 | 1210163.9027 | 2616907.9997 | 1210161.3012 | 2616922.563 | 1210152.4152 | 2616939.5811 | 1210119.3782 | 2616956.1823 | 1210064.5613 | 2616986.9344 | 1210036.6329 | 2617016.3172 | 1210025.3323 | 2617053.0091 | 1210025.4367 | 2617086.4523 | 1210021.4743 | 2617140.2852 | 1210015.1246 | 2617156.9786 | 1210021.665 | 2617209.4477 | 1210064.0837 | 2617249.7245 | 1210093.8717 | 2617286.3006 | 1210118.1463
91 | 2617286.3006 | 1210118.1463 | 2617290.8862 | 1210111.8561 | 2617296.6949 | 1210108.3709 | 2617306.722 | 1210104.7201 | 2617334.6803 | 1210097.2635 | 2617354.5582 | 1210090.4951 | 2617385.6954 | 1210079.7238 | 2617391.5052 | 1210075.883 | 2617394.679 | 1210071.6899 | 2617395.401 | 1210066.4335 | 2617391.8971 | 1210061.3427 | 2617378.5972 | 1210043.0828 | 2617358.9712 | 1210023.237 | 2617347.9888 | 1210013.5919
92 | 2616896.19 | 1210163.9027 | 2616816.7227 | 1210154.8294 | 2616815.4648 | 1210154.6671
93 | 2617344.9623 | 1210010.934 | 2617347.9888 | 1210013.5919
94 | 2616807.4772 | 1210153.6361 | 2616815.4648 | 1210154.6671
95 | 2617778.8918 | 1210203.2921 | 2617778.7946 | 1210205.0474
96 | 2617259.678 | 1209662.5267 | 2617273.4463 | 1209665.7004
97 | 2617259.678 | 1209662.5267 | 2617245.8781 | 1209656.1139
98 | 2617236.5182 | 1210784.297 | 2617243.9388 | 1210776.1549
99 | 2617102.5625 | 1210872.7845 | 2617082.3777 | 1210870.948 | 2617064.0082 | 1210869.417 | 2616997.9168 | 1210860.3684 | 2616943.792 | 1210870.5873 | 2616919.9127 | 1210874.6443
100 | 2617102.5625 | 1210872.7845 | 2617102.9404 | 1210878.8111 | 2617097.967 | 1210910.9252
101 | 2617102.5625 | 1210872.7845 | 2617114.2329 | 1210857.3092 | 2617147.4902 | 1210813.1797 | 2617187.1625 | 1210795.1278 | 2617236.5182 | 1210784.297
102 | 2616919.9127 | 1210874.6443 | 2616916.1389 | 1210875.2854
103 | 2616919.9127 | 1210874.6443 | 2616928.2039 | 1210860.8711 | 2616931.3998 | 1210843.2036 | 2616925.5507 | 1210821.0302 | 2616901.2133 | 1210777.3593 | 2616877.5918 | 1210741.0946 | 2616874.212 | 1210732.3913
104 | 2617092.3181 | 1210926.4185 | 2617095.5778 | 1210921.1471 | 2617097.769 | 1210912.2039 | 2617097.967 | 1210910.9252
105 | 2617236.5182 | 1210784.297 | 2617239.0968 | 1210807.1394 | 2617230.1308 | 1210835.9297 | 2617236.245 | 1210863.2848 | 2617257.3709 | 1210889.1935 | 2617282.5158 | 1210904.7859 | 2617372.8762 | 1210937.5658 | 2617388.6312 | 1210945.9336
106 | 2617396.2233 | 1210964.8126 | 2617398.0271 | 1210950.9241 | 2617388.6312 | 1210945.9336
107 | 2617344.9623 | 1210010.934 | 2617345.8255 | 1210004.1661 | 2617346.2894 | 1209998.8089
108 | 2617344.9623 | 1210010.934 | 2617339.3323 | 1210010.3952 | 2617331.0149 | 1210011.4939
109 | 2616798.9808 | 1210161.7279 | 2616805.9756 | 1210170.5762
110 | 2616798.9808 | 1210161.7279 | 2616807.4772 | 1210153.6361
111 | 2617331.0149 | 1210011.4939 | 2617327.5552 | 1210017.3205 | 2617323.4646 | 1210020.5882 | 2617314.7444 | 1210021.6858 | 2617304.7872 | 1210019.5225 | 2617300.5399 | 1210017.9881
112 | 2617331.0149 | 1210011.4939 | 2617314.973 | 1209991.5462
113 | 2617198.7963 | 1209779.928 | 2617187.6294 | 1209807.1778 | 2617186.6507 | 1209811.8776 | 2617186.6903 | 1209816.6137 | 2617187.6353 | 1209820.9855 | 2617189.3506 | 1209824.4368 | 2617192.1288 | 1209828.2802 | 2617213.5301 | 1209849.6425 | 2617222.167 | 1209859.106 | 2617227.2531 | 1209866.4469 | 2617231.0347 | 1209872.8725 | 2617234.0709 | 1209879.4738 | 2617241.26 | 1209898.116 | 2617245.9302 | 1209907.3679 | 2617250.3493 | 1209914.0733 | 2617255.1815 | 1209919.8238 | 2617266.0182 | 1209930.6722 | 2617314.973 | 1209991.5462
114 | 2617198.7963 | 1209779.928 | 2617206.5363 | 1209781.5289 | 2617221.8756 | 1209783.4296 | 2617235.4168 | 1209784.2357 | 2617244.7131 | 1209783.8067 | 2617260.0847 | 1209782.3946 | 2617264.8005 | 1209781.1075 | 2617267.708 | 1209779.6484 | 2617270.3133 | 1209777.5659 | 2617272.0613 | 1209774.9473 | 2617272.547 | 1209772.5584 | 2617272.1144 | 1209769.7112 | 2617267.7009 | 1209755.7684 | 2617264.9994 | 1209746.411 | 2617263.4642 | 1209735.8896 | 2617262.483 | 1209722.9796 | 2617262.3149 | 1209699.6832
115 | 2616914.1606 | 1210705.2333 | 2616915.1105 | 1210706.7341
116 | 2616913.0513 | 1210726.6533 | 2616913.5225 | 1210721.2849 | 2616914.1606 | 1210705.2333
117 | 2616913.0513 | 1210726.6533 | 2616912.9572 | 1210727.6869 | 2616909.731 | 1210731.8802 | 2616903.211 | 1210734.6077 | 2616899.6709 | 1210734.1512
118 | 2616874.212 | 1210732.3913 | 2616882.9367 | 1210731.9935 | 2616894.9912 | 1210733.5478
119 | 2616899.6709 | 1210734.1512 | 2616894.9912 | 1210733.5478
120 | 2617396.2233 | 1210964.8126 | 2617394.234 | 1210980.1294 | 2617394.0925 | 1210980.562
121 | 2616846.7644 | 1210888.9793 | 2616871.1203 | 1210882.9334 | 2616916.1389 | 1210875.2854
122 | 2617088.9648 | 1210929.8553 | 2617092.3181 | 1210926.4185
123 | 2616953.9761 | 1211293.6306 | 2616950.1137 | 1211291.8297 | 2616947.3362 | 1211282.5611 | 2616945.8959 | 1211254.5414 | 2616951.3987 | 1211221.7942 | 2616959.3137 | 1211174.4123 | 2616965.2886 | 1211125.2906 | 2616976.6122 | 1211095.1503 | 2616985.7597 | 1211071.4741 | 2616992.7358 | 1211052.5278 | 2617008.3575 | 1211031.4492 | 2617026.7792 | 1211014.481 | 2617045.8428 | 1211001.6058 | 2617064.4685 | 1210990.4527 | 2617080.2852 | 1210978.4244 | 2617091.3514 | 1210964.2369 | 2617097.2401 | 1210945.7212 | 2617095.7637 | 1210933.2099 | 2617092.3181 | 1210926.4185
124 | 2617230.1597 | 1209648.8563 | 2617241.8639 | 1209654.2485 | 2617245.8781 | 1209656.1139
125 | 2617210.1441 | 1209639.638 | 2617230.1597 | 1209648.8563
126 | 2616428.0609 | 1210267.5133 | 2616435.5154 | 1210264.999 | 2616443.0595 | 1210260.2949 | 2616451.9941 | 1210250.136 | 2616458.2444 | 1210237.8352 | 2616463.1272 | 1210225.3528 | 2616467.771 | 1210211.4133 | 2616474.6335 | 1210192.0659 | 2616484.0088 | 1210170.9799 | 2616493.2712 | 1210163.29 | 2616500.1486 | 1210160.6408
127 | 2616480.9507 | 1210158.2644 | 2616485.6345 | 1210154.6308 | 2616493.2278 | 1210156.953 | 2616500.1486 | 1210160.6408
128 | 2616482.4517 | 1211130.4854 | 2616475.7864 | 1211122.6137
129 | 2616504.5595 | 1211062.8461 | 2616512.5759 | 1211052.2729 | 2616525.3235 | 1211039.5231 | 2616547.2188 | 1211024.656
130 | 2616488.6292 | 1211144.5696 | 2616487.2807 | 1211140.3635 | 2616484.3232 | 1211132.6955 | 2616482.4517 | 1211130.4854
131 | 2616576.723 | 1211008.3478 | 2616548.9843 | 1211023.4573 | 2616547.2188 | 1211024.656
132 | 2616576.723 | 1211008.3478 | 2616594.6038 | 1211002.4274 | 2616626.8704 | 1210995.9355 | 2616656.1771 | 1210985.4222 | 2616693.2867 | 1210964.436 | 2616711.1618 | 1210941.5731 | 2616765.6595 | 1210909.0962 | 2616846.7644 | 1210888.9793
133 | 2616576.723 | 1211008.3478 | 2616590.0635 | 1210995.5999 | 2616597.8736 | 1210990.5965 | 2616655.3481 | 1210963.8745 | 2616661.4752 | 1210960.2339 | 2616665.5706 | 1210952.1186 | 2616665.5967 | 1210942.7801 | 2616660.0055 | 1210901.308 | 2616655.4581 | 1210850.656 | 2616652.6455 | 1210807.335 | 2616650.335 | 1210799.2908
134 | 2617394.0925 | 1210980.562 | 2617391.141 | 1210989.5885
135 | 2617384.7042 | 1211009.2735 | 2617391.141 | 1210989.5885
136 | 2617384.7042 | 1211009.2735 | 2617388.1352 | 1211007.8605 | 2617391.4194 | 1211007.3364 | 2617395.3083 | 1211007.8591 | 2617399.3715 | 1211008.5936 | 2617406.2266 | 1211010.8147 | 2617424.4201 | 1211017.816 | 2617429.9789 | 1211018.9551 | 2617438.0311 | 1211019.7456 | 2617447.4747 | 1211020.2734 | 2617455.8877 | 1211019.7977 | 2617463.3368 | 1211018.9634 | 2617473.2213 | 1211016.791 | 2617481.2367 | 1211014.6021 | 2617493.72 | 1211009.8137 | 2617547.0612 | 1210986.857 | 2617560.0806 | 1210980.6917 | 2617569.5117 | 1210975.1274 | 2617576.776 | 1210969.9792 | 2617585.587 | 1210963.4014 | 2617613.8465 | 1210942.7507 | 2617634.2419 | 1210927.1131 | 2617644.0258 | 1210917.9034 | 2617659.2917 | 1210902.4509 | 2617698.5527 | 1210859.3872 | 2617703.0769 | 1210845.5818 | 2617703.9429 | 1210827.7077 | 2617706.0387 | 1210810.2375 | 2617698.9231 | 1210803.5349 | 2617692.8121 | 1210801.4823
137 | 2617384.7042 | 1211009.2735 | 2617695.9239 | 1211164.7587
138 | 2616224.6607 | 1210771.2245 | 2616236.9003 | 1210774.5205
139 | 2616224.6607 | 1210771.2245 | 2616216.8778 | 1210769.1287 | 2616212.781 | 1210763.8813 | 2616212.781 | 1210763.8813
140 | 2615741.1219 | 1210770.2487 | 2615739.1689 | 1210770.2769 | 2615733.556 | 1210766.36 | 2615730.5236 | 1210764.0515
141 | 2615769.3954 | 1210739.2947 | 2615760.5347 | 1210739.4381 | 2615754.8226 | 1210741.4575 | 2615745.8745 | 1210748.7714
142 | 2615745.8745 | 1210748.7714 | 2615743.1751 | 1210746.5631 | 2615736.3242 | 1210739.9387
143 | 2615726.8444 | 1210761.2506 | 2615730.5236 | 1210764.0515
144 | 2615769.3954 | 1210739.2947 | 2615775.024 | 1210734.3845 | 2615784.5756 | 1210731.6082 | 2615798.0221 | 1210732.9999 | 2615809.2456 | 1210741.69 | 2615818.2549 | 1210748.5843 | 2615820.5867 | 1210750.3136
145 | 2617042.4337 | 1211254.8008 | 2617040.812 | 1211255.2223 | 2617036.2937 | 1211256.9437 | 2617029.6886 | 1211260.3935 | 2617027.4563 | 1211261.6558
146 | 2616953.9761 | 1211293.6306 | 2616955.7156 | 1211291.1452 | 2616959.1958 | 1211288.398 | 2616963.6178 | 1211285.7646 | 2616969.7787 | 1211283.5586 | 2616989.5202 | 1211277.7891 | 2617000.2664 | 1211274.2955 | 2617010.5819 | 1211270.0224 | 2617021.081 | 1211265.2607 | 2617027.4563 | 1211261.6558
147 | 2617692.8121 | 1210801.4823 | 2617686.0794 | 1210804.0861 | 2617662.8374 | 1210805.6406 | 2617656.3176 | 1210805.6213 | 2617656.3176 | 1210805.6213
148 | 2617692.8121 | 1210801.4823 | 2617973.5345 | 1210964.8541
149 | 2617690.9525 | 1211190.0771 | 2617695.2488 | 1211169.6733 | 2617695.9239 | 1211164.7587
150 | 2617690.9525 | 1211190.0771 | 2617690.2062 | 1211193.6213
151 | 2617689.2841 | 1211213.3357 | 2617688.4123 | 1211210.0758 | 2617688.4878 | 1211205.1288 | 2617689.6692 | 1211196.1717 | 2617690.2062 | 1211193.6213
152 | 2617689.2841 | 1211213.3357 | 2617680.3985 | 1211216.9782
153 | 2616650.335 | 1210799.2908 | 2616646.1369 | 1210797.8116 | 2616639.8067 | 1210797.9274 | 2616622.1424 | 1210800.8339
154 | 2616252.8009 | 1210689.6595 | 2616234.9036 | 1210695.8811 | 2616226.7859 | 1210699.5187
155 | 2616199.468 | 1210721.6662 | 2616204.0642 | 1210713.6741 | 2616211.7973 | 1210706.2354 | 2616226.7859 | 1210699.5187
156 | 2616394.9541 | 1210218.7176 | 2616388.9506 | 1210224.8836

## bus_geodata
| x | y | coords
0 | 2617215.8121 | 1209683.9453
1 | 2617262.2604 | 1209692.1284
2 | 2616464.9704 | 1210026.6551
3 | 2616471.2297 | 1210053.8148
4 | 2616462.8556 | 1210020.2043
5 | 2616338.5587 | 1210237.7074
6 | 2616490.6512 | 1210026.251
7 | 2616447.8193 | 1210009.5817
8 | 2616336.6215 | 1210248.5637
9 | 2616520.8477 | 1210037.6404
10 | 2616400.6547 | 1209988.7542
11 | 2616372.2624 | 1210246.2264
12 | 2616305.5552 | 1210251.0582
13 | 2616339.0009 | 1210265.6011
14 | 2616590.1527 | 1210072.5737
15 | 2616531.6052 | 1210046.9085
16 | 2616379.9536 | 1209976.3637
17 | 2616378.8666 | 1210236.5925
18 | 2616384.2681 | 1210251.2023
19 | 2616298.1621 | 1210188.5738
20 | 2616339.7372 | 1210270.8735
21 | 2616363.7807 | 1210296.3247
22 | 2616719.8856 | 1210114.6821
23 | 2616728.0487 | 1210119.717
24 | 2616755.412 | 1210135.4311
25 | 2616760.3046 | 1210163.163
26 | 2616767.8205 | 1210165.0091
27 | 2616775.543 | 1210158.2686
28 | 2616780.5461 | 1210163.6551
29 | 2616007.4146 | 1211172.6902
30 | 2616032.7274 | 1211128.6892
31 | 2616014.7489 | 1211131.9819
32 | 2616118.6071 | 1211043.361
33 | 2615960.3581 | 1211141.8628
34 | 2616062.8514 | 1210869.703
35 | 2616169.3541 | 1211048.723
36 | 2616172.8065 | 1210756.9916
37 | 2616187.9318 | 1210741.6572
38 | 2615760.4733 | 1210758.7031
39 | 2615774.2504 | 1211175.5631
40 | 2616171.2168 | 1211170.8964
41 | 2616189.0236 | 1210739.7655
42 | 2616214.2856 | 1210755.4474
43 | 2616185.8351 | 1210724.3612
44 | 2616195.2154 | 1210729.0366
45 | 2615751.8799 | 1210753.7122
46 | 2616211.6627 | 1211123.4282
47 | 2616211.843 | 1211119.076
48 | 2616217.4719 | 1211161.1827
49 | 2616222.7476 | 1211160.2965
50 | 2616192.5822 | 1211168.4179
51 | 2616233.6013 | 1211173.1331
52 | 2616242.0241 | 1211159.3938
53 | 2616234.8555 | 1211184.1427
54 | 2616257.373 | 1211163.281
55 | 2616170.9609 | 1211187.0176
56 | 2616165.6592 | 1211203.0327
57 | 2616152.9422 | 1211207.6787
58 | 2615770.8775 | 1211174.6307
59 | 2616247.8854 | 1211207.0241
60 | 2616252.4396 | 1211200.3995
61 | 2616240.3514 | 1211210.085
62 | 2616252.1816 | 1211183.5115
63 | 2616254.1676 | 1211175.7724
64 | 2616258.641 | 1211163.6402
65 | 2616460.5244 | 1211120.3475
66 | 2616466.7345 | 1211112.736
67 | 2618187.0499 | 1210227.4605
68 | 2618186.4307 | 1210219.1598
69 | 2618188.1906 | 1210244.378
70 | 2618184.4678 | 1210197.3774
71 | 2618179.5467 | 1210252.8975
72 | 2618184.4496 | 1210197.1951
73 | 2618163.302 | 1210266.8483
74 | 2617768.6699 | 1210259.7043
75 | 2617339.6307 | 1210599.7361
76 | 2617778.671 | 1210207.2808
77 | 2617260.8031 | 1210751.4853
78 | 2617652.0544 | 1210800.5504
79 | 2617652.9515 | 1210801.6174
80 | 2617286.3006 | 1210118.1463
81 | 2616896.19 | 1210163.9027
82 | 2617347.9888 | 1210013.5919
83 | 2616815.4648 | 1210154.6671
84 | 2617778.7946 | 1210205.0474
85 | 2617778.8918 | 1210203.2921
86 | 2617273.4463 | 1209665.7004
87 | 2617259.678 | 1209662.5267
88 | 2617243.9388 | 1210776.1549
89 | 2617102.5625 | 1210872.7845
90 | 2616919.9127 | 1210874.6443
91 | 2617097.967 | 1210910.9252
92 | 2617236.5182 | 1210784.297
93 | 2617388.6312 | 1210945.9336
94 | 2617344.9623 | 1210010.934
95 | 2616805.9756 | 1210170.5762
96 | 2616798.9808 | 1210161.7279
97 | 2616807.4772 | 1210153.6361
98 | 2617300.5399 | 1210017.9881
99 | 2617331.0149 | 1210011.4939
100 | 2617314.973 | 1209991.5462
101 | 2617346.2894 | 1209998.8089
102 | 2617198.7963 | 1209779.928
103 | 2617262.3149 | 1209699.6832
104 | 2616914.1606 | 1210705.2333
105 | 2616915.1105 | 1210706.7341
106 | 2616913.0513 | 1210726.6533
107 | 2616874.212 | 1210732.3913
108 | 2616894.9912 | 1210733.5478
109 | 2617396.2233 | 1210964.8126
110 | 2616916.1389 | 1210875.2854
111 | 2617092.3181 | 1210926.4185
112 | 2617245.8781 | 1209656.1139
113 | 2617230.1597 | 1209648.8563
114 | 2617210.1441 | 1209639.638
115 | 2616899.6709 | 1210734.1512
116 | 2616428.0609 | 1210267.5133
117 | 2616500.1486 | 1210160.6408
118 | 2616475.7864 | 1211122.6137
119 | 2616504.5595 | 1211062.8461
120 | 2616482.4517 | 1211130.4854
121 | 2616547.2188 | 1211024.656
122 | 2616488.6292 | 1211144.5696
123 | 2616576.723 | 1211008.3478
124 | 2617394.0925 | 1210980.562
125 | 2617391.141 | 1210989.5885
126 | 2617384.7042 | 1211009.2735
127 | 2616480.9507 | 1210158.2644
128 | 2616846.7644 | 1210888.9793
129 | 2616236.9003 | 1210774.5205
130 | 2616224.6607 | 1210771.2245
131 | 2616212.781 | 1210763.8813
132 | 2615741.1219 | 1210770.2487
133 | 2615745.8745 | 1210748.7714
134 | 2615730.5236 | 1210764.0515
135 | 2615769.3954 | 1210739.2947
136 | 2615736.3242 | 1210739.9387
137 | 2615726.8444 | 1210761.2506
138 | 2615820.5867 | 1210750.3136
139 | 2617027.4563 | 1211261.6558
140 | 2617042.4337 | 1211254.8008
141 | 2616953.9761 | 1211293.6306
142 | 2617692.8121 | 1210801.4823
143 | 2617695.9239 | 1211164.7587
144 | 2617088.9648 | 1210929.8553
145 | 2617656.3176 | 1210805.6213
146 | 2617973.5345 | 1210964.8541
147 | 2617690.9525 | 1211190.0771
148 | 2617690.2062 | 1211193.6213
149 | 2617689.2841 | 1211213.3357
150 | 2617680.3985 | 1211216.9782
151 | 2616650.335 | 1210799.2908
152 | 2616622.1424 | 1210800.8339
153 | 2616252.8009 | 1210689.6595
154 | 2616226.7859 | 1210699.5187
155 | 2616199.468 | 1210721.6662
156 | 2616388.9506 | 1210224.8836
157 | 2616394.9541 | 1210218.7176
158 | 2616914.1606 | 1210705.2333

## line_std_types
| c_nf_per_km | r_ohm_per_km | x_ohm_per_km | max_i_ka | type | q_mm2 | alpha | voltage_rating
NAYY 4x50 SE | 210 | 0.642 | 0.083 | 0.142 | cs | 50 | 0.00403 | LV
NAYY 4x120 SE | 264 | 0.225 | 0.08 | 0.242 | cs | 120 | 0.00403 | LV
NAYY 4x150 SE | 261 | 0.208 | 0.08 | 0.27 | cs | 150 | 0.00403 | LV
NA2XS2Y 1x95 RM/25 12/20 kV | 216 | 0.313 | 0.132 | 0.252 | cs | 95 | 0.00403 | MV
NA2XS2Y 1x185 RM/25 12/20 kV | 273 | 0.161 | 0.117 | 0.362 | cs | 185 | 0.00403 | MV
NA2XS2Y 1x240 RM/25 12/20 kV | 304 | 0.122 | 0.112 | 0.421 | cs | 240 | 0.00403 | MV
NA2XS2Y 1x95 RM/25 6/10 kV | 315 | 0.313 | 0.123 | 0.249 | cs | 95 | 0.00403 | MV
NA2XS2Y 1x185 RM/25 6/10 kV | 406 | 0.161 | 0.11 | 0.358 | cs | 185 | 0.00403 | MV
NA2XS2Y 1x240 RM/25 6/10 kV | 456 | 0.122 | 0.105 | 0.416 | cs | 240 | 0.00403 | MV
NA2XS2Y 1x150 RM/25 12/20 kV | 250 | 0.206 | 0.116 | 0.319 | cs | 150 | 0.00403 | MV
NA2XS2Y 1x120 RM/25 12/20 kV | 230 | 0.253 | 0.119 | 0.283 | cs | 120 | 0.00403 | MV
NA2XS2Y 1x70 RM/25 12/20 kV | 190 | 0.443 | 0.132 | 0.22 | cs | 70 | 0.00403 | MV
NA2XS2Y 1x150 RM/25 6/10 kV | 360 | 0.206 | 0.11 | 0.315 | cs | 150 | 0.00403 | MV
NA2XS2Y 1x120 RM/25 6/10 kV | 340 | 0.253 | 0.113 | 0.28 | cs | 120 | 0.00403 | MV
NA2XS2Y 1x70 RM/25 6/10 kV | 280 | 0.443 | 0.123 | 0.217 | cs | 70 | 0.00403 | MV
N2XS(FL)2Y 1x120 RM/35 64/110 kV | 112 | 0.153 | 0.166 | 0.366 | cs | 120 | 0.00393 | HV
N2XS(FL)2Y 1x185 RM/35 64/110 kV | 125 | 0.099 | 0.156 | 0.457 | cs | 185 | 0.00393 | HV
N2XS(FL)2Y 1x240 RM/35 64/110 kV | 135 | 0.075 | 0.149 | 0.526 | cs | 240 | 0.00393 | HV
N2XS(FL)2Y 1x300 RM/35 64/110 kV | 144 | 0.06 | 0.144 | 0.588 | cs | 300 | 0.00393 | HV
15-AL1/3-ST1A 0.4 | 11 | 1.8769 | 0.35 | 0.105 | ol | 16 | 0.00403 | LV
24-AL1/4-ST1A 0.4 | 11.25 | 1.2012 | 0.335 | 0.14 | ol | 24 | 0.00403 | LV
48-AL1/8-ST1A 0.4 | 12.2 | 0.5939 | 0.3 | 0.21 | ol | 48 | 0.00403 | LV
94-AL1/15-ST1A 0.4 | 13.2 | 0.306 | 0.29 | 0.35 | ol | 94 | 0.00403 | LV
34-AL1/6-ST1A 10.0 | 9.7 | 0.8342 | 0.36 | 0.17 | ol | 34 | 0.00403 | MV
48-AL1/8-ST1A 10.0 | 10.1 | 0.5939 | 0.35 | 0.21 | ol | 48 | 0.00403 | MV
70-AL1/11-ST1A 10.0 | 10.4 | 0.4132 | 0.339 | 0.29 | ol | 70 | 0.00403 | MV
94-AL1/15-ST1A 10.0 | 10.75 | 0.306 | 0.33 | 0.35 | ol | 94 | 0.00403 | MV
122-AL1/20-ST1A 10.0 | 11.1 | 0.2376 | 0.323 | 0.41 | ol | 122 | 0.00403 | MV
149-AL1/24-ST1A 10.0 | 11.25 | 0.194 | 0.315 | 0.47 | ol | 149 | 0.00403 | MV
34-AL1/6-ST1A 20.0 | 9.15 | 0.8342 | 0.382 | 0.17 | ol | 34 | 0.00403 | MV
48-AL1/8-ST1A 20.0 | 9.5 | 0.5939 | 0.372 | 0.21 | ol | 48 | 0.00403 | MV
70-AL1/11-ST1A 20.0 | 9.7 | 0.4132 | 0.36 | 0.29 | ol | 70 | 0.00403 | MV
94-AL1/15-ST1A 20.0 | 10 | 0.306 | 0.35 | 0.35 | ol | 94 | 0.00403 | MV
122-AL1/20-ST1A 20.0 | 10.3 | 0.2376 | 0.344 | 0.41 | ol | 122 | 0.00403 | MV
149-AL1/24-ST1A 20.0 | 10.5 | 0.194 | 0.337 | 0.47 | ol | 149 | 0.00403 | MV
184-AL1/30-ST1A 20.0 | 10.75 | 0.1571 | 0.33 | 0.535 | ol | 184 | 0.00403 | MV
243-AL1/39-ST1A 20.0 | 11 | 0.1188 | 0.32 | 0.645 | ol | 243 | 0.00403 | MV
48-AL1/8-ST1A 110.0 | 8 | 0.5939 | 0.46 | 0.21 | ol | 48 | 0.00403 | HV
70-AL1/11-ST1A 110.0 | 8.4 | 0.4132 | 0.45 | 0.29 | ol | 70 | 0.00403 | HV
94-AL1/15-ST1A 110.0 | 8.65 | 0.306 | 0.44 | 0.35 | ol | 94 | 0.00403 | HV
122-AL1/20-ST1A 110.0 | 8.5 | 0.2376 | 0.43 | 0.41 | ol | 122 | 0.00403 | HV
149-AL1/24-ST1A 110.0 | 8.75 | 0.194 | 0.41 | 0.47 | ol | 149 | 0.00403 | HV
184-AL1/30-ST1A 110.0 | 8.8 | 0.1571 | 0.4 | 0.535 | ol | 184 | 0.00403 | HV
243-AL1/39-ST1A 110.0 | 9 | 0.1188 | 0.39 | 0.645 | ol | 243 | 0.00403 | HV
305-AL1/39-ST1A 110.0 | 9.2 | 0.0949 | 0.38 | 0.74 | ol | 305 | 0.00403 | HV
490-AL1/64-ST1A 110.0 | 9.75 | 0.059 | 0.37 | 0.96 | ol | 490 | 0.00403 | HV
679-AL1/86-ST1A 110.0 | 9.95 | 0.042 | 0.36 | 1.15 | ol | 679 | 0.00403 | HV
490-AL1/64-ST1A 220.0 | 10 | 0.059 | 0.285 | 0.96 | ol | 490 | 0.00403 | HV
679-AL1/86-ST1A 220.0 | 11.7 | 0.042 | 0.275 | 1.15 | ol | 679 | 0.00403 | HV
490-AL1/64-ST1A 380.0 | 11 | 0.059 | 0.253 | 0.96 | ol | 490 | 0.00403 | HV
679-AL1/86-ST1A 380.0 | 14.6 | 0.042 | 0.25 | 1.15 | ol | 679 | 0.00403 | HV

## trafo_std_types
| i0_percent | pfe_kw | vkr_percent | sn_mva | vn_lv_kv | vn_hv_kv | vk_percent | shift_degree | vector_group | tap_side | tap_neutral | tap_min | tap_max | tap_step_degree | tap_step_percent | tap_phase_shifter
160 MVA 380/110 kV | 0.06 | 60 | 0.25 | 160 | 110 | 380 | 12.2 | 0 | Yy0 | hv | 0 | -9 | 9 | 0 | 1.5 | FALSE
100 MVA 220/110 kV | 0.06 | 55 | 0.26 | 100 | 110 | 220 | 12 | 0 | Yy0 | hv | 0 | -9 | 9 | 0 | 1.5 | FALSE
63 MVA 110/20 kV | 0.04 | 22 | 0.32 | 63 | 20 | 110 | 18 | 150 | YNd5 | hv | 0 | -9 | 9 | 0 | 1.5 | FALSE
40 MVA 110/20 kV | 0.05 | 18 | 0.34 | 40 | 20 | 110 | 16.2 | 150 | YNd5 | hv | 0 | -9 | 9 | 0 | 1.5 | FALSE
25 MVA 110/20 kV | 0.07 | 14 | 0.41 | 25 | 20 | 110 | 12 | 150 | YNd5 | hv | 0 | -9 | 9 | 0 | 1.5 | FALSE
63 MVA 110/10 kV | 0.04 | 22 | 0.32 | 63 | 10 | 110 | 18 | 150 | YNd5 | hv | 0 | -9 | 9 | 0 | 1.5 | FALSE
40 MVA 110/10 kV | 0.05 | 18 | 0.34 | 40 | 10 | 110 | 16.2 | 150 | YNd5 | hv | 0 | -9 | 9 | 0 | 1.5 | FALSE
25 MVA 110/10 kV | 0.07 | 14 | 0.41 | 25 | 10 | 110 | 12 | 150 | YNd5 | hv | 0 | -9 | 9 | 0 | 1.5 | FALSE
0.25 MVA 20/0.4 kV | 0.32 | 0.8 | 1.44 | 0.25 | 0.4 | 20 | 6 | 150 | Yzn5 | hv | 0 | -2 | 2 | 0 | 2.5 | FALSE
0.4 MVA 20/0.4 kV | 0.3375 | 1.35 | 1.425 | 0.4 | 0.4 | 20 | 6 | 150 | Dyn5 | hv | 0 | -2 | 2 | 0 | 2.5 | FALSE
0.63 MVA 20/0.4 kV | 0.2619 | 1.65 | 1.206 | 0.63 | 0.4 | 20 | 6 | 150 | Dyn5 | hv | 0 | -2 | 2 | 0 | 2.5 | FALSE
0.25 MVA 10/0.4 kV | 0.24 | 0.6 | 1.2 | 0.25 | 0.4 | 10 | 4 | 150 | Dyn5 | hv | 0 | -2 | 2 | 0 | 2.5 | FALSE
0.4 MVA 10/0.4 kV | 0.2375 | 0.95 | 1.325 | 0.4 | 0.4 | 10 | 4 | 150 | Dyn5 | hv | 0 | -2 | 2 | 0 | 2.5 | FALSE
0.63 MVA 10/0.4 kV | 0.1873 | 1.18 | 1.0794 | 0.63 | 0.4 | 10 | 4 | 150 | Dyn5 | hv | 0 | -2 | 2 | 0 | 2.5 | FALSE

## trafo3w_std_types
| sn_hv_mva | sn_mv_mva | sn_lv_mva | vn_hv_kv | vn_mv_kv | vn_lv_kv | vk_hv_percent | vk_mv_percent | vk_lv_percent | vkr_hv_percent | vkr_mv_percent | vkr_lv_percent | pfe_kw | i0_percent | shift_mv_degree | shift_lv_degree | vector_group | tap_side | tap_neutral | tap_min | tap_max | tap_step_percent
63/25/38 MVA 110/20/10 kV | 63 | 25 | 38 | 110 | 20 | 10 | 10.4 | 10.4 | 10.4 | 0.28 | 0.32 | 0.35 | 35 | 0.89 | 0 | 0 | YN0yn0yn0 | hv | 0 | -10 | 10 | 1.2
63/25/38 MVA 110/10/10 kV | 63 | 25 | 38 | 110 | 10 | 10 | 10.4 | 10.4 | 10.4 | 0.28 | 0.32 | 0.35 | 35 | 0.89 | 0 | 0 | YN0yn0yn0 | hv | 0 | -10 | 10 | 1.2

## fuse_std_types
| fuse_type | i_rated_a | t_avg | t_min | t_total | x_avg | x_min | x_total
HV 100A | HV 100A | 100 | 0 | [10.0, 3.64, 0.854, 0.281, 0.1, 0.0531, 0.022, 0.01] | [10.0, 4.267, 1.21, 0.403, 0.1, 0.058, 0.022, 0.01] | 0 | [300.0, 350.0, 450.0, 550.0, 700.0, 850.0, 1200.0, 1752.0] | [600.0, 700.0, 900.0, 1150.0, 1665.0, 2000.0, 3000.0, 4313.0]
HV 10A | HV 10A | 10 | 0 | [10.0, 1675.0, 0.344, 0.156, 0.1, 0.0417, 0.0171, 0.01] | [10.0, 1.3, 0.3, 0.155, 0.1, 0.0555, 0.023, 0.01] | 0 | [30.0, 32.0, 35.0, 37.0, 39.0, 50.0, 70.0, 88.0] | [60.0, 70.0, 80.0, 87.0, 94.0, 110.0, 150.0, 216.0]
HV 125A | HV 125A | 125 | 0 | [10.0, 1.82, 0.344, 0.1, 0.0467, 0.0269, 0.01] | [10.0, 2.478, 0.426, 0.1, 0.0427, 0.0211, 0.01] | 0 | [375.0, 500.0, 700.0, 925.0, 1200.0, 1500.0, 2341.0] | [750.0, 1000.0, 1500.0, 2200.0, 3000.0, 4000.0, 5765.0]
HV 160A | HV 160A | 160 | 0 | [10.0, 4.15, 1.03, 0.198, 0.1, 0.051, 0.0172, 0.01] | [10.0, 2.3, 0.734, 0.274, 0.1, 0.046, 0.0177, 0.01] | 0 | [480.0, 550.0, 700.0, 1000.0, 1260.0, 1600.0, 2500.0, 3227.0] | [960.0, 1300.0, 1700.0, 2200.0, 2996.0, 4000.0, 6000.0, 7946.0]
HV 16A | HV 16A | 16 | 0 | [10.0, 0.352, 0.164, 0.1, 0.0649, 0.0342, 0.01] | [10.0, 2.34, 0.722, 0.181, 0.1, 0.055, 0.0296, 0.01] | 0 | [48.0, 60.0, 65.0, 71.0, 80.0, 100.0, 162.0] | [96.0, 110.0, 125.0, 150.0, 168.0, 200.0, 250.0, 398.0]
HV 200A | HV 200A | 200 | 0 | [10.0, 4.267, 1.21, 0.403, 0.1, 0.058, 0.022, 0.01] | [10.0, 3.73, 1.654, 0.328, 0.1, 0.0531, 0.019, 0.01] | 0 | [600.0, 700.0, 900.0, 1150.0, 1665.0, 2000.0, 3000.0, 4313.0] | [1200.0, 1500.0, 1800.0, 2700.0, 3960.0, 5000.0, 7500.0, 10620.0]
HV 20A | HV 20A | 20 | 0 | [10.0, 1.3, 0.3, 0.155, 0.1, 0.0555, 0.023, 0.01] | [10.0, 1.3, 0.161, 0.1, 0.0611, 0.0399, 0.0141, 0.01] | 0 | [60.0, 70.0, 80.0, 87.0, 94.0, 110.0, 150.0, 216.0] | [120.0, 150.0, 200.0, 223.0, 260.0, 300.0, 450.0, 532.0]
HV 25A | HV 25A | 25 | 0 | [10.0, 2.512, 0.833, 0.299, 0.1, 0.0372, 0.0223, 0.01] | [10.0, 3.125, 0.597, 0.198, 0.1, 0.0378, 0.022, 0.01] | 0 | [75.0, 82.0, 90.0, 100.0, 124.0, 170.0, 200.0, 289.0] | [150.0, 170.0, 210.0, 250.0, 294.0, 400.0, 500.0, 711.0]
HV 31.5A | HV 31.5A | 31.5 | 0 | [10.0, 2.34, 0.722, 0.181, 0.1, 0.055, 0.0296, 0.01] | [10.0, 2.84, 0.368, 0.164, 0.1, 0.0621, 0.0378, 0.0195, 0.01] | 0 | [95.0, 110.0, 125.0, 150.0, 165.0, 200.0, 250.0, 390.0] | [189.0, 220.0, 300.0, 350.0, 393.0, 450.0, 530.0, 700.0, 960.0]
HV 40A | HV 40A | 40 | 0 | [10.0, 1.3, 0.161, 0.1, 0.0611, 0.0399, 0.0141, 0.01] | [10.0, 2.05, 0.369, 0.198, 0.1, 0.051, 0.0298, 0.01] | 0 | [120.0, 150.0, 200.0, 223.0, 260.0, 300.0, 450.0, 532.0] | [240.0, 300.0, 400.0, 450.0, 530.0, 650.0, 800.0, 1311.0]
HV 50A | HV 50A | 50 | 0 | [10.0, 3.215, 0.597, 0.198, 0.1, 0.0378, 0.022, 0.01] | [10.0, 3.64, 0.854, 0.281, 0.1, 0.0531, 0.022, 0.01] | 0 | [150.0, 170.0, 210.0, 250.0, 294.0, 400.0, 500.0, 711.0] | [300.0, 350.0, 450.0, 550.0, 700.0, 850.0, 1200.0, 1752.0]
HV 6.3A | HV 6.3A | 6.3 | 0 | [10.0, 1.39, 0.344, 0.168, 0.1, 0.056, 0.0263, 0.01] | [10.0, 1.711, 0.516, 0.198, 0.1, 0.0634, 0.0303, 0.01] | 0 | [19.0, 19.5, 20.4, 20.8, 22.0, 25.0, 32.0, 48.0] | [38.0, 40.0, 43.0, 48.0, 53.0, 60.0, 75.0, 118.0]
HV 63A | HV 63A | 63 | 0 | [10.0, 2.84, 0.368, 0.164, 0.1, 0.0621, 0.0378, 0.0195, 0.01] | [10.0, 1.82, 0.344, 0.1, 0.0467, 0.0269, 0.01] | 0 | [189.0, 220.0, 300.0, 350.0, 393.0, 450.0, 530.0, 700.0, 961.0] | [378.0, 500.0, 700.0, 934.0, 1200.0, 1500.0, 2366.0]
HV 80A | HV 80A | 80 | 0 | [10.0, 2.05, 0.369, 0.198, 0.1, 0.051, 0.0298, 0.01] | [10.0, 4.15, 1.03, 0.198, 0.1, 0.051, 0.0172, 0.01] | 0 | [240.0, 300.0, 400.0, 450.0, 530.0, 650.0, 800.0, 1311.0] | [480.0, 550.0, 700.0, 1000.0, 1260.0, 1600.0, 2500.0, 3227.0]
Siemens NH-1-100 | Siemens NH-1-100 | 100 | [5400.0, 2000.0, 400.0, 20.0, 1.0, 0.2, 0.012, 0.004] | 0 | 0 | [150.0, 190.0, 250.0, 430.0, 900.0, 1250.0, 2700.0, 3600.0] | 0 | 0
Siemens NH-1-125 | Siemens NH-1-125 | 125 | [4800.0, 120.0, 7.0, 0.1, 0.004] | 0 | 0 | [180.0, 400.0, 740.0, 2000.0, 4250.0] | 0 | 0
Siemens NH-1-16 | Siemens NH-1-16 | 16 | [4000.0, 400.0, 2.0, 0.1, 0.04, 0.01] | 0 | 0 | [26.0, 35.0, 75.0, 150.0, 200.0, 300.0] | 0 | 0
Siemens NH-1-160 | Siemens NH-1-160 | 160 | [4800.0, 120.0, 7.0, 0.1, 0.004] | 0 | 0 | [210.0, 500.0, 900.0, 2300.0, 5000.0] | 0 | 0
Siemens NH-1-25 | Siemens NH-1-25 | 25 | [4000.0, 1000.0, 10.0, 0.2, 0.02, 0.01] | 0 | 0 | [40.0, 50.0, 100.0, 210.0, 400.0, 500.0] | 0 | 0
Siemens NH-1-50 | Siemens NH-1-50 | 50 | [4000.0, 40.0, 4.0, 1.0, 0.02, 0.01] | 0 | 0 | [86.0, 200.0, 300.0, 400.0, 1000.0, 1280.0] | 0 | 0
Siemens NH-1-63 | Siemens NH-1-63 | 63 | [4000.0, 100.0, 10.0, 2.0, 0.04, 0.01] | 0 | 0 | [100.0, 200.0, 300.0, 400.0, 1000.0, 1500.0] | 0 | 0
Siemens NH-1-80 | Siemens NH-1-80 | 80 | [4800.0, 120.0, 7.0, 0.1, 0.01] | 0 | 0 | [150.58, 250.0, 450.0, 1150.0, 2470.0] | 0 | 0
Siemens NH-2-1000 | Siemens NH-2-1000 | 1000 | [4800.0, 120.0, 7.0, 0.1, 0.004] | 0 | 0 | [1900.0, 3500.0, 8400.0, 24000.0, 52000.0] | 0 | 0
Siemens NH-2-200 | Siemens NH-2-200 | 200 | [4800.0, 120.0, 7.0, 0.1, 0.004] | 0 | 0 | [280.0, 650.0, 1200.0, 3000.0, 7000.0] | 0 | 0
Siemens NH-2-224 | Siemens NH-2-224 | 224 | [4800.0, 120.0, 7.0, 0.2, 0.04, 0.004] | 0 | 0 | [400.0, 750.0, 1453.0, 3025.0, 4315.0, 7600.0] | 0 | 0
Siemens NH-2-250 | Siemens NH-2-250 | 250 | [4800.0, 120.0, 7.0, 0.1, 0.004] | 0 | 0 | [450.0, 800.0, 1650.0, 4000.0, 8500.0] | 0 | 0
Siemens NH-2-315 | Siemens NH-2-315 | 315 | [4800.0, 120.0, 7.0, 0.1, 0.004] | 0 | 0 | [550.0, 920.0, 1900.0, 5000.0, 11000.0] | 0 | 0
Siemens NH-2-355 | Siemens NH-2-355 | 355 | [4800.0, 120.0, 6.0, 0.1, 0.004] | 0 | 0 | [650.0, 1116.27, 2350.0, 5840.0, 12790.0] | 0 | 0
Siemens NH-2-400 | Siemens NH-2-400 | 400 | [4800.0, 120.0, 7.0, 0.1, 0.004] | 0 | 0 | [720.0, 1350.0, 2800.0, 6500.0, 15000.0] | 0 | 0
Siemens NH-2-425 | Siemens NH-2-425 | 425 | [4800.0, 120.0, 7.0, 0.1, 0.004] | 0 | 0 | [850.0, 1500.0, 3050.0, 7500.0, 16500.0] | 0 | 0
Siemens NH-2-630 | Siemens NH-2-630 | 630 | [4800.0, 120.0, 7.0, 0.1, 0.004] | 0 | 0 | [1200.0, 2000.0, 4800.0, 12000.0, 26000.0] | 0 | 0

## dtypes
| element | column | dtype
0 | bus | name | object
1 | bus | vn_kv | float64
2 | bus | type | object
3 | bus | zone | object
4 | bus | in_service | bool
5 | load | name | object
6 | load | bus | uint32
7 | load | p_mw | float64
8 | load | q_mvar | float64
9 | load | const_z_percent | float64
10 | load | const_i_percent | float64
11 | load | sn_mva | float64
12 | load | scaling | float64
13 | load | in_service | bool
14 | load | type | object
15 | ext_grid | name | object
16 | ext_grid | bus | uint32
17 | ext_grid | vm_pu | float64
18 | ext_grid | va_degree | float64
19 | ext_grid | slack_weight | float64
20 | ext_grid | in_service | bool
21 | line | name | object
22 | line | std_type | object
23 | line | from_bus | uint32
24 | line | to_bus | uint32
25 | line | length_km | float64
26 | line | r_ohm_per_km | float64
27 | line | x_ohm_per_km | float64
28 | line | c_nf_per_km | float64
29 | line | g_us_per_km | float64
30 | line | max_i_ka | float64
31 | line | df | float64
32 | line | parallel | uint32
33 | line | type | object
34 | line | in_service | bool
35 | trafo | name | object
36 | trafo | std_type | object
37 | trafo | hv_bus | uint32
38 | trafo | lv_bus | uint32
39 | trafo | sn_mva | float64
40 | trafo | vn_hv_kv | float64
41 | trafo | vn_lv_kv | float64
42 | trafo | vk_percent | float64
43 | trafo | vkr_percent | float64
44 | trafo | pfe_kw | float64
45 | trafo | i0_percent | float64
46 | trafo | shift_degree | float64
47 | trafo | tap_side | object
48 | trafo | tap_neutral | int32
49 | trafo | tap_min | int32
50 | trafo | tap_max | int32
51 | trafo | tap_step_percent | float64
52 | trafo | tap_step_degree | float64
53 | trafo | tap_pos | int32
54 | trafo | tap_phase_shifter | bool
55 | trafo | parallel | uint32
56 | trafo | df | float64
57 | trafo | in_service | bool
58 | line_geodata | coords | object
59 | bus_geodata | x | float64
60 | bus_geodata | y | float64
61 | bus_geodata | coords | object

## parameters
| version | format_version | converged | OPF_converged | name | f_hz | sn_mva
0 | 2.14.6 | 2.14.0 | FALSE | FALSE |  | 50 | 1