## bus
| name | vn_kv | type | zone | in_service
0 | bus_LV_5048-5_0_4_node_0 | 0.4 | n |  | TRUE
1 | bus_LV_5048-5_0_4_node_1 | 0.4 | n |  | TRUE
2 | bus_LV_5048-5_0_4_node_2 | 0.4 | n |  | TRUE
3 | bus_LV_5048-5_0_4_node_4 | 0.4 | n |  | TRUE
4 | bus_LV_5048-5_0_4_node_5 | 0.4 | n |  | TRUE
5 | bus_LV_5048-5_0_4_node_6 | 0.4 | n |  | TRUE
6 | bus_LV_5048-5_0_4_node_3 | 0.4 | n |  | TRUE
7 | bus_LV_5048-5_0_4_node_7 | 0.4 | n |  | TRUE
8 | bus_LV_5048-5_0_4_node_8 | 0.4 | n |  | TRUE
9 | bus_LV_5048-5_0_4_node_9 | 0.4 | n |  | TRUE
10 | bus_LV_5048-5_0_4_node_10 | 0.4 | n |  | TRUE
11 | bus_LV_5048-5_0_4_node_12 | 0.4 | n |  | TRUE
12 | bus_LV_5048-5_0_4_node_34 | 0.4 | n |  | TRUE
13 | bus_LV_5048-5_0_4_node_77 | 0.4 | n |  | TRUE
14 | bus_LV_5048-5_0_4_node_67 | 0.4 | n |  | TRUE
15 | bus_LV_5048-5_0_4_node_64 | 0.4 | n |  | TRUE
16 | bus_LV_5048-5_0_4_node_11 | 0.4 | n |  | TRUE
17 | bus_LV_5048-5_0_4_node_36 | 0.4 | n |  | TRUE
18 | bus_LV_5048-5_0_4_node_35 | 0.4 | n |  | TRUE
19 | bus_LV_5048-5_0_4_node_20 | 0.4 | n |  | TRUE
20 | bus_LV_5048-5_0_4_node_69 | 0.4 | n |  | TRUE
21 | bus_LV_5048-5_0_4_node_65 | 0.4 | n |  | TRUE
22 | bus_LV_5048-5_0_4_node_13 | 0.4 | n |  | TRUE
23 | bus_LV_5048-5_0_4_node_14 | 0.4 | n |  | TRUE
24 | bus_LV_5048-5_0_4_node_15 | 0.4 | n |  | TRUE
25 | bus_LV_5048-5_0_4_node_38 | 0.4 | n |  | TRUE
26 | bus_LV_5048-5_0_4_node_41 | 0.4 | n |  | TRUE
27 | bus_LV_5048-5_0_4_node_16 | 0.4 | n |  | TRUE
28 | bus_LV_5048-5_0_4_node_17 | 0.4 | n |  | TRUE
29 | bus_LV_5048-5_0_4_node_18 | 0.4 | n |  | TRUE
30 | bus_LV_5048-5_0_4_node_19 | 0.4 | n |  | TRUE
31 | bus_LV_5048-5_0_4_node_21 | 0.4 | n |  | TRUE
32 | bus_LV_5048-5_0_4_node_157 | 0.4 | n |  | TRUE
33 | bus_LV_5048-5_0_4_node_22 | 0.4 | n |  | TRUE
34 | bus_LV_5048-5_0_4_node_23 | 0.4 | n |  | TRUE
35 | bus_LV_5048-5_0_4_node_24 | 0.4 | n |  | TRUE
36 | bus_LV_5048-5_0_4_node_25 | 0.4 | n |  | TRUE
37 | bus_LV_5048-5_0_4_node_26 | 0.4 | n |  | TRUE
38 | bus_LV_5048-5_0_4_node_27 | 0.4 | n |  | TRUE
39 | bus_LV_5048-5_0_4_node_99 | 0.4 | n |  | TRUE
40 | bus_LV_5048-5_0_4_node_40 | 0.4 | n |  | TRUE
41 | bus_LV_5048-5_0_4_node_97 | 0.4 | n |  | TRUE
42 | bus_LV_5048-5_0_4_node_156 | 0.4 | n |  | TRUE
43 | bus_LV_5048-5_0_4_node_155 | 0.4 | n |  | TRUE
44 | bus_LV_5048-5_0_4_node_106 | 0.4 | n |  | TRUE
45 | bus_LV_5048-5_0_4_node_28 | 0.4 | n |  | TRUE
46 | bus_LV_5048-5_0_4_node_29 | 0.4 | n |  | TRUE
47 | bus_LV_5048-5_0_4_node_30 | 0.4 | n |  | TRUE
48 | bus_LV_5048-5_0_4_node_37 | 0.4 | n |  | TRUE
49 | bus_LV_5048-5_0_4_node_131 | 0.4 | n |  | TRUE
50 | bus_LV_5048-5_0_4_node_132 | 0.4 | n |  | TRUE
51 | bus_LV_5048-5_0_4_node_39 | 0.4 | n |  | TRUE
52 | bus_LV_5048-5_0_4_node_59 | 0.4 | n |  | TRUE
53 | bus_LV_5048-5_0_4_node_51 | 0.4 | n |  | TRUE
54 | bus_LV_5048-5_0_4_node_102 | 0.4 | n |  | TRUE
55 | bus_LV_5048-5_0_4_node_31 | 0.4 | n |  | TRUE
56 | bus_LV_5048-5_0_4_node_32 | 0.4 | n |  | TRUE
57 | bus_LV_5048-5_0_4_node_52 | 0.4 | n |  | TRUE
58 | bus_LV_5048-5_0_4_node_42 | 0.4 | n |  | TRUE
59 | bus_LV_5048-5_0_4_node_96 | 0.4 | n |  | TRUE
60 | bus_LV_5048-5_0_4_node_101 | 0.4 | n |  | TRUE
61 | bus_LV_5048-5_0_4_node_76 | 0.4 | n |  | TRUE
62 | bus_LV_5048-5_0_4_node_75 | 0.4 | n |  | TRUE
63 | bus_LV_5048-5_0_4_node_107 | 0.4 | n |  | TRUE
64 | bus_LV_5048-5_0_4_node_89 | 0.4 | n |  | TRUE
65 | bus_LV_5048-5_0_4_node_43 | 0.4 | n |  | TRUE
66 | bus_LV_5048-5_0_4_node_44 | 0.4 | n |  | TRUE
67 | bus_LV_5048-5_0_4_node_45 | 0.4 | n |  | TRUE
68 | bus_LV_5048-5_0_4_node_46 | 0.4 | n |  | TRUE
69 | bus_LV_5048-5_0_4_node_47 | 0.4 | n |  | TRUE
70 | bus_LV_5048-5_0_4_node_48 | 0.4 | n |  | TRUE
71 | bus_LV_5048-5_0_4_node_49 | 0.4 | n |  | TRUE
72 | bus_LV_5048-5_0_4_node_50 | 0.4 | n |  | TRUE
73 | bus_LV_5048-5_0_4_node_80 | 0.4 | n |  | TRUE
74 | bus_LV_5048-5_0_4_node_79 | 0.4 | n |  | TRUE
75 | bus_LV_5048-5_0_4_node_127 | 0.4 | n |  | TRUE
76 | bus_LV_5048-5_0_4_node_117 | 0.4 | n |  | TRUE
77 | bus_LV_5048-5_0_4_node_114 | 0.4 | n |  | TRUE
78 | bus_LV_5048-5_0_4_node_164 | 0.4 | n |  | TRUE
79 | bus_LV_5048-5_0_4_node_60 | 0.4 | n |  | TRUE
80 | bus_LV_5048-5_0_4_node_128 | 0.4 | n |  | TRUE
81 | bus_LV_5048-5_0_4_node_116 | 0.4 | n |  | TRUE
82 | bus_LV_5048-5_0_4_node_160 | 0.4 | n |  | TRUE
83 | bus_LV_5048-5_0_4_node_163 | 0.4 | n |  | TRUE
84 | bus_LV_5048-5_0_4_node_159 | 0.4 | n |  | TRUE
85 | bus_LV_5048-5_0_4_node_165 | 0.4 | n |  | TRUE
86 | bus_LV_5048-5_0_4_node_166 | 0.4 | n |  | TRUE
87 | bus_LV_5048-5_0_4_node_61 | 0.4 | n |  | TRUE
88 | bus_LV_5048-5_0_4_node_167 | 0.4 | n |  | TRUE
89 | bus_LV_5048-5_0_4_node_53 | 0.4 | n |  | TRUE
90 | bus_LV_5048-5_0_4_node_54 | 0.4 | n |  | TRUE
91 | bus_LV_5048-5_0_4_node_55 | 0.4 | n |  | TRUE
92 | bus_LV_5048-5_0_4_node_57 | 0.4 | n |  | TRUE
93 | bus_LV_5048-5_0_4_node_58 | 0.4 | n |  | TRUE
94 | bus_LV_5048-5_0_4_node_100 | 0.4 | n |  | TRUE
95 | bus_LV_5048-5_0_4_node_103 | 0.4 | n |  | TRUE
96 | bus_LV_5048-5_0_4_node_104 | 0.4 | n |  | TRUE
97 | bus_LV_5048-5_0_4_node_170 | 0.4 | n |  | TRUE
98 | bus_LV_5048-5_0_4_node_169 | 0.4 | n |  | TRUE
99 | bus_LV_5048-5_0_4_node_168 | 0.4 | n |  | TRUE
100 | bus_LV_5048-5_0_4_node_62 | 0.4 | n |  | TRUE
101 | bus_LV_5048-5_0_4_node_63 | 0.4 | n |  | TRUE
102 | bus_LV_5048-5_0_4_node_66 | 0.4 | n |  | TRUE
103 | bus_LV_5048-5_0_4_node_68 | 0.4 | n |  | TRUE
104 | bus_LV_5048-5_0_4_node_111 | 0.4 | n |  | TRUE
105 | bus_LV_5048-5_0_4_node_141 | 0.4 | n |  | TRUE
106 | bus_LV_5048-5_0_4_node_109 | 0.4 | n |  | TRUE
107 | bus_LV_5048-5_0_4_node_143 | 0.4 | n |  | TRUE
108 | bus_LV_5048-5_0_4_node_139 | 0.4 | n |  | TRUE
109 | bus_LV_5048-5_0_4_node_70 | 0.4 | n |  | TRUE
110 | bus_LV_5048-5_0_4_node_71 | 0.4 | n |  | TRUE
111 | bus_LV_5048-5_0_4_node_72 | 0.4 | n |  | TRUE
112 | bus_LV_5048-5_0_4_node_73 | 0.4 | n |  | TRUE
113 | bus_LV_5048-5_0_4_node_74 | 0.4 | n |  | TRUE
114 | bus_LV_5048-5_0_4_node_171 | 0.4 | n |  | TRUE
115 | bus_LV_5048-5_0_4_node_172 | 0.4 | n |  | TRUE
116 | bus_LV_5048-5_0_4_node_126 | 0.4 | n |  | TRUE
117 | bus_LV_5048-5_0_4_node_92 | 0.4 | n |  | TRUE
118 | bus_LV_5048-5_0_4_node_94 | 0.4 | n |  | TRUE
119 | bus_LV_5048-5_0_4_node_95 | 0.4 | n |  | TRUE
120 | bus_LV_5048-5_0_4_node_90 | 0.4 | n |  | TRUE
121 | bus_LV_5048-5_0_4_node_78 | 0.4 | n |  | TRUE
122 | bus_LV_5048-5_0_4_node_81 | 0.4 | n |  | TRUE
123 | bus_LV_5048-5_0_4_node_197 | 0.4 | n |  | TRUE
124 | bus_LV_5048-5_0_4_node_200 | 0.4 | n |  | TRUE
125 | bus_LV_5048-5_0_4_node_161 | 0.4 | n |  | TRUE
126 | bus_LV_5048-5_0_4_node_162 | 0.4 | n |  | TRUE
127 | bus_LV_5048-5_0_4_node_193 | 0.4 | n |  | TRUE
128 | bus_LV_5048-5_0_4_node_201 | 0.4 | n |  | TRUE
129 | bus_LV_5048-5_0_4_node_82 | 0.4 | n |  | TRUE
130 | bus_LV_5048-5_0_4_node_83 | 0.4 | n |  | TRUE
131 | bus_LV_5048-5_0_4_node_84 | 0.4 | n |  | TRUE
132 | bus_LV_5048-5_0_4_node_85 | 0.4 | n |  | TRUE
133 | bus_LV_5048-5_0_4_node_86 | 0.4 | n |  | TRUE
134 | bus_LV_5048-5_0_4_node_87 | 0.4 | n |  | TRUE
135 | bus_LV_5048-5_0_4_node_88 | 0.4 | n |  | TRUE
136 | bus_LV_5048-5_0_4_node_133 | 0.4 | n |  | TRUE
137 | bus_LV_5048-5_0_4_node_134 | 0.4 | n |  | TRUE
138 | bus_LV_5048-5_0_4_node_91 | 0.4 | n |  | TRUE
139 | bus_LV_5048-5_0_4_node_93 | 0.4 | n |  | TRUE
140 | bus_LV_5048-5_0_4_node_202 | 0.4 | n |  | TRUE
141 | bus_LV_5048-5_0_4_node_192 | 0.4 | n |  | TRUE
142 | bus_LV_5048-5_0_4_node_173 | 0.4 | n |  | TRUE
143 | bus_LV_5048-5_0_4_node_194 | 0.4 | n |  | TRUE
144 | bus_LV_5048-5_0_4_node_195 | 0.4 | n |  | TRUE
145 | bus_LV_5048-5_0_4_node_98 | 0.4 | n |  | TRUE
146 | bus_LV_5048-5_0_4_node_115 | 0.4 | n |  | TRUE
147 | bus_LV_5048-5_0_4_node_154 | 0.4 | n |  | TRUE
148 | bus_LV_5048-5_0_4_node_130 | 0.4 | n |  | TRUE
149 | bus_LV_5048-5_0_4_node_129 | 0.4 | n |  | TRUE
150 | bus_LV_5048-5_0_4_node_108 | 0.4 | n |  | TRUE
151 | bus_LV_5048-5_0_4_node_110 | 0.4 | n |  | TRUE
152 | bus_LV_5048-5_0_4_node_112 | 0.4 | n |  | TRUE
153 | bus_LV_5048-5_0_4_node_113 | 0.4 | n |  | TRUE
154 | bus_LV_5048-5_0_4_node_121 | 0.4 | n |  | TRUE
155 | bus_LV_5048-5_0_4_node_119 | 0.4 | n |  | TRUE
156 | bus_LV_5048-5_0_4_node_118 | 0.4 | n |  | TRUE
157 | bus_LV_5048-5_0_4_node_120 | 0.4 | n |  | TRUE
158 | bus_LV_5048-5_0_4_node_122 | 0.4 | n |  | TRUE
159 | bus_LV_5048-5_0_4_node_123 | 0.4 | n |  | TRUE
160 | bus_LV_5048-5_0_4_node_124 | 0.4 | n |  | TRUE
161 | bus_LV_5048-5_0_4_node_125 | 0.4 | n |  | TRUE
162 | bus_LV_5048-5_0_4_node_148 | 0.4 | n |  | TRUE
163 | bus_LV_5048-5_0_4_node_149 | 0.4 | n |  | TRUE
164 | bus_LV_5048-5_0_4_node_150 | 0.4 | n |  | TRUE
165 | bus_LV_5048-5_0_4_node_151 | 0.4 | n |  | TRUE
166 | bus_LV_5048-5_0_4_node_135 | 0.4 | n |  | TRUE
167 | bus_LV_5048-5_0_4_node_136 | 0.4 | n |  | TRUE
168 | bus_LV_5048-5_0_4_node_146 | 0.4 | n |  | TRUE
169 | bus_LV_5048-5_0_4_node_145 | 0.4 | n |  | TRUE
170 | bus_LV_5048-5_0_4_node_137 | 0.4 | n |  | TRUE
171 | bus_LV_5048-5_0_4_node_138 | 0.4 | n |  | TRUE
172 | bus_LV_5048-5_0_4_node_140 | 0.4 | n |  | TRUE
173 | bus_LV_5048-5_0_4_node_142 | 0.4 | n |  | TRUE
174 | bus_LV_5048-5_0_4_node_147 | 0.4 | n |  | TRUE
175 | bus_LV_5048-5_0_4_node_144 | 0.4 | n |  | TRUE
176 | bus_LV_5048-5_0_4_node_152 | 0.4 | n |  | TRUE
177 | bus_LV_5048-5_0_4_node_153 | 0.4 | n |  | TRUE
178 | bus_LV_5048-5_0_4_node_175 | 0.4 | n |  | TRUE
179 | bus_LV_5048-5_0_4_node_174 | 0.4 | n |  | TRUE
180 | bus_LV_5048-5_0_4_node_176 | 0.4 | n |  | TRUE
181 | bus_LV_5048-5_0_4_node_177 | 0.4 | n |  | TRUE
182 | bus_LV_5048-5_0_4_node_191 | 0.4 | n |  | TRUE
183 | bus_LV_5048-5_0_4_node_190 | 0.4 | n |  | TRUE
184 | bus_LV_5048-5_0_4_node_203 | 0.4 | n |  | TRUE
185 | bus_LV_5048-5_0_4_node_196 | 0.4 | n |  | TRUE
186 | bus_LV_5048-5_0_4_node_189 | 0.4 | n |  | TRUE
187 | bus_LV_5048-5_0_4_node_199 | 0.4 | n |  | TRUE
188 | bus_LV_5048-5_0_4_node_178 | 0.4 | n |  | TRUE
189 | bus_LV_5048-5_0_4_node_179 | 0.4 | n |  | TRUE
190 | bus_LV_5048-5_0_4_node_180 | 0.4 | n |  | TRUE
191 | bus_LV_5048-5_0_4_node_181 | 0.4 | n |  | TRUE
192 | bus_LV_5048-5_0_4_node_182 | 0.4 | n |  | TRUE
193 | bus_LV_5048-5_0_4_node_183 | 0.4 | n |  | TRUE
194 | bus_LV_5048-5_0_4_node_185 | 0.4 | n |  | TRUE
195 | bus_LV_5048-5_0_4_node_186 | 0.4 | n |  | TRUE
196 | bus_LV_5048-5_0_4_node_184 | 0.4 | n |  | TRUE
197 | bus_LV_5048-5_0_4_node_187 | 0.4 | n |  | TRUE
198 | bus_LV_5048-5_0_4_node_188 | 0.4 | n |  | TRUE
199 | bus_LV_5048-5_0_4_node_198 | 0.4 | n |  | TRUE
200 | bus_MV_185_0_node_28 | 20 | n |  | TRUE

## load
| name | bus | p_mw | q_mvar | const_z_percent | const_i_percent | sn_mva | scaling | in_service | type
0 | LV_5048-5_0_4_load_0 | 0 | 0.001956 | 0.00049021 | 0 | 0 |  | 1 | TRUE | wye
1 | LV_5048-5_0_4_load_5 | 4 | 0.0025707 | 0.00064428 | 0 | 0 |  | 1 | TRUE | wye
2 | LV_5048-5_0_4_load_6 | 5 | 0.0025528 | 0.0006398 | 0 | 0 |  | 1 | TRUE | wye
3 | LV_5048-5_0_4_load_3 | 6 | 0.00025359 | 6.3556e-05 | 0 | 0 |  | 1 | TRUE | wye
4 | LV_5048-5_0_4_load_8 | 8 | 0.00080224 | 0.00020106 | 0 | 0 |  | 1 | TRUE | wye
5 | LV_5048-5_0_4_load_9 | 9 | 0.0002895 | 7.2555e-05 | 0 | 0 |  | 1 | TRUE | wye
6 | LV_5048-5_0_4_load_12 | 11 | 0.0018375 | 0.00046051 | 0 | 0 |  | 1 | TRUE | wye
7 | LV_5048-5_0_4_load_77 | 13 | 0.0005699 | 0.00014283 | 0 | 0 |  | 1 | TRUE | wye
8 | LV_5048-5_0_4_load_67 | 14 | 0.0035481 | 0.00088923 | 0 | 0 |  | 1 | TRUE | wye
9 | LV_5048-5_0_4_load_64 | 15 | 0.0033838 | 0.00084806 | 0 | 0 |  | 1 | TRUE | wye
10 | LV_5048-5_0_4_load_11 | 16 | 0.0051816 | 0.0012986 | 0 | 0 |  | 1 | TRUE | wye
11 | LV_5048-5_0_4_load_36 | 17 | 0.0089526 | 0.0022437 | 0 | 0 |  | 1 | TRUE | wye
12 | LV_5048-5_0_4_load_35 | 18 | 0.00040159 | 0.00010065 | 0 | 0 |  | 1 | TRUE | wye
13 | LV_5048-5_0_4_load_20 | 19 | 0.00039787 | 9.9716e-05 | 0 | 0 |  | 1 | TRUE | wye
14 | LV_5048-5_0_4_load_69 | 20 | 0.0026652 | 0.00066796 | 0 | 0 |  | 1 | TRUE | wye
15 | LV_5048-5_0_4_load_65 | 21 | 0.0010722 | 0.00026872 | 0 | 0 |  | 1 | TRUE | wye
16 | LV_5048-5_0_4_load_13 | 22 | 0.0018962 | 0.00047522 | 0 | 0 |  | 1 | TRUE | wye
17 | LV_5048-5_0_4_load_14 | 23 | 0.0022111 | 0.00055415 | 0 | 0 |  | 1 | TRUE | wye
18 | LV_5048-5_0_4_load_15 | 24 | 0.0034546 | 0.00086581 | 0 | 0 |  | 1 | TRUE | wye
19 | LV_5048-5_0_4_load_38 | 25 | 0.0019092 | 0.00047849 | 0 | 0 |  | 1 | TRUE | wye
20 | LV_5048-5_0_4_load_41 | 26 | 0.00083647 | 0.00020964 | 0 | 0 |  | 1 | TRUE | wye
21 | LV_5048-5_0_4_load_16 | 27 | 0.0031653 | 0.0007933 | 0 | 0 |  | 1 | TRUE | wye
22 | LV_5048-5_0_4_load_18 | 29 | 0.00069373 | 0.00017387 | 0 | 0 |  | 1 | TRUE | wye
23 | LV_5048-5_0_4_load_19 | 30 | 0.00063404 | 0.00015891 | 0 | 0 |  | 1 | TRUE | wye
24 | LV_5048-5_0_4_load_21 | 31 | 0.0003844 | 9.6339e-05 | 0 | 0 |  | 1 | TRUE | wye
25 | LV_5048-5_0_4_load_157 | 32 | 0.00023965 | 6.0062e-05 | 0 | 0 |  | 1 | TRUE | wye
26 | LV_5048-5_0_4_load_22 | 33 | 0.00053222 | 0.00013339 | 0 | 0 |  | 1 | TRUE | wye
27 | LV_5048-5_0_4_load_23 | 34 | 0.00055979 | 0.0001403 | 0 | 0 |  | 1 | TRUE | wye
28 | LV_5048-5_0_4_load_25 | 36 | 0.00058993 | 0.00014785 | 0 | 0 |  | 1 | TRUE | wye
29 | LV_5048-5_0_4_load_26 | 37 | 0.00066797 | 0.00016741 | 0 | 0 |  | 1 | TRUE | wye
30 | LV_5048-5_0_4_load_27 | 38 | 0.0006394 | 0.00016025 | 0 | 0 |  | 1 | TRUE | wye
31 | LV_5048-5_0_4_load_99 | 39 | 0.0023276 | 0.00058336 | 0 | 0 |  | 1 | TRUE | wye
32 | LV_5048-5_0_4_load_156 | 42 | 0.0011318 | 0.00028366 | 0 | 0 |  | 1 | TRUE | wye
33 | LV_5048-5_0_4_load_28 | 45 | 0.0007676 | 0.00019238 | 0 | 0 |  | 1 | TRUE | wye
34 | LV_5048-5_0_4_load_30 | 47 | 0.00046707 | 0.00011706 | 0 | 0 |  | 1 | TRUE | wye
35 | LV_5048-5_0_4_load_37 | 48 | 0.00068527 | 0.00017175 | 0 | 0 |  | 1 | TRUE | wye
36 | LV_5048-5_0_4_load_131 | 49 | 0.00078473 | 0.00019667 | 0 | 0 |  | 1 | TRUE | wye
37 | LV_5048-5_0_4_load_39 | 51 | 0.00047735 | 0.00011963 | 0 | 0 |  | 1 | TRUE | wye
38 | LV_5048-5_0_4_load_102 | 54 | 0.00025369 | 6.3581e-05 | 0 | 0 |  | 1 | TRUE | wye
39 | LV_5048-5_0_4_load_31 | 55 | 0.00037855 | 9.4873e-05 | 0 | 0 |  | 1 | TRUE | wye
40 | LV_5048-5_0_4_load_101 | 60 | 0.00065218 | 0.00016345 | 0 | 0 |  | 1 | TRUE | wye
41 | LV_5048-5_0_4_load_75 | 62 | 0.0009488 | 0.00023779 | 0 | 0 |  | 1 | TRUE | wye
42 | LV_5048-5_0_4_load_107 | 63 | 0.0010514 | 0.00026351 | 0 | 0 |  | 1 | TRUE | wye
43 | LV_5048-5_0_4_load_89 | 64 | 0.0011812 | 0.00029603 | 0 | 0 |  | 1 | TRUE | wye
44 | LV_5048-5_0_4_load_43 | 65 | 0.0011528 | 0.00028891 | 0 | 0 |  | 1 | TRUE | wye
45 | LV_5048-5_0_4_load_44 | 66 | 0.0007129 | 0.00017867 | 0 | 0 |  | 1 | TRUE | wye
46 | LV_5048-5_0_4_load_47 | 69 | 0.00079765 | 0.00019991 | 0 | 0 |  | 1 | TRUE | wye
47 | LV_5048-5_0_4_load_50 | 72 | 0.00072389 | 0.00018142 | 0 | 0 |  | 1 | TRUE | wye
48 | LV_5048-5_0_4_load_80 | 73 | 0.00065984 | 0.00016537 | 0 | 0 |  | 1 | TRUE | wye
49 | LV_5048-5_0_4_load_127 | 75 | 0.0011522 | 0.00028876 | 0 | 0 |  | 1 | TRUE | wye
50 | LV_5048-5_0_4_load_117 | 76 | 0.0010656 | 0.00026707 | 0 | 0 |  | 1 | TRUE | wye
51 | LV_5048-5_0_4_load_114 | 77 | 0.0011471 | 0.00028749 | 0 | 0 |  | 1 | TRUE | wye
52 | LV_5048-5_0_4_load_60 | 79 | 0.00068935 | 0.00017277 | 0 | 0 |  | 1 | TRUE | wye
53 | LV_5048-5_0_4_load_128 | 80 | 0.00073802 | 0.00018496 | 0 | 0 |  | 1 | TRUE | wye
54 | LV_5048-5_0_4_load_116 | 81 | 0.0017881 | 0.00044814 | 0 | 0 |  | 1 | TRUE | wye
55 | LV_5048-5_0_4_load_160 | 82 | 0.00070835 | 0.00017753 | 0 | 0 |  | 1 | TRUE | wye
56 | LV_5048-5_0_4_load_163 | 83 | 0.00079935 | 0.00020034 | 0 | 0 |  | 1 | TRUE | wye
57 | LV_5048-5_0_4_load_159 | 84 | 0.00086112 | 0.00021582 | 0 | 0 |  | 1 | TRUE | wye
58 | LV_5048-5_0_4_load_166 | 86 | 0.00094432 | 0.00023667 | 0 | 0 |  | 1 | TRUE | wye
59 | LV_5048-5_0_4_load_167 | 88 | 0.00010288 | 2.5783e-05 | 0 | 0 |  | 1 | TRUE | wye
60 | LV_5048-5_0_4_load_53 | 89 | 0.0023378 | 0.0005859 | 0 | 0 |  | 1 | TRUE | wye
61 | LV_5048-5_0_4_load_54 | 90 | 0.0017076 | 0.00042796 | 0 | 0 |  | 1 | TRUE | wye
62 | LV_5048-5_0_4_load_55 | 91 | 0.0036135 | 0.00090563 | 0 | 0 |  | 1 | TRUE | wye
63 | LV_5048-5_0_4_load_57 | 92 | 0.0037492 | 0.00093963 | 0 | 0 |  | 1 | TRUE | wye
64 | LV_5048-5_0_4_load_58 | 93 | 0.0016031 | 0.00040178 | 0 | 0 |  | 1 | TRUE | wye
65 | LV_5048-5_0_4_load_100 | 94 | 0.0023011 | 0.00057672 | 0 | 0 |  | 1 | TRUE | wye
66 | LV_5048-5_0_4_load_103 | 95 | 0.00028682 | 7.1883e-05 | 0 | 0 |  | 1 | TRUE | wye
67 | LV_5048-5_0_4_load_104 | 96 | 0.00073367 | 0.00018387 | 0 | 0 |  | 1 | TRUE | wye
68 | LV_5048-5_0_4_load_170 | 97 | 0.00030339 | 7.6036e-05 | 0 | 0 |  | 1 | TRUE | wye
69 | LV_5048-5_0_4_load_169 | 98 | 0.00036541 | 9.1581e-05 | 0 | 0 |  | 1 | TRUE | wye
70 | LV_5048-5_0_4_load_168 | 99 | 0.00031762 | 7.9602e-05 | 0 | 0 |  | 1 | TRUE | wye
71 | LV_5048-5_0_4_load_62 | 100 | 0.00064024 | 0.00016046 | 0 | 0 |  | 1 | TRUE | wye
72 | LV_5048-5_0_4_load_63 | 101 | 0.0013565 | 0.00033997 | 0 | 0 |  | 1 | TRUE | wye
73 | LV_5048-5_0_4_load_66 | 102 | 0.0010857 | 0.0002721 | 0 | 0 |  | 1 | TRUE | wye
74 | LV_5048-5_0_4_load_111 | 104 | 0.0010195 | 0.00025552 | 0 | 0 |  | 1 | TRUE | wye
75 | LV_5048-5_0_4_load_109 | 106 | 0.0011115 | 0.00027857 | 0 | 0 |  | 1 | TRUE | wye
76 | LV_5048-5_0_4_load_143 | 107 | 0.00086805 | 0.00021755 | 0 | 0 |  | 1 | TRUE | wye
77 | LV_5048-5_0_4_load_139 | 108 | 0.0011763 | 0.00029482 | 0 | 0 |  | 1 | TRUE | wye
78 | LV_5048-5_0_4_load_70 | 109 | 0.00095306 | 0.00023886 | 0 | 0 |  | 1 | TRUE | wye
79 | LV_5048-5_0_4_load_72 | 111 | 0.00086409 | 0.00021656 | 0 | 0 |  | 1 | TRUE | wye
80 | LV_5048-5_0_4_load_73 | 112 | 0.00035787 | 8.9692e-05 | 0 | 0 |  | 1 | TRUE | wye
81 | LV_5048-5_0_4_load_74 | 113 | 0.00047029 | 0.00011787 | 0 | 0 |  | 1 | TRUE | wye
82 | LV_5048-5_0_4_load_171 | 114 | 0.0006076 | 0.00015228 | 0 | 0 |  | 1 | TRUE | wye
83 | LV_5048-5_0_4_load_126 | 116 | 0.0010317 | 0.00025856 | 0 | 0 |  | 1 | TRUE | wye
84 | LV_5048-5_0_4_load_95 | 119 | 0.0010223 | 0.00025622 | 0 | 0 |  | 1 | TRUE | wye
85 | LV_5048-5_0_4_load_90 | 120 | 0.00081958 | 0.0002054 | 0 | 0 |  | 1 | TRUE | wye
86 | LV_5048-5_0_4_load_78 | 121 | 0.00092682 | 0.00023228 | 0 | 0 |  | 1 | TRUE | wye
87 | LV_5048-5_0_4_load_197 | 123 | 0.0013234 | 0.00033167 | 0 | 0 |  | 1 | TRUE | wye
88 | LV_5048-5_0_4_load_200 | 124 | 0.00074729 | 0.00018729 | 0 | 0 |  | 1 | TRUE | wye
89 | LV_5048-5_0_4_load_162 | 126 | 0.00069662 | 0.00017459 | 0 | 0 |  | 1 | TRUE | wye
90 | LV_5048-5_0_4_load_201 | 128 | 0.00091004 | 0.00022808 | 0 | 0 |  | 1 | TRUE | wye
91 | LV_5048-5_0_4_load_82 | 129 | 0.0017186 | 0.00043072 | 0 | 0 |  | 1 | TRUE | wye
92 | LV_5048-5_0_4_load_83 | 130 | 0.0015663 | 0.00039255 | 0 | 0 |  | 1 | TRUE | wye
93 | LV_5048-5_0_4_load_84 | 131 | 0.00089704 | 0.00022482 | 0 | 0 |  | 1 | TRUE | wye
94 | LV_5048-5_0_4_load_85 | 132 | 0.0025868 | 0.00064832 | 0 | 0 |  | 1 | TRUE | wye
95 | LV_5048-5_0_4_load_86 | 133 | 0.0017666 | 0.00044276 | 0 | 0 |  | 1 | TRUE | wye
96 | LV_5048-5_0_4_load_87 | 134 | 0.0023658 | 0.00059292 | 0 | 0 |  | 1 | TRUE | wye
97 | LV_5048-5_0_4_load_88 | 135 | 0.0010023 | 0.0002512 | 0 | 0 |  | 1 | TRUE | wye
98 | LV_5048-5_0_4_load_133 | 136 | 0.0021411 | 0.00053662 | 0 | 0 |  | 1 | TRUE | wye
99 | LV_5048-5_0_4_load_134 | 137 | 0.0017431 | 0.00043685 | 0 | 0 |  | 1 | TRUE | wye
100 | LV_5048-5_0_4_load_91 | 138 | 0.00072985 | 0.00018292 | 0 | 0 |  | 1 | TRUE | wye
101 | LV_5048-5_0_4_load_93 | 139 | 0.00086423 | 0.0002166 | 0 | 0 |  | 1 | TRUE | wye
102 | LV_5048-5_0_4_load_202 | 140 | 0.00085295 | 0.00021377 | 0 | 0 |  | 1 | TRUE | wye
103 | LV_5048-5_0_4_load_192 | 141 | 0.0011876 | 0.00029763 | 0 | 0 |  | 1 | TRUE | wye
104 | LV_5048-5_0_4_load_173 | 142 | 0.00087975 | 0.00022049 | 0 | 0 |  | 1 | TRUE | wye
105 | LV_5048-5_0_4_load_194 | 143 | 0.00045869 | 0.00011496 | 0 | 0 |  | 1 | TRUE | wye
106 | LV_5048-5_0_4_load_195 | 144 | 0.000302 | 7.5688e-05 | 0 | 0 |  | 1 | TRUE | wye
107 | LV_5048-5_0_4_load_98 | 145 | 0.00085914 | 0.00021532 | 0 | 0 |  | 1 | TRUE | wye
108 | LV_5048-5_0_4_load_154 | 147 | 0.0011189 | 0.00028041 | 0 | 0 |  | 1 | TRUE | wye
109 | LV_5048-5_0_4_load_130 | 148 | 0.00070615 | 0.00017698 | 0 | 0 |  | 1 | TRUE | wye
110 | LV_5048-5_0_4_load_129 | 149 | 0.0007836 | 0.00019639 | 0 | 0 |  | 1 | TRUE | wye
111 | LV_5048-5_0_4_load_108 | 150 | 0.0025504 | 0.00063918 | 0 | 0 |  | 1 | TRUE | wye
112 | LV_5048-5_0_4_load_110 | 151 | 0.0015048 | 0.00037714 | 0 | 0 |  | 1 | TRUE | wye
113 | LV_5048-5_0_4_load_113 | 153 | 0.0026551 | 0.00066542 | 0 | 0 |  | 1 | TRUE | wye
114 | LV_5048-5_0_4_load_121 | 154 | 0.0022289 | 0.00055861 | 0 | 0 |  | 1 | TRUE | wye
115 | LV_5048-5_0_4_load_118 | 156 | 0.0007683 | 0.00019255 | 0 | 0 |  | 1 | TRUE | wye
116 | LV_5048-5_0_4_load_122 | 158 | 0.0010004 | 0.00025072 | 0 | 0 |  | 1 | TRUE | wye
117 | LV_5048-5_0_4_load_123 | 159 | 0.0013005 | 0.00032593 | 0 | 0 |  | 1 | TRUE | wye
118 | LV_5048-5_0_4_load_124 | 160 | 0.0010573 | 0.00026499 | 0 | 0 |  | 1 | TRUE | wye
119 | LV_5048-5_0_4_load_148 | 162 | 0.00068144 | 0.00017079 | 0 | 0 |  | 1 | TRUE | wye
120 | LV_5048-5_0_4_load_150 | 164 | 0.0010812 | 0.00027097 | 0 | 0 |  | 1 | TRUE | wye
121 | LV_5048-5_0_4_load_151 | 165 | 0.0011052 | 0.00027698 | 0 | 0 |  | 1 | TRUE | wye
122 | LV_5048-5_0_4_load_135 | 166 | 0.0023713 | 0.0005943 | 0 | 0 |  | 1 | TRUE | wye
123 | LV_5048-5_0_4_load_136 | 167 | 0.00097169 | 0.00024353 | 0 | 0 |  | 1 | TRUE | wye
124 | LV_5048-5_0_4_load_146 | 168 | 0.0016502 | 0.00041358 | 0 | 0 |  | 1 | TRUE | wye
125 | LV_5048-5_0_4_load_145 | 169 | 0.001736 | 0.00043509 | 0 | 0 |  | 1 | TRUE | wye
126 | LV_5048-5_0_4_load_137 | 170 | 0.0010061 | 0.00025214 | 0 | 0 |  | 1 | TRUE | wye
127 | LV_5048-5_0_4_load_138 | 171 | 0.0016561 | 0.00041505 | 0 | 0 |  | 1 | TRUE | wye
128 | LV_5048-5_0_4_load_140 | 172 | 0.0007149 | 0.00017917 | 0 | 0 |  | 1 | TRUE | wye
129 | LV_5048-5_0_4_load_142 | 173 | 0.00084385 | 0.00021149 | 0 | 0 |  | 1 | TRUE | wye
130 | LV_5048-5_0_4_load_147 | 174 | 0.0021424 | 0.00053695 | 0 | 0 |  | 1 | TRUE | wye
131 | LV_5048-5_0_4_load_144 | 175 | 0.0015496 | 0.00038837 | 0 | 0 |  | 1 | TRUE | wye
132 | LV_5048-5_0_4_load_152 | 176 | 0.0010881 | 0.0002727 | 0 | 0 |  | 1 | TRUE | wye
133 | LV_5048-5_0_4_load_153 | 177 | 0.0011491 | 0.000288 | 0 | 0 |  | 1 | TRUE | wye
134 | LV_5048-5_0_4_load_175 | 178 | 0.00078577 | 0.00019693 | 0 | 0 |  | 1 | TRUE | wye
135 | LV_5048-5_0_4_load_174 | 179 | 0.00075372 | 0.0001889 | 0 | 0 |  | 1 | TRUE | wye
136 | LV_5048-5_0_4_load_177 | 181 | 0.001016 | 0.00025464 | 0 | 0 |  | 1 | TRUE | wye
137 | LV_5048-5_0_4_load_191 | 182 | 0.00030193 | 7.5672e-05 | 0 | 0 |  | 1 | TRUE | wye
138 | LV_5048-5_0_4_load_190 | 183 | 0.00073244 | 0.00018357 | 0 | 0 |  | 1 | TRUE | wye
139 | LV_5048-5_0_4_load_203 | 184 | 0.00059747 | 0.00014974 | 0 | 0 |  | 1 | TRUE | wye
140 | LV_5048-5_0_4_load_196 | 185 | 0.00042952 | 0.00010765 | 0 | 0 |  | 1 | TRUE | wye
141 | LV_5048-5_0_4_load_189 | 186 | 0.0045297 | 0.0011352 | 0 | 0 |  | 1 | TRUE | wye
142 | LV_5048-5_0_4_load_199 | 187 | 0.00092229 | 0.00023115 | 0 | 0 |  | 1 | TRUE | wye
143 | LV_5048-5_0_4_load_178 | 188 | 0.00050099 | 0.00012556 | 0 | 0 |  | 1 | TRUE | wye
144 | LV_5048-5_0_4_load_179 | 189 | 0.00039404 | 9.8755e-05 | 0 | 0 |  | 1 | TRUE | wye
145 | LV_5048-5_0_4_load_180 | 190 | 0.00045924 | 0.0001151 | 0 | 0 |  | 1 | TRUE | wye
146 | LV_5048-5_0_4_load_182 | 192 | 0.00032253 | 8.0834e-05 | 0 | 0 |  | 1 | TRUE | wye
147 | LV_5048-5_0_4_load_183 | 193 | 0.0011239 | 0.00028167 | 0 | 0 |  | 1 | TRUE | wye
148 | LV_5048-5_0_4_load_185 | 194 | 0.00033537 | 8.4052e-05 | 0 | 0 |  | 1 | TRUE | wye
149 | LV_5048-5_0_4_load_184 | 196 | 0.00035078 | 8.7914e-05 | 0 | 0 |  | 1 | TRUE | wye
150 | LV_5048-5_0_4_load_187 | 197 | 0.00029283 | 7.339e-05 | 0 | 0 |  | 1 | TRUE | wye
151 | LV_5048-5_0_4_load_188 | 198 | 0.0070316 | 0.0017623 | 0 | 0 |  | 1 | TRUE | wye
152 | LV_5048-5_0_4_load_198 | 199 | 0.00071643 | 0.00017955 | 0 | 0 |  | 1 | TRUE | wye

## ext_grid
| name | bus | vm_pu | va_degree | slack_weight | in_service
0 |  | 135 | 1 | 0 | 1 | TRUE

## line
| name | std_type | from_bus | to_bus | length_km | r_ohm_per_km | x_ohm_per_km | c_nf_per_km | g_us_per_km | max_i_ka | df | parallel | type | in_service
0 | LV_5048-5_0_4_line_0 | NAYY 4x150 SE | 0 | 1 | 0.020311 | 0.208 | 0.08 | 261 | 0 | 0.27 | 1 | 1 | cs | TRUE
1 | LV_5048-5_0_4_line_1 | NAYY 4x150 SE | 0 | 2 | 0.010787 | 0.208 | 0.08 | 261 | 0 | 0.27 | 1 | 1 | cs | TRUE
2 | LV_5048-5_0_4_line_2 | NAYY 4x150 SE | 1 | 3 | 0.009796 | 0.208 | 0.08 | 261 | 0 | 0.27 | 1 | 1 | cs | TRUE
3 | LV_5048-5_0_4_line_3 | NAYY 4x150 SE | 2 | 4 | 0.010501 | 0.208 | 0.08 | 261 | 0 | 0.27 | 1 | 3 | cs | TRUE
4 | LV_5048-5_0_4_line_4 | NAYY 4x150 SE | 2 | 5 | 0.027818 | 0.208 | 0.08 | 261 | 0 | 0.27 | 1 | 3 | cs | TRUE
5 | LV_5048-5_0_4_line_5 | NAYY 4x150 SE | 3 | 8 | 0.032342 | 0.208 | 0.08 | 261 | 0 | 0.27 | 1 | 1 | cs | TRUE
6 | LV_5048-5_0_4_line_6 | NAYY 4x150 SE | 3 | 9 | 0.012547 | 0.208 | 0.08 | 261 | 0 | 0.27 | 1 | 1 | cs | TRUE
7 | LV_5048-5_0_4_line_7 | NAYY 4x150 SE | 4 | 10 | 0.021082 | 0.208 | 0.08 | 261 | 0 | 0.27 | 1 | 3 | cs | TRUE
8 | LV_5048-5_0_4_line_8 | NAYY 4x150 SE | 5 | 7 | 0.022135 | 0.208 | 0.08 | 261 | 0 | 0.27 | 1 | 3 | cs | TRUE
9 | LV_5048-5_0_4_line_9 | NAYY 4x150 SE | 6 | 7 | 0.0041385 | 0.208 | 0.08 | 261 | 0 | 0.27 | 1 | 1 | cs | TRUE
10 | LV_5048-5_0_4_line_10 | NAYY 4x150 SE | 7 | 11 | 0.0079592 | 0.208 | 0.08 | 261 | 0 | 0.27 | 1 | 3 | cs | TRUE
11 | LV_5048-5_0_4_line_11 | NAYY 4x150 SE | 8 | 12 | 0.033338 | 0.208 | 0.08 | 261 | 0 | 0.27 | 1 | 1 | cs | TRUE
12 | LV_5048-5_0_4_line_12 | NAYY 4x150 SE | 9 | 13 | 0.031665 | 0.208 | 0.08 | 261 | 0 | 0.27 | 1 | 1 | cs | TRUE
13 | LV_5048-5_0_4_line_13 | NAYY 4x150 SE | 10 | 14 | 0.012184 | 0.208 | 0.08 | 261 | 0 | 0.27 | 1 | 1 | cs | TRUE
14 | LV_5048-5_0_4_line_14 | NAYY 4x150 SE | 10 | 15 | 0.041409 | 0.208 | 0.08 | 261 | 0 | 0.27 | 1 | 3 | cs | TRUE
15 | LV_5048-5_0_4_line_15 | NAYY 4x150 SE | 11 | 16 | 0.036734 | 0.208 | 0.08 | 261 | 0 | 0.27 | 1 | 3 | cs | TRUE
16 | LV_5048-5_0_4_line_16 | NAYY 4x150 SE | 12 | 17 | 0.07928 | 0.208 | 0.08 | 261 | 0 | 0.27 | 1 | 1 | cs | TRUE
17 | LV_5048-5_0_4_line_17 | NAYY 4x150 SE | 12 | 18 | 0.024736 | 0.208 | 0.08 | 261 | 0 | 0.27 | 1 | 1 | cs | TRUE
18 | LV_5048-5_0_4_line_18 | NAYY 4x150 SE | 13 | 19 | 0.045716 | 0.208 | 0.08 | 261 | 0 | 0.27 | 1 | 1 | cs | TRUE
19 | LV_5048-5_0_4_line_19 | NAYY 4x150 SE | 14 | 20 | 0.015895 | 0.208 | 0.08 | 261 | 0 | 0.27 | 1 | 1 | cs | TRUE
20 | LV_5048-5_0_4_line_20 | NAYY 4x150 SE | 15 | 21 | 0.022122 | 0.208 | 0.08 | 261 | 0 | 0.27 | 1 | 3 | cs | TRUE
21 | LV_5048-5_0_4_line_21 | NAYY 4x150 SE | 16 | 22 | 0.00070252 | 0.208 | 0.08 | 261 | 0 | 0.27 | 1 | 3 | cs | TRUE
22 | LV_5048-5_0_4_line_22 | NAYY 4x150 SE | 18 | 56 | 0.018655 | 0.208 | 0.08 | 261 | 0 | 0.27 | 1 | 1 | cs | TRUE
23 | LV_5048-5_0_4_line_23 | NAYY 4x150 SE | 19 | 29 | 0.048929 | 0.208 | 0.08 | 261 | 0 | 0.27 | 1 | 1 | cs | TRUE
24 | LV_5048-5_0_4_line_24 | NAYY 4x150 SE | 20 | 94 | 0.00069895 | 0.208 | 0.08 | 261 | 0 | 0.27 | 1 | 1 | cs | TRUE
25 | LV_5048-5_0_4_line_25 | NAYY 4x150 SE | 21 | 102 | 0.0043623 | 0.208 | 0.08 | 261 | 0 | 0.27 | 1 | 3 | cs | TRUE
26 | LV_5048-5_0_4_line_26 | NAYY 4x150 SE | 22 | 23 | 0.021866 | 0.208 | 0.08 | 261 | 0 | 0.27 | 1 | 3 | cs | TRUE
27 | LV_5048-5_0_4_line_27 | NAYY 4x150 SE | 23 | 24 | 0.0050896 | 0.208 | 0.08 | 261 | 0 | 0.27 | 1 | 3 | cs | TRUE
28 | LV_5048-5_0_4_line_28 | NAYY 4x150 SE | 24 | 25 | 0.042741 | 0.208 | 0.08 | 261 | 0 | 0.27 | 1 | 3 | cs | TRUE
29 | LV_5048-5_0_4_line_29 | NAYY 4x150 SE | 25 | 26 | 0.0099218 | 0.208 | 0.08 | 261 | 0 | 0.27 | 1 | 3 | cs | TRUE
30 | LV_5048-5_0_4_line_30 | NAYY 4x150 SE | 26 | 58 | 0.0066014 | 0.208 | 0.08 | 261 | 0 | 0.27 | 1 | 2 | cs | TRUE
31 | LV_5048-5_0_4_line_31 | NAYY 4x150 SE | 27 | 28 | 0.020087 | 0.208 | 0.08 | 261 | 0 | 0.27 | 1 | 1 | cs | TRUE
32 | LV_5048-5_0_4_line_32 | NAYY 4x150 SE | 28 | 29 | 0.059422 | 0.208 | 0.08 | 261 | 0 | 0.27 | 1 | 1 | cs | TRUE
33 | LV_5048-5_0_4_line_33 | NAYY 4x150 SE | 28 | 30 | 0.0027152 | 0.208 | 0.08 | 261 | 0 | 0.27 | 1 | 1 | cs | TRUE
34 | LV_5048-5_0_4_line_34 | NAYY 4x150 SE | 30 | 31 | 0.058976 | 0.208 | 0.08 | 261 | 0 | 0.27 | 1 | 1 | cs | TRUE
35 | LV_5048-5_0_4_line_35 | NAYY 4x150 SE | 31 | 32 | 0.21937 | 0.208 | 0.08 | 261 | 0 | 0.27 | 1 | 1 | cs | TRUE
36 | LV_5048-5_0_4_line_36 | NAYY 4x150 SE | 33 | 34 | 0.092609 | 0.208 | 0.08 | 261 | 0 | 0.27 | 1 | 1 | cs | TRUE
37 | LV_5048-5_0_4_line_37 | NAYY 4x150 SE | 33 | 35 | 0.02824 | 0.208 | 0.08 | 261 | 0 | 0.27 | 1 | 1 | cs | TRUE
38 | LV_5048-5_0_4_line_38 | NAYY 4x150 SE | 34 | 36 | 0.050478 | 0.208 | 0.08 | 261 | 0 | 0.27 | 1 | 1 | cs | TRUE
39 | LV_5048-5_0_4_line_39 | NAYY 4x150 SE | 35 | 37 | 0.012437 | 0.208 | 0.08 | 261 | 0 | 0.27 | 1 | 1 | cs | TRUE
40 | LV_5048-5_0_4_line_40 | NAYY 4x150 SE | 35 | 38 | 0.015689 | 0.208 | 0.08 | 261 | 0 | 0.27 | 1 | 1 | cs | TRUE
41 | LV_5048-5_0_4_line_41 | NAYY 4x150 SE | 36 | 45 | 0.035984 | 0.208 | 0.08 | 261 | 0 | 0.27 | 1 | 1 | cs | TRUE
42 | LV_5048-5_0_4_line_42 | NAYY 4x150 SE | 37 | 46 | 0.0068706 | 0.208 | 0.08 | 261 | 0 | 0.27 | 1 | 1 | cs | TRUE
43 | LV_5048-5_0_4_line_43 | NAYY 4x150 SE | 38 | 47 | 0.030291 | 0.208 | 0.08 | 261 | 0 | 0.27 | 1 | 1 | cs | TRUE
44 | LV_5048-5_0_4_line_44 | NAYY 4x150 SE | 39 | 40 | 0.1277 | 0.208 | 0.08 | 261 | 0 | 0.27 | 1 | 1 | cs | TRUE
45 | LV_5048-5_0_4_line_45 | NAYY 4x150 SE | 39 | 41 | 0.0039478 | 0.208 | 0.08 | 261 | 0 | 0.27 | 1 | 1 | cs | TRUE
46 | LV_5048-5_0_4_line_46 | NAYY 4x150 SE | 40 | 59 | 0.060128 | 0.208 | 0.08 | 261 | 0 | 0.27 | 1 | 1 | cs | TRUE
47 | LV_5048-5_0_4_line_47 | NAYY 4x150 SE | 40 | 51 | 0.03901 | 0.208 | 0.08 | 261 | 0 | 0.27 | 1 | 1 | cs | TRUE
48 | LV_5048-5_0_4_line_48 | NAYY 4x150 SE | 41 | 145 | 0.005963 | 0.208 | 0.08 | 261 | 0 | 0.27 | 1 | 1 | cs | TRUE
49 | LV_5048-5_0_4_line_49 | NAYY 4x150 SE | 42 | 43 | 0.019153 | 0.208 | 0.08 | 261 | 0 | 0.27 | 1 | 3 | cs | TRUE
50 | LV_5048-5_0_4_line_50 | NAYY 4x150 SE | 42 | 44 | 0.11306 | 0.208 | 0.08 | 261 | 0 | 0.27 | 1 | 3 | cs | TRUE
51 | LV_5048-5_0_4_line_51 | NAYY 4x150 SE | 43 | 147 | 0.010842 | 0.208 | 0.08 | 261 | 0 | 0.27 | 1 | 3 | cs | TRUE
52 | LV_5048-5_0_4_line_52 | NAYY 4x150 SE | 44 | 148 | 0.037036 | 0.208 | 0.08 | 261 | 0 | 0.27 | 1 | 3 | cs | TRUE
53 | LV_5048-5_0_4_line_53 | NAYY 4x150 SE | 45 | 48 | 0.028274 | 0.208 | 0.08 | 261 | 0 | 0.27 | 1 | 1 | cs | TRUE
54 | LV_5048-5_0_4_line_54 | NAYY 4x150 SE | 46 | 51 | 0.0083995 | 0.208 | 0.08 | 261 | 0 | 0.27 | 1 | 1 | cs | TRUE
55 | LV_5048-5_0_4_line_55 | NAYY 4x150 SE | 47 | 52 | 0.03488 | 0.208 | 0.08 | 261 | 0 | 0.27 | 1 | 1 | cs | TRUE
56 | LV_5048-5_0_4_line_56 | NAYY 4x150 SE | 48 | 53 | 0.14762 | 0.208 | 0.08 | 261 | 0 | 0.27 | 1 | 1 | cs | TRUE
57 | LV_5048-5_0_4_line_57 | NAYY 4x150 SE | 49 | 50 | 0.12381 | 0.208 | 0.08 | 261 | 0 | 0.27 | 1 | 1 | cs | TRUE
58 | LV_5048-5_0_4_line_58 | NAYY 4x150 SE | 50 | 146 | 0.15508 | 0.208 | 0.08 | 261 | 0 | 0.27 | 1 | 1 | cs | TRUE
59 | LV_5048-5_0_4_line_59 | NAYY 4x150 SE | 50 | 145 | 0.075971 | 0.208 | 0.08 | 261 | 0 | 0.27 | 1 | 1 | cs | TRUE
60 | LV_5048-5_0_4_line_60 | NAYY 4x150 SE | 52 | 54 | 0.17737 | 0.208 | 0.08 | 261 | 0 | 0.27 | 1 | 1 | cs | TRUE
61 | LV_5048-5_0_4_line_61 | NAYY 4x150 SE | 53 | 57 | 0.078918 | 0.208 | 0.08 | 261 | 0 | 0.27 | 1 | 1 | cs | TRUE
62 | LV_5048-5_0_4_line_62 | NAYY 4x150 SE | 54 | 95 | 0.0037504 | 0.208 | 0.08 | 261 | 0 | 0.27 | 1 | 1 | cs | TRUE
63 | LV_5048-5_0_4_line_63 | NAYY 4x150 SE | 55 | 56 | 0.0055136 | 0.208 | 0.08 | 261 | 0 | 0.27 | 1 | 1 | cs | TRUE
64 | LV_5048-5_0_4_line_64 | NAYY 4x150 SE | 57 | 88 | 0.38081 | 0.208 | 0.08 | 261 | 0 | 0.27 | 1 | 1 | cs | TRUE
65 | LV_5048-5_0_4_line_65 | NAYY 4x150 SE | 58 | 61 | 0.026067 | 0.208 | 0.08 | 261 | 0 | 0.27 | 1 | 2 | cs | TRUE
66 | LV_5048-5_0_4_line_66 | NAYY 4x150 SE | 59 | 60 | 0.069103 | 0.208 | 0.08 | 261 | 0 | 0.27 | 1 | 1 | cs | TRUE
67 | LV_5048-5_0_4_line_67 | NAYY 4x150 SE | 61 | 64 | 0.032021 | 0.208 | 0.08 | 261 | 0 | 0.27 | 1 | 1 | cs | TRUE
68 | LV_5048-5_0_4_line_68 | NAYY 4x150 SE | 62 | 63 | 0.0082598 | 0.208 | 0.08 | 261 | 0 | 0.27 | 1 | 1 | cs | TRUE
69 | LV_5048-5_0_4_line_69 | NAYY 4x150 SE | 63 | 116 | 0.033673 | 0.208 | 0.08 | 261 | 0 | 0.27 | 1 | 1 | cs | TRUE
70 | LV_5048-5_0_4_line_70 | NAYY 4x150 SE | 64 | 120 | 0.026001 | 0.208 | 0.08 | 261 | 0 | 0.27 | 1 | 1 | cs | TRUE
71 | LV_5048-5_0_4_line_71 | NAYY 4x150 SE | 65 | 66 | 0.016129 | 0.208 | 0.08 | 261 | 0 | 0.27 | 1 | 1 | cs | TRUE
72 | LV_5048-5_0_4_line_72 | NAYY 4x150 SE | 65 | 67 | 0.13362 | 0.208 | 0.08 | 261 | 0 | 0.27 | 1 | 1 | cs | TRUE
73 | LV_5048-5_0_4_line_73 | NAYY 4x150 SE | 66 | 68 | 0.14453 | 0.208 | 0.08 | 261 | 0 | 0.27 | 1 | 1 | cs | TRUE
74 | LV_5048-5_0_4_line_74 | NAYY 4x150 SE | 67 | 69 | 0.005686 | 0.208 | 0.08 | 261 | 0 | 0.27 | 1 | 1 | cs | TRUE
75 | LV_5048-5_0_4_line_75 | NAYY 4x150 SE | 68 | 70 | 0.053399 | 0.208 | 0.08 | 261 | 0 | 0.27 | 1 | 3 | cs | TRUE
76 | LV_5048-5_0_4_line_76 | NAYY 4x150 SE | 68 | 71 | 0.1464 | 0.208 | 0.08 | 261 | 0 | 0.27 | 1 | 3 | cs | TRUE
77 | LV_5048-5_0_4_line_77 | NAYY 4x150 SE | 69 | 72 | 0.011149 | 0.208 | 0.08 | 261 | 0 | 0.27 | 1 | 1 | cs | TRUE
78 | LV_5048-5_0_4_line_78 | NAYY 4x150 SE | 70 | 75 | 0.16488 | 0.208 | 0.08 | 261 | 0 | 0.27 | 1 | 3 | cs | TRUE
79 | LV_5048-5_0_4_line_79 | NAYY 4x150 SE | 70 | 76 | 0.15022 | 0.208 | 0.08 | 261 | 0 | 0.27 | 1 | 1 | cs | TRUE
80 | LV_5048-5_0_4_line_80 | NAYY 4x150 SE | 71 | 77 | 0.025586 | 0.208 | 0.08 | 261 | 0 | 0.27 | 1 | 2 | cs | TRUE
81 | LV_5048-5_0_4_line_81 | NAYY 4x150 SE | 71 | 78 | 0.16939 | 0.208 | 0.08 | 261 | 0 | 0.27 | 1 | 1 | cs | TRUE
82 | LV_5048-5_0_4_line_82 | NAYY 4x150 SE | 72 | 79 | 0.010533 | 0.208 | 0.08 | 261 | 0 | 0.27 | 1 | 1 | cs | TRUE
83 | LV_5048-5_0_4_line_83 | NAYY 4x150 SE | 73 | 74 | 0.020907 | 0.208 | 0.08 | 261 | 0 | 0.27 | 1 | 1 | cs | TRUE
84 | LV_5048-5_0_4_line_84 | NAYY 4x150 SE | 74 | 122 | 0.007787 | 0.208 | 0.08 | 261 | 0 | 0.27 | 1 | 1 | cs | TRUE
85 | LV_5048-5_0_4_line_85 | NAYY 4x150 SE | 74 | 121 | 0.0051487 | 0.208 | 0.08 | 261 | 0 | 0.27 | 1 | 1 | cs | TRUE
86 | LV_5048-5_0_4_line_86 | NAYY 4x150 SE | 75 | 80 | 0.10241 | 0.208 | 0.08 | 261 | 0 | 0.27 | 1 | 3 | cs | TRUE
87 | LV_5048-5_0_4_line_87 | NAYY 4x150 SE | 77 | 81 | 0.15736 | 0.208 | 0.08 | 261 | 0 | 0.27 | 1 | 2 | cs | TRUE
88 | LV_5048-5_0_4_line_88 | NAYY 4x150 SE | 78 | 85 | 0.045652 | 0.208 | 0.08 | 261 | 0 | 0.27 | 1 | 1 | cs | TRUE
89 | LV_5048-5_0_4_line_89 | NAYY 4x150 SE | 78 | 83 | 0.0097221 | 0.208 | 0.08 | 261 | 0 | 0.27 | 1 | 1 | cs | TRUE
90 | LV_5048-5_0_4_line_90 | NAYY 4x150 SE | 79 | 87 | 0.010278 | 0.208 | 0.08 | 261 | 0 | 0.27 | 1 | 1 | cs | TRUE
91 | LV_5048-5_0_4_line_91 | NAYY 4x150 SE | 80 | 149 | 0.025204 | 0.208 | 0.08 | 261 | 0 | 0.27 | 1 | 3 | cs | TRUE
92 | LV_5048-5_0_4_line_92 | NAYY 4x150 SE | 81 | 146 | 0.054971 | 0.208 | 0.08 | 261 | 0 | 0.27 | 1 | 1 | cs | TRUE
93 | LV_5048-5_0_4_line_93 | NAYY 4x150 SE | 82 | 83 | 0.14974 | 0.208 | 0.08 | 261 | 0 | 0.27 | 1 | 1 | cs | TRUE
94 | LV_5048-5_0_4_line_94 | NAYY 4x150 SE | 82 | 84 | 0.17197 | 0.208 | 0.08 | 261 | 0 | 0.27 | 1 | 1 | cs | TRUE
95 | LV_5048-5_0_4_line_95 | NAYY 4x150 SE | 84 | 125 | 0.034766 | 0.208 | 0.08 | 261 | 0 | 0.27 | 1 | 1 | cs | TRUE
96 | LV_5048-5_0_4_line_96 | NAYY 4x150 SE | 85 | 86 | 0.16613 | 0.208 | 0.08 | 261 | 0 | 0.27 | 1 | 1 | cs | TRUE
97 | LV_5048-5_0_4_line_97 | NAYY 4x150 SE | 87 | 100 | 0.036438 | 0.208 | 0.08 | 261 | 0 | 0.27 | 1 | 1 | cs | TRUE
98 | LV_5048-5_0_4_line_98 | NAYY 4x150 SE | 87 | 101 | 0.097567 | 0.208 | 0.08 | 261 | 0 | 0.27 | 1 | 1 | cs | TRUE
99 | LV_5048-5_0_4_line_99 | NAYY 4x150 SE | 89 | 90 | 0.0093851 | 0.208 | 0.08 | 261 | 0 | 0.27 | 1 | 1 | cs | TRUE
100 | LV_5048-5_0_4_line_100 | NAYY 4x150 SE | 89 | 91 | 0.00033603 | 0.208 | 0.08 | 261 | 0 | 0.27 | 1 | 1 | cs | TRUE
101 | LV_5048-5_0_4_line_101 | NAYY 4x150 SE | 91 | 92 | 0.016297 | 0.208 | 0.08 | 261 | 0 | 0.27 | 1 | 1 | cs | TRUE
102 | LV_5048-5_0_4_line_102 | NAYY 4x150 SE | 92 | 93 | 0.0087607 | 0.208 | 0.08 | 261 | 0 | 0.27 | 1 | 1 | cs | TRUE
103 | LV_5048-5_0_4_line_103 | NAYY 4x150 SE | 93 | 94 | 0.0038989 | 0.208 | 0.08 | 261 | 0 | 0.27 | 1 | 1 | cs | TRUE
104 | LV_5048-5_0_4_line_104 | NAYY 4x150 SE | 95 | 96 | 0.002073 | 0.208 | 0.08 | 261 | 0 | 0.27 | 1 | 1 | cs | TRUE
105 | LV_5048-5_0_4_line_105 | NAYY 4x150 SE | 96 | 97 | 0.0042793 | 0.208 | 0.08 | 261 | 0 | 0.27 | 1 | 1 | cs | TRUE
106 | LV_5048-5_0_4_line_106 | NAYY 4x150 SE | 97 | 98 | 0.023747 | 0.208 | 0.08 | 261 | 0 | 0.27 | 1 | 1 | cs | TRUE
107 | LV_5048-5_0_4_line_107 | NAYY 4x150 SE | 98 | 99 | 0.023853 | 0.208 | 0.08 | 261 | 0 | 0.27 | 1 | 1 | cs | TRUE
108 | LV_5048-5_0_4_line_108 | NAYY 4x150 SE | 102 | 103 | 0.018323 | 0.208 | 0.08 | 261 | 0 | 0.27 | 1 | 3 | cs | TRUE
109 | LV_5048-5_0_4_line_109 | NAYY 4x150 SE | 103 | 104 | 0.0022278 | 0.208 | 0.08 | 261 | 0 | 0.27 | 1 | 3 | cs | TRUE
110 | LV_5048-5_0_4_line_110 | NAYY 4x150 SE | 103 | 105 | 0.003661 | 0.208 | 0.08 | 261 | 0 | 0.27 | 1 | 3 | cs | TRUE
111 | LV_5048-5_0_4_line_111 | NAYY 4x150 SE | 104 | 106 | 0.021459 | 0.208 | 0.08 | 261 | 0 | 0.27 | 1 | 3 | cs | TRUE
112 | LV_5048-5_0_4_line_112 | NAYY 4x150 SE | 105 | 107 | 0.0071262 | 0.208 | 0.08 | 261 | 0 | 0.27 | 1 | 3 | cs | TRUE
113 | LV_5048-5_0_4_line_113 | NAYY 4x150 SE | 105 | 108 | 0.0097627 | 0.208 | 0.08 | 261 | 0 | 0.27 | 1 | 1 | cs | TRUE
114 | LV_5048-5_0_4_line_114 | NAYY 4x150 SE | 106 | 150 | 0.0021462 | 0.208 | 0.08 | 261 | 0 | 0.27 | 1 | 3 | cs | TRUE
115 | LV_5048-5_0_4_line_115 | NAYY 4x150 SE | 107 | 175 | 0.0023287 | 0.208 | 0.08 | 261 | 0 | 0.27 | 1 | 3 | cs | TRUE
116 | LV_5048-5_0_4_line_116 | NAYY 4x150 SE | 108 | 170 | 0.015263 | 0.208 | 0.08 | 261 | 0 | 0.27 | 1 | 1 | cs | TRUE
117 | LV_5048-5_0_4_line_117 | NAYY 4x150 SE | 109 | 110 | 0.023864 | 0.208 | 0.08 | 261 | 0 | 0.27 | 1 | 1 | cs | TRUE
118 | LV_5048-5_0_4_line_118 | NAYY 4x150 SE | 109 | 111 | 0.021694 | 0.208 | 0.08 | 261 | 0 | 0.27 | 1 | 1 | cs | TRUE
119 | LV_5048-5_0_4_line_119 | NAYY 4x150 SE | 110 | 112 | 0.096103 | 0.208 | 0.08 | 261 | 0 | 0.27 | 1 | 1 | cs | TRUE
120 | LV_5048-5_0_4_line_120 | NAYY 4x150 SE | 112 | 113 | 0.0083432 | 0.208 | 0.08 | 261 | 0 | 0.27 | 1 | 1 | cs | TRUE
121 | LV_5048-5_0_4_line_121 | NAYY 4x150 SE | 113 | 114 | 0.030208 | 0.208 | 0.08 | 261 | 0 | 0.27 | 1 | 1 | cs | TRUE
122 | LV_5048-5_0_4_line_122 | NAYY 4x150 SE | 114 | 115 | 0.10852 | 0.208 | 0.08 | 261 | 0 | 0.27 | 1 | 1 | cs | TRUE
123 | LV_5048-5_0_4_line_123 | NAYY 4x150 SE | 115 | 178 | 0.029764 | 0.208 | 0.08 | 261 | 0 | 0.27 | 1 | 1 | cs | TRUE
124 | LV_5048-5_0_4_line_124 | NAYY 4x150 SE | 116 | 134 | 0.0023015 | 0.208 | 0.08 | 261 | 0 | 0.27 | 1 | 1 | cs | TRUE
125 | LV_5048-5_0_4_line_125 | NAYY 4x150 SE | 117 | 118 | 0.002232 | 0.208 | 0.08 | 261 | 0 | 0.27 | 1 | 1 | cs | TRUE
126 | LV_5048-5_0_4_line_126 | NAYY 4x150 SE | 117 | 119 | 0.012378 | 0.208 | 0.08 | 261 | 0 | 0.27 | 1 | 1 | cs | TRUE
127 | LV_5048-5_0_4_line_127 | NAYY 4x150 SE | 118 | 141 | 0.0068677 | 0.208 | 0.08 | 261 | 0 | 0.27 | 1 | 1 | cs | TRUE
128 | LV_5048-5_0_4_line_128 | NAYY 4x150 SE | 118 | 142 | 0.019947 | 0.208 | 0.08 | 261 | 0 | 0.27 | 1 | 1 | cs | TRUE
129 | LV_5048-5_0_4_line_129 | NAYY 4x150 SE | 119 | 143 | 0.0058503 | 0.208 | 0.08 | 261 | 0 | 0.27 | 1 | 1 | cs | TRUE
130 | LV_5048-5_0_4_line_130 | NAYY 4x150 SE | 120 | 138 | 0.0042821 | 0.208 | 0.08 | 261 | 0 | 0.27 | 1 | 1 | cs | TRUE
131 | LV_5048-5_0_4_line_131 | NAYY 4x150 SE | 122 | 123 | 0.019825 | 0.208 | 0.08 | 261 | 0 | 0.27 | 1 | 1 | cs | TRUE
132 | LV_5048-5_0_4_line_132 | NAYY 4x150 SE | 122 | 124 | 0.014239 | 0.208 | 0.08 | 261 | 0 | 0.27 | 1 | 1 | cs | TRUE
133 | LV_5048-5_0_4_line_133 | NAYY 4x150 SE | 123 | 127 | 0.013738 | 0.208 | 0.08 | 261 | 0 | 0.27 | 1 | 1 | cs | TRUE
134 | LV_5048-5_0_4_line_134 | NAYY 4x150 SE | 124 | 128 | 0.0033448 | 0.208 | 0.08 | 261 | 0 | 0.27 | 1 | 1 | cs | TRUE
135 | LV_5048-5_0_4_line_135 | NAYY 4x150 SE | 125 | 126 | 0.0099101 | 0.208 | 0.08 | 261 | 0 | 0.27 | 1 | 1 | cs | TRUE
136 | LV_5048-5_0_4_line_136 | NAYY 4x150 SE | 127 | 199 | 0.01961 | 0.208 | 0.08 | 261 | 0 | 0.27 | 1 | 1 | cs | TRUE
137 | LV_5048-5_0_4_line_137 | NAYY 4x150 SE | 127 | 141 | 0.012398 | 0.208 | 0.08 | 261 | 0 | 0.27 | 1 | 1 | cs | TRUE
138 | LV_5048-5_0_4_line_138 | NAYY 4x150 SE | 128 | 140 | 0.0048255 | 0.208 | 0.08 | 261 | 0 | 0.27 | 1 | 1 | cs | TRUE
139 | LV_5048-5_0_4_line_139 | NAYY 4x150 SE | 129 | 130 | 0.016131 | 0.208 | 0.08 | 261 | 0 | 0.27 | 1 | 1 | cs | TRUE
140 | LV_5048-5_0_4_line_140 | NAYY 4x150 SE | 129 | 131 | 0.0067235 | 0.208 | 0.08 | 261 | 0 | 0.27 | 1 | 1 | cs | TRUE
141 | LV_5048-5_0_4_line_141 | NAYY 4x150 SE | 130 | 132 | 0.023966 | 0.208 | 0.08 | 261 | 0 | 0.27 | 1 | 1 | cs | TRUE
142 | LV_5048-5_0_4_line_142 | NAYY 4x150 SE | 131 | 133 | 0.00020265 | 0.208 | 0.08 | 261 | 0 | 0.27 | 1 | 1 | cs | TRUE
143 | LV_5048-5_0_4_line_143 | NAYY 4x150 SE | 132 | 134 | 0.01353 | 0.208 | 0.08 | 261 | 0 | 0.27 | 1 | 1 | cs | TRUE
144 | LV_5048-5_0_4_line_144 | NAYY 4x150 SE | 133 | 135 | 0.010943 | 0.208 | 0.08 | 261 | 0 | 0.27 | 1 | 1 | cs | TRUE
145 | LV_5048-5_0_4_line_145 | NAYY 4x150 SE | 135 | 136 | 0.00044927 | 0.208 | 0.08 | 261 | 0 | 0.27 | 1 | 3 | cs | TRUE
146 | LV_5048-5_0_4_line_146 | NAYY 4x150 SE | 136 | 137 | 0.010696 | 0.208 | 0.08 | 261 | 0 | 0.27 | 1 | 3 | cs | TRUE
147 | LV_5048-5_0_4_line_147 | NAYY 4x150 SE | 137 | 166 | 0.0013136 | 0.208 | 0.08 | 261 | 0 | 0.27 | 1 | 3 | cs | TRUE
148 | LV_5048-5_0_4_line_148 | NAYY 4x150 SE | 138 | 139 | 0.016371 | 0.208 | 0.08 | 261 | 0 | 0.27 | 1 | 1 | cs | TRUE
149 | LV_5048-5_0_4_line_149 | NAYY 4x150 SE | 139 | 140 | 0.0083127 | 0.208 | 0.08 | 261 | 0 | 0.27 | 1 | 1 | cs | TRUE
150 | LV_5048-5_0_4_line_150 | NAYY 4x150 SE | 143 | 144 | 0.0065788 | 0.208 | 0.08 | 261 | 0 | 0.27 | 1 | 1 | cs | TRUE
151 | LV_5048-5_0_4_line_151 | NAYY 4x150 SE | 144 | 185 | 0.0033881 | 0.208 | 0.08 | 261 | 0 | 0.27 | 1 | 1 | cs | TRUE
152 | LV_5048-5_0_4_line_152 | NAYY 4x150 SE | 147 | 164 | 0.018701 | 0.208 | 0.08 | 261 | 0 | 0.27 | 1 | 3 | cs | TRUE
153 | LV_5048-5_0_4_line_153 | NAYY 4x150 SE | 148 | 149 | 0.00025113 | 0.208 | 0.08 | 261 | 0 | 0.27 | 1 | 3 | cs | TRUE
154 | LV_5048-5_0_4_line_154 | NAYY 4x150 SE | 150 | 151 | 0.0089827 | 0.208 | 0.08 | 261 | 0 | 0.27 | 1 | 3 | cs | TRUE
155 | LV_5048-5_0_4_line_155 | NAYY 4x150 SE | 151 | 152 | 0.014807 | 0.208 | 0.08 | 261 | 0 | 0.27 | 1 | 3 | cs | TRUE
156 | LV_5048-5_0_4_line_156 | NAYY 4x150 SE | 152 | 153 | 0.027001 | 0.208 | 0.08 | 261 | 0 | 0.27 | 1 | 3 | cs | TRUE
157 | LV_5048-5_0_4_line_157 | NAYY 4x150 SE | 153 | 154 | 0.016421 | 0.208 | 0.08 | 261 | 0 | 0.27 | 1 | 3 | cs | TRUE
158 | LV_5048-5_0_4_line_158 | NAYY 4x150 SE | 154 | 155 | 0.027 | 0.208 | 0.08 | 261 | 0 | 0.27 | 1 | 3 | cs | TRUE
159 | LV_5048-5_0_4_line_159 | NAYY 4x150 SE | 155 | 156 | 0.060258 | 0.208 | 0.08 | 261 | 0 | 0.27 | 1 | 3 | cs | TRUE
160 | LV_5048-5_0_4_line_160 | NAYY 4x150 SE | 156 | 157 | 0.0011008 | 0.208 | 0.08 | 261 | 0 | 0.27 | 1 | 3 | cs | TRUE
161 | LV_5048-5_0_4_line_161 | NAYY 4x150 SE | 157 | 158 | 0.014252 | 0.208 | 0.08 | 261 | 0 | 0.27 | 1 | 1 | cs | TRUE
162 | LV_5048-5_0_4_line_162 | NAYY 4x150 SE | 157 | 159 | 0.027663 | 0.208 | 0.08 | 261 | 0 | 0.27 | 1 | 3 | cs | TRUE
163 | LV_5048-5_0_4_line_163 | NAYY 4x150 SE | 158 | 160 | 0.0077688 | 0.208 | 0.08 | 261 | 0 | 0.27 | 1 | 1 | cs | TRUE
164 | LV_5048-5_0_4_line_164 | NAYY 4x150 SE | 159 | 161 | 0.030289 | 0.208 | 0.08 | 261 | 0 | 0.27 | 1 | 3 | cs | TRUE
165 | LV_5048-5_0_4_line_165 | NAYY 4x150 SE | 160 | 162 | 0.01243 | 0.208 | 0.08 | 261 | 0 | 0.27 | 1 | 1 | cs | TRUE
166 | LV_5048-5_0_4_line_166 | NAYY 4x150 SE | 161 | 163 | 0.002299 | 0.208 | 0.08 | 261 | 0 | 0.27 | 1 | 3 | cs | TRUE
167 | LV_5048-5_0_4_line_167 | NAYY 4x150 SE | 163 | 164 | 0.014304 | 0.208 | 0.08 | 261 | 0 | 0.27 | 1 | 3 | cs | TRUE
168 | LV_5048-5_0_4_line_168 | NAYY 4x150 SE | 163 | 165 | 0.0085163 | 0.208 | 0.08 | 261 | 0 | 0.27 | 1 | 1 | cs | TRUE
169 | LV_5048-5_0_4_line_169 | NAYY 4x150 SE | 165 | 176 | 0.016572 | 0.208 | 0.08 | 261 | 0 | 0.27 | 1 | 1 | cs | TRUE
170 | LV_5048-5_0_4_line_170 | NAYY 4x150 SE | 166 | 167 | 0.0011568 | 0.208 | 0.08 | 261 | 0 | 0.27 | 1 | 3 | cs | TRUE
171 | LV_5048-5_0_4_line_171 | NAYY 4x150 SE | 167 | 168 | 0.0095673 | 0.208 | 0.08 | 261 | 0 | 0.27 | 1 | 3 | cs | TRUE
172 | LV_5048-5_0_4_line_172 | NAYY 4x150 SE | 168 | 169 | 0.0024403 | 0.208 | 0.08 | 261 | 0 | 0.27 | 1 | 3 | cs | TRUE
173 | LV_5048-5_0_4_line_173 | NAYY 4x150 SE | 169 | 175 | 0.009542 | 0.208 | 0.08 | 261 | 0 | 0.27 | 1 | 3 | cs | TRUE
174 | LV_5048-5_0_4_line_174 | NAYY 4x150 SE | 170 | 171 | 9.5943e-05 | 0.208 | 0.08 | 261 | 0 | 0.27 | 1 | 1 | cs | TRUE
175 | LV_5048-5_0_4_line_175 | NAYY 4x150 SE | 171 | 172 | 0.012383 | 0.208 | 0.08 | 261 | 0 | 0.27 | 1 | 1 | cs | TRUE
176 | LV_5048-5_0_4_line_176 | NAYY 4x150 SE | 172 | 173 | 0.0020277 | 0.208 | 0.08 | 261 | 0 | 0.27 | 1 | 1 | cs | TRUE
177 | LV_5048-5_0_4_line_177 | NAYY 4x150 SE | 173 | 174 | 0.010796 | 0.208 | 0.08 | 261 | 0 | 0.27 | 1 | 1 | cs | TRUE
178 | LV_5048-5_0_4_line_178 | NAYY 4x150 SE | 176 | 177 | 0.0013005 | 0.208 | 0.08 | 261 | 0 | 0.27 | 1 | 1 | cs | TRUE
179 | LV_5048-5_0_4_line_179 | NAYY 4x150 SE | 178 | 181 | 0.0093761 | 0.208 | 0.08 | 261 | 0 | 0.27 | 1 | 1 | cs | TRUE
180 | LV_5048-5_0_4_line_180 | NAYY 4x150 SE | 179 | 180 | 0.0031168 | 0.208 | 0.08 | 261 | 0 | 0.27 | 1 | 1 | cs | TRUE
181 | LV_5048-5_0_4_line_181 | NAYY 4x150 SE | 180 | 182 | 0.0046479 | 0.208 | 0.08 | 261 | 0 | 0.27 | 1 | 1 | cs | TRUE
182 | LV_5048-5_0_4_line_182 | NAYY 4x150 SE | 180 | 183 | 0.015097 | 0.208 | 0.08 | 261 | 0 | 0.27 | 1 | 1 | cs | TRUE
183 | LV_5048-5_0_4_line_183 | NAYY 4x150 SE | 181 | 184 | 0.020193 | 0.208 | 0.08 | 261 | 0 | 0.27 | 1 | 1 | cs | TRUE
184 | LV_5048-5_0_4_line_184 | NAYY 4x150 SE | 182 | 185 | 0.017589 | 0.208 | 0.08 | 261 | 0 | 0.27 | 1 | 1 | cs | TRUE
185 | LV_5048-5_0_4_line_185 | NAYY 4x150 SE | 183 | 186 | 0.081807 | 0.208 | 0.08 | 261 | 0 | 0.27 | 1 | 1 | cs | TRUE
186 | LV_5048-5_0_4_line_186 | NAYY 4x150 SE | 184 | 187 | 0.0024557 | 0.208 | 0.08 | 261 | 0 | 0.27 | 1 | 1 | cs | TRUE
187 | LV_5048-5_0_4_line_187 | NAYY 4x150 SE | 186 | 197 | 0.027366 | 0.208 | 0.08 | 261 | 0 | 0.27 | 1 | 1 | cs | TRUE
188 | LV_5048-5_0_4_line_188 | NAYY 4x150 SE | 187 | 199 | 0.0039473 | 0.208 | 0.08 | 261 | 0 | 0.27 | 1 | 1 | cs | TRUE
189 | LV_5048-5_0_4_line_189 | NAYY 4x150 SE | 188 | 189 | 0.034212 | 0.208 | 0.08 | 261 | 0 | 0.27 | 1 | 1 | cs | TRUE
190 | LV_5048-5_0_4_line_190 | NAYY 4x150 SE | 189 | 190 | 0.0065414 | 0.208 | 0.08 | 261 | 0 | 0.27 | 1 | 1 | cs | TRUE
191 | LV_5048-5_0_4_line_191 | NAYY 4x150 SE | 189 | 191 | 0.039571 | 0.208 | 0.08 | 261 | 0 | 0.27 | 1 | 1 | cs | TRUE
192 | LV_5048-5_0_4_line_192 | NAYY 4x150 SE | 190 | 192 | 0.0035306 | 0.208 | 0.08 | 261 | 0 | 0.27 | 1 | 1 | cs | TRUE
193 | LV_5048-5_0_4_line_193 | NAYY 4x150 SE | 191 | 193 | 0.094985 | 0.208 | 0.08 | 261 | 0 | 0.27 | 1 | 1 | cs | TRUE
194 | LV_5048-5_0_4_line_194 | NAYY 4x150 SE | 192 | 194 | 0.010491 | 0.208 | 0.08 | 261 | 0 | 0.27 | 1 | 1 | cs | TRUE
195 | LV_5048-5_0_4_line_195 | NAYY 4x150 SE | 193 | 195 | 0.023839 | 0.208 | 0.08 | 261 | 0 | 0.27 | 1 | 1 | cs | TRUE
196 | LV_5048-5_0_4_line_196 | NAYY 4x150 SE | 194 | 196 | 0.017483 | 0.208 | 0.08 | 261 | 0 | 0.27 | 1 | 1 | cs | TRUE
197 | LV_5048-5_0_4_line_197 | NAYY 4x150 SE | 195 | 197 | 0.060952 | 0.208 | 0.08 | 261 | 0 | 0.27 | 1 | 1 | cs | TRUE
198 | LV_5048-5_0_4_line_198 | NAYY 4x150 SE | 195 | 198 | 0.11145 | 0.208 | 0.08 | 261 | 0 | 0.27 | 1 | 1 | cs | TRUE

## trafo
| name | std_type | hv_bus | lv_bus | sn_mva | vn_hv_kv | vn_lv_kv | vk_percent | vkr_percent | pfe_kw | i0_percent | shift_degree | tap_side | tap_neutral | tap_min | tap_max | tap_step_percent | tap_step_degree | tap_pos | tap_phase_shifter | parallel | df | in_service
0 | LV_5048-5_0_4_trafo_88 | 0.25 MVA 20/0.4 kV | 200 | 135 | 0.25 | 20 | 0.4 | 6 | 1.44 | 0.8 | 0.32 | 150 | hv | 0 | -2 | 2 | 2.5 | 0 | 0 | FALSE | 1 | 1 | TRUE

## line_geodata
| x0 | y0 | x1 | y1 | x2 | y2 | x3 | y3 | x4 | y4 | x5 | y5 | x6 | y6 | x7 | y7 | x8 | y8 | x9 | y9 | x10 | y10 | x11 | y11 | x12 | y12 | x13 | y13 | x14 | y14 | x15 | y15 | x16 | y16 | x17 | y17 | x18 | y18 | x19 | y19 | x20 | y20 | x21 | y21 | x22 | y22
0 | 2714115.7744 | 1146042.3011 | 2714111.9943 | 1146044.709 | 2714113.4146 | 1146046.8039 | 2714101.3004 | 1146052.2894
1 | 2714090.5369 | 1146052.9974 | 2714101.3004 | 1146052.2894
2 | 2714121.4715 | 1146050.2476 | 2714116.5666 | 1146043.8838 | 2714115.7744 | 1146042.3011
3 | 2714090.5369 | 1146052.9974 | 2714089.1987 | 1146059.1428 | 2714088.0066 | 1146063.182
4 | 2714090.5369 | 1146052.9974 | 2714093.1208 | 1146041.1161 | 2714095.0915 | 1146025.5817
5 | 2714121.4715 | 1146050.2476 | 2714134.8734 | 1146067.6572 | 2714140.8024 | 1146076.1667
6 | 2714121.4715 | 1146050.2476 | 2714123.4462 | 1146045.7931 | 2714123.1439 | 1146040.2503 | 2714122.773 | 1146038.1592
7 | 2714082.0389 | 1146083.4012 | 2714088.0066 | 1146063.182
8 | 2714101.8482 | 1146005.0907 | 2714096.6976 | 1146012.9206 | 2714095.0915 | 1146025.5817
9 | 2714101.8482 | 1146005.0907 | 2714105.9577 | 1146005.5799
10 | 2714101.8482 | 1146005.0907 | 2714100.4056 | 1145999.304 | 2714100.0951 | 1145997.3329
11 | 2714157.4884 | 1146104.9434 | 2714148.219 | 1146086.8114 | 2714140.8024 | 1146076.1667
12 | 2714122.773 | 1146038.1592 | 2714121.0957 | 1146028.7039 | 2714121.8386 | 1146021.9357 | 2714127.7096 | 1146007.8571
13 | 2714082.0389 | 1146083.4012 | 2714079.5268 | 1146095.3233
14 | 2714082.0389 | 1146083.4012 | 2714075.6943 | 1146074.3419 | 2714069.7688 | 1146065.4683 | 2714058.856 | 1146049.0924
15 | 2714094.0625 | 1145961.1037 | 2714095.4391 | 1145967.7779 | 2714100.0951 | 1145997.3329
16 | 2714157.4884 | 1146104.9434 | 2714154.7492 | 1146106.7594 | 2714153.7894 | 1146108.3423 | 2714153.1322 | 1146110.5869 | 2714153.0864 | 1146121.1153 | 2714152.58 | 1146123.107 | 2714150.592 | 1146124.6148 | 2714148.1608 | 1146125.1803 | 2714146.012 | 1146124.6281 | 2714144.0336 | 1146122.7895 | 2714143.5628 | 1146120.4679 | 2714144.2346 | 1146109.3399 | 2714143.7608 | 1146107.1739 | 2714142.8613 | 1146105.9783 | 2714141.2254 | 1146105.1246 | 2714139.3215 | 1146105.0329 | 2714137.041 | 1146105.7569 | 2714135.4218 | 1146106.8603 | 2714133.7658 | 1146109.9088 | 2714130.5339 | 1146117.4526 | 2714128.6861 | 1146119.6747 | 2714121.2069 | 1146125.4926
17 | 2714157.4884 | 1146104.9434 | 2714162.3773 | 1146104.847 | 2714166.5957 | 1146106.0721 | 2714170.6209 | 1146111.0072 | 2714172.6558 | 1146119.5958 | 2714172.6813 | 1146119.8531
18 | 2714127.7096 | 1146007.8571 | 2714136.4168 | 1145986.9772 | 2714140.2988 | 1145983.2482 | 2714144.226 | 1145982.8112 | 2714147.9051 | 1145984.115 | 2714151.1498 | 1145987.2563 | 2714153.5251 | 1145992.039
19 | 2714079.3619 | 1146111.2143 | 2714079.4977 | 1146095.4612 | 2714079.5268 | 1146095.3233
20 | 2714058.856 | 1146049.0924 | 2714052.2322 | 1146039.1525 | 2714044.927 | 1146036.9907 | 2714042.3939 | 1146036.6262
21 | 2714094.0625 | 1145961.1037 | 2714093.9206 | 1145960.4157
22 | 2714164.8629 | 1146133.0461 | 2714168.3674 | 1146132.6122 | 2714169.8849 | 1146132.0072 | 2714172.2611 | 1146129.8841 | 2714173.4105 | 1146127.2152 | 2714172.6813 | 1146119.8531
23 | 2714175.5849 | 1146034.8068 | 2714174.2596 | 1146034.5363 | 2714171.1302 | 1146031.3972 | 2714161.964 | 1146009.031 | 2714153.5251 | 1145992.039
24 | 2714079.3619 | 1146111.2143 | 2714079.3559 | 1146111.9132
25 | 2714038.076 | 1146036.0049 | 2714042.3939 | 1146036.6262
26 | 2714089.5036 | 1145939 | 2714093.9206 | 1145960.4157
27 | 2714089.5036 | 1145939 | 2714088.5487 | 1145934.3698 | 2714088.4494 | 1145934.0217
28 | 2714066.8296 | 1145897.8004 | 2714070.5924 | 1145903.0093 | 2714079.8617 | 1145914.2699 | 2714085.4574 | 1145923.5264 | 2714088.4494 | 1145934.0217
29 | 2714066.8296 | 1145897.8004 | 2714065.4705 | 1145895.9188 | 2714063.0708 | 1145888.7068
30 | 2714062.3645 | 1145882.1954 | 2714062.5331 | 1145887.0907 | 2714063.0708 | 1145888.7068
31 | 2714208.7572 | 1146003.5468 | 2714194.7465 | 1145989.153
32 | 2714208.7572 | 1146003.5468 | 2714209.918 | 1146007.1712 | 2714210.067 | 1146010.2538 | 2714205.2533 | 1146030.7096 | 2714202.4065 | 1146034.1468 | 2714199.8061 | 1146035.1205 | 2714178.1635 | 1146035.333 | 2714175.5849 | 1146034.8068
33 | 2714208.7572 | 1146003.5468 | 2714211.1451 | 1146004.8391
34 | 2714253.4585 | 1146042.3415 | 2714249.3207 | 1146032.401 | 2714246.0289 | 1146026.4791 | 2714241.9953 | 1146021.9886 | 2714236.0029 | 1146017.461 | 2714222.2126 | 1146010.8287 | 2714211.1451 | 1146004.8391
35 | 2714253.4585 | 1146042.3415 | 2714429.2141 | 1146173.6135
36 | 2713408.7276 | 1146296.3165 | 2713407.0895 | 1146298.6795 | 2713378.2403 | 1146325.0434 | 2713361.0411 | 1146326.8323 | 2713347.3742 | 1146329.9663 | 2713333.1927 | 1146333.5021 | 2713328.4904 | 1146333.0566
37 | 2713418.7103 | 1146270.3571 | 2713414.0887 | 1146280.7548 | 2713412.4761 | 1146290.909 | 2713408.7276 | 1146296.3165
38 | 2713279.4857 | 1146340.0102 | 2713294.7375 | 1146333.8019 | 2713306.0192 | 1146331.6569 | 2713316.9397 | 1146331.9623 | 2713328.4904 | 1146333.0566
39 | 2713418.7103 | 1146270.3571 | 2713427.7426 | 1146261.8067
40 | 2713418.7103 | 1146270.3571 | 2713427.7559 | 1146275.5751 | 2713430.7032 | 1146279.9155
41 | 2713279.4857 | 1146340.0102 | 2713263.8507 | 1146346.3745 | 2713245.5308 | 1146351.7895
42 | 2713430.8465 | 1146255.8869 | 2713429.4203 | 1146260.2185 | 2713427.7426 | 1146261.8067
43 | 2713450.8685 | 1146302.4273 | 2713450.5446 | 1146301.7767 | 2713432.7652 | 1146282.952 | 2713430.7032 | 1146279.9155
44 | 2713385.4372 | 1146109.0338 | 2713454.5257 | 1146216.4284
45 | 2713388.3783 | 1146106.4003 | 2713385.4372 | 1146109.0338
46 | 2713454.5257 | 1146216.4284 | 2713475.6286 | 1146208.9316 | 2713479.8424 | 1146207.9547 | 2713482.6889 | 1146207.7749 | 2713485.6165 | 1146208.586 | 2713491.4321 | 1146211.9088 | 2713493.5483 | 1146210.1141 | 2713495.9799 | 1146209.9264 | 2713498.33 | 1146210.8046 | 2713500.2976 | 1146212.4093 | 2713502.874 | 1146215.9602 | 2713505.8147 | 1146221.3858
47 | 2713454.5257 | 1146216.4284 | 2713444.5511 | 1146223.8234 | 2713439.1553 | 1146233.306 | 2713435.321 | 1146242.2843 | 2713433.4711 | 1146247.908
48 | 2713388.3783 | 1146106.4003 | 2713385.4017 | 1146101.2333
49 | 2713888.1168 | 1146086.5712 | 2713895.5248 | 1146097.5183 | 2713899.7173 | 1146101.7448
50 | 2713888.1168 | 1146086.5712 | 2713799.5632 | 1146016.2861
51 | 2713899.7173 | 1146101.7448 | 2713909.186 | 1146096.4639
52 | 2713799.5632 | 1146016.2861 | 2713792.1452 | 1146016.4351 | 2713762.5361 | 1146017.0769
53 | 2713219.6078 | 1146355.0731 | 2713224.2363 | 1146354.4025 | 2713236.4423 | 1146348.0386 | 2713245.5308 | 1146351.7895 | 2713245.5308 | 1146351.7895
54 | 2713430.8465 | 1146255.8869 | 2713433.4711 | 1146247.908
55 | 2713438.4037 | 1146331.6014 | 2713441.6662 | 1146324.825 | 2713449.6439 | 1146316.9699 | 2713453.2527 | 1146311.3896 | 2713453.2322 | 1146307.1753 | 2713450.8685 | 1146302.4273
56 | 2713083.836 | 1146393.0712 | 2713089.2568 | 1146394.5072 | 2713099.0239 | 1146398.1261 | 2713103.482 | 1146398.4543 | 2713112.483 | 1146396.2217 | 2713124.1369 | 1146389.3802 | 2713135.8251 | 1146379.0816 | 2713145.2414 | 1146372.3316 | 2713174.2694 | 1146361.3357 | 2713183.6059 | 1146360.0657 | 2713193.0095 | 1146360.5425 | 2713199.4426 | 1146357.9949 | 2713219.6078 | 1146355.0731
57 | 2713335.7135 | 1146053.1972 | 2713226.1626 | 1146110.8856
58 | 2713335.7135 | 1146053.1972 | 2713340.2118 | 1145898.1792
59 | 2713335.7135 | 1146053.1972 | 2713365.5765 | 1146064.088 | 2713373.5186 | 1146069.1629 | 2713376.7405 | 1146073.1261 | 2713377.8921 | 1146077.673 | 2713379.9494 | 1146088.8079 | 2713382.2915 | 1146095.8344 | 2713385.4017 | 1146101.2333
60 | 2713438.4037 | 1146331.6014 | 2713529.3458 | 1146483.8805
61 | 2713063.9958 | 1146391.0756 | 2713064.9386 | 1146386.6904 | 2713060.1917 | 1146368.178 | 2713059.5851 | 1146362.8298 | 2713062.5282 | 1146358.3153 | 2713066.6886 | 1146358.1265 | 2713070.8745 | 1146361.4962 | 2713075.8684 | 1146372.5749 | 2713084.0747 | 1146385.6708 | 2713083.836 | 1146393.0712
62 | 2713531.6419 | 1146486.8035 | 2713530.0588 | 1146485.1837 | 2713529.3458 | 1146483.8805 | 2713529.3458 | 1146483.8805
63 | 2714164.8629 | 1146133.0461 | 2714165.315 | 1146138.5412
64 | 2713063.9958 | 1146391.0756 | 2712708.0379 | 1146255.7558
65 | 2714062.3645 | 1145882.1954 | 2714067.3388 | 1145862.5765 | 2714069.5082 | 1145857.1695
66 | 2713505.8147 | 1146221.3858 | 2713515.9783 | 1146248.017 | 2713519.8835 | 1146256.485 | 2713523.0189 | 1146261.7697 | 2713532.1579 | 1146275.0728 | 2713535.4541 | 1146282.8289 | 2713535.5849 | 1146283.3743
67 | 2714069.5082 | 1145857.1695 | 2714061.5849 | 1145857.2085 | 2714054.2419 | 1145853.3782 | 2714051.2009 | 1145849.6182 | 2714054.0959 | 1145843.6356 | 2714056.5365 | 1145840.0553
68 | 2714023.3616 | 1145888.6948 | 2714026.596 | 1145896.295 | 2714026.596 | 1145896.295
69 | 2714042.5438 | 1145923.8361 | 2714042.7644 | 1145923.063 | 2714042.2434 | 1145916.0818 | 2714039.2245 | 1145909.1201 | 2714030.927 | 1145902.948 | 2714026.596 | 1145896.295
70 | 2714077.8935 | 1145825.8976 | 2714070.4454 | 1145829.58 | 2714060.6652 | 1145835.1542 | 2714058.1663 | 1145837.6642 | 2714056.5365 | 1145840.0553
71 | 2713643.4576 | 1145811.4996 | 2713642.5184 | 1145819.6386 | 2713640.9271 | 1145827.4138
72 | 2713709.0579 | 1145701.5256 | 2713701.7943 | 1145704.057 | 2713694.1004 | 1145707.4031 | 2713690.105 | 1145711.8529 | 2713680.2052 | 1145722.9626 | 2713673.5854 | 1145735.3682 | 2713668.2294 | 1145745.9521 | 2713663.9416 | 1145754.9105 | 2713657.0834 | 1145768.5459 | 2713653.6408 | 1145776.2861 | 2713649.5953 | 1145782.9921 | 2713646.3173 | 1145793.0036 | 2713644.2453 | 1145804.6723 | 2713643.4576 | 1145811.4996
73 | 2713529.279 | 1145900.5038 | 2713533.2391 | 1145898.3213 | 2713537.2612 | 1145892.849 | 2713539.655 | 1145886.1118 | 2713545.1251 | 1145880.0552 | 2713552.2622 | 1145873.2073 | 2713558.5467 | 1145867.9777 | 2713566.2481 | 1145863.8089 | 2713573.3078 | 1145861.0733 | 2713583.0061 | 1145860.6335 | 2713591.4792 | 1145859.1476 | 2713600.1479 | 1145858.6995 | 2713609.8345 | 1145858.8821 | 2713617.4742 | 1145857.9921 | 2713621.8763 | 1145853.9724 | 2713626.7049 | 1145849.3381 | 2713631.3106 | 1145845.5223 | 2713635.3716 | 1145837.9939 | 2713640.9271 | 1145827.4138 | 2713640.9271 | 1145827.4138
74 | 2713709.0579 | 1145701.5256 | 2713714.7361 | 1145701.2284
75 | 2713529.279 | 1145900.5038 | 2713525.0881 | 1145904.3274 | 2713519.2458 | 1145908.1199 | 2713515.65 | 1145912.9888 | 2713517.1624 | 1145920.4111 | 2713524.2902 | 1145924.6592 | 2713534.5796 | 1145925.4645 | 2713542.8735 | 1145927.7778
76 | 2713529.279 | 1145900.5038 | 2713531.0195 | 1145895.8112 | 2713530.9591 | 1145888.0049 | 2713529.5434 | 1145875.8591 | 2713528.5349 | 1145863.7209 | 2713527.0653 | 1145854.0313 | 2713525.7952 | 1145844.7679 | 2713523.6568 | 1145837.9453 | 2713521.5494 | 1145829.4778 | 2713521.7079 | 1145821.0641 | 2713522.6305 | 1145816.1449 | 2713524.0027 | 1145808.5657 | 2713522.2442 | 1145803.6071 | 2713517.5061 | 1145792.4216 | 2713513.0899 | 1145786.1788 | 2713509.8951 | 1145780.7706 | 2713510.2262 | 1145774.2059 | 2713511.5714 | 1145768.4718 | 2713513.3043 | 1145763.7791 | 2713512.3522 | 1145759.6585
77 | 2713714.7361 | 1145701.2284 | 2713725.8698 | 1145700.6456
78 | 2713542.8735 | 1145927.7778 | 2713545.656 | 1145928.5529 | 2713553.6484 | 1145930.9605 | 2713564.8838 | 1145936.2089 | 2713574.8631 | 1145942.8679 | 2713586.2323 | 1145952.0215 | 2713600.9903 | 1145967.2874 | 2713603.1768 | 1145971.1422 | 2713604.0112 | 1145974.9827 | 2713603.5309 | 1145980.077 | 2713594.1318 | 1145997.6783 | 2713592.1935 | 1146001.8557 | 2713592.1802 | 1146004.1903 | 2713595.6394 | 1146010.2373 | 2713598.8782 | 1146011.6659 | 2713605.3219 | 1146010.6199 | 2713613.1878 | 1146008.7224 | 2713619.8367 | 1146006.1682 | 2713627.9761 | 1146000.7735 | 2713638.2253 | 1145996.6995
79 | 2713542.8735 | 1145927.7778 | 2713538.5569 | 1145930.1203 | 2713526.1663 | 1145931.5324 | 2713503.0367 | 1145933.9764 | 2713482.6307 | 1145934.2036 | 2713470.9243 | 1145931.9263 | 2713469.0344 | 1145933.5362 | 2713468.961 | 1145937.4374 | 2713472.7857 | 1145942.446 | 2713487.0377 | 1145951.5425 | 2713489.4027 | 1145957.3464 | 2713491.152 | 1145974.2238 | 2713491.9159 | 1145977.318 | 2713505.9886 | 1145993.2123
80 | 2713512.3522 | 1145759.6585 | 2713506.8393 | 1145767.9824 | 2713496.3564 | 1145777.4358 | 2713495.16 | 1145778.3176
81 | 2713512.3522 | 1145759.6585 | 2713422.0128 | 1145616.3638
82 | 2713736.3096 | 1145701.9705 | 2713736.1844 | 1145701.9374 | 2713726.3884 | 1145700.6185 | 2713725.8698 | 1145700.6456
83 | 2714061.3373 | 1145769.1898 | 2714075.8321 | 1145770.7205 | 2714077.6993 | 1145776.8155
84 | 2714077.6993 | 1145776.8155 | 2714081.0007 | 1145783.8715
85 | 2714077.6993 | 1145776.8155 | 2714072.567 | 1145777.2259
86 | 2713638.2253 | 1145996.6995 | 2713639.8062 | 1145996.0711 | 2713649.0893 | 1145995.6347 | 2713708.3872 | 1146015.6435 | 2713717.1648 | 1146017.1545 | 2713725.6662 | 1146017.415 | 2713737.0862 | 1146017.485
87 | 2713495.16 | 1145778.3176 | 2713353.8952 | 1145847.6473
88 | 2713439.9917 | 1145587.5496 | 2713433.0799 | 1145582.4162 | 2713431.5894 | 1145584.8453 | 2713430.328 | 1145597.1519 | 2713428.9057 | 1145606.9872 | 2713425.7975 | 1145613.2996 | 2713422.0128 | 1145616.3638
89 | 2713422.0128 | 1145616.3638 | 2713412.2914 | 1145616.2508
90 | 2713746.2471 | 1145704.5957 | 2713736.3096 | 1145701.9705
91 | 2713762.285 | 1146017.0823 | 2713742.2468 | 1146017.5167 | 2713737.0862 | 1146017.485
92 | 2713340.2118 | 1145898.1792 | 2713337.5745 | 1145893.3597 | 2713337.4464 | 1145889.1434 | 2713338.5798 | 1145883.6277 | 2713342.9439 | 1145876.3049 | 2713345.4334 | 1145869.7807 | 2713350.5233 | 1145862.2714 | 2713353.501 | 1145851.8538 | 2713353.8952 | 1145847.6473
93 | 2713286.9737 | 1145534.2843 | 2713412.2914 | 1145616.2508
94 | 2713286.9737 | 1145534.2843 | 2713280.3013 | 1145530.0209 | 2713260.3261 | 1145507.2529 | 2713259.0093 | 1145500.4459 | 2713258.6909 | 1145495.3032 | 2713261.8756 | 1145490.2263 | 2713264.8798 | 1145484.1231 | 2713265.3373 | 1145481.8636 | 2713260.5723 | 1145461.0269 | 2713259.3375 | 1145438.8113 | 2713257.079 | 1145438.3575 | 2713248.0786 | 1145445.7934 | 2713245.1941 | 1145445.9393 | 2713244.1662 | 1145445.0194 | 2713243.608 | 1145442.4183 | 2713241.3918 | 1145439.7082 | 2713239.7775 | 1145438.5104 | 2713237.6887 | 1145438.8381 | 2713233.1154 | 1145440.1086 | 2713230.2749 | 1145439.9552 | 2713228.0574 | 1145438.1346 | 2713221.2813 | 1145424.1203 | 2713213.3952 | 1145421.2561
95 | 2713180.0895 | 1145415.5637 | 2713185.8056 | 1145414.0033 | 2713193.8412 | 1145414.1542 | 2713213.3952 | 1145421.2561
96 | 2713470.2747 | 1145500.7395 | 2713468.2119 | 1145506.6269 | 2713466.7323 | 1145508.478 | 2713460.2906 | 1145511.0252 | 2713454.9207 | 1145511.7469 | 2713431.675 | 1145509.2524 | 2713411.9246 | 1145507.2352 | 2713404.0926 | 1145507.299 | 2713400.5199 | 1145510.9343 | 2713399.8165 | 1145515.235 | 2713400.3808 | 1145518.3254 | 2713412.9565 | 1145534.4837 | 2713416.6642 | 1145540.4129 | 2713420.7727 | 1145551.9979 | 2713426.882 | 1145566.7003 | 2713434.7783 | 1145574.2427 | 2713438.6342 | 1145577.6063 | 2713439.9917 | 1145587.5496
97 | 2713746.2471 | 1145704.5957 | 2713756.3807 | 1145705.9433 | 2713768.06 | 1145707.2311 | 2713782.3622 | 1145710.0139
98 | 2713746.2471 | 1145704.5957 | 2713751.2615 | 1145698.2749 | 2713754.2928 | 1145695.6415 | 2713762.1633 | 1145695.9679 | 2713771.3352 | 1145696.5636 | 2713785.1109 | 1145697.5241 | 2713794.1275 | 1145696.5714 | 2713801.1724 | 1145693.4133 | 2713808.5244 | 1145689.4606 | 2713815.851 | 1145686.4413 | 2713826.4071 | 1145687.797 | 2713837.2771 | 1145686.9318
99 | 2714080.5387 | 1146141.1631 | 2714080.3802 | 1146150.5469
100 | 2714080.5443 | 1146140.8271 | 2714080.5387 | 1146141.1631
101 | 2714080.5443 | 1146140.8271 | 2714080.6694 | 1146133.4197 | 2714080.1071 | 1146124.5489
102 | 2714079.553 | 1146115.8057 | 2714080.1071 | 1146124.5489
103 | 2714079.3559 | 1146111.9132 | 2714079.35 | 1146112.6031 | 2714079.553 | 1146115.8057
104 | 2713531.6419 | 1146486.8035 | 2713531.6419 | 1146486.8035 | 2713533.5877 | 1146487.5184
105 | 2713533.5877 | 1146487.5184 | 2713533.5877 | 1146487.5184 | 2713535.7369 | 1146487.6367 | 2713537.8054 | 1146487.142 | 2713537.8054 | 1146487.142
106 | 2713559.3563 | 1146477.4065 | 2713554.135 | 1146478.8773 | 2713549.5966 | 1146480.782 | 2713544.243 | 1146483.5386 | 2713540.6615 | 1146485.6281 | 2713537.8054 | 1146487.142
107 | 2713581.9924 | 1146470.085 | 2713577.2934 | 1146472.3536 | 2713559.3563 | 1146477.4065
108 | 2714019.83 | 1146037.0161 | 2714023.417 | 1146036.2834 | 2714038.076 | 1146036.0049
109 | 2714019.83 | 1146037.0161 | 2714020.421 | 1146039.1641
110 | 2714019.83 | 1146037.0161 | 2714018.9058 | 1146033.4741
111 | 2714020.421 | 1146039.1641 | 2714026.113 | 1146059.8543
112 | 2714018.9058 | 1146033.4741 | 2714017.1094 | 1146026.578
113 | 2714018.9058 | 1146033.4741 | 2714010.6206 | 1146035.1852 | 2714009.3391 | 1146034.9514
114 | 2714026.6823 | 1146061.9236 | 2714026.113 | 1146059.8543
115 | 2714017.1094 | 1146026.578 | 2714016.5224 | 1146024.3245
116 | 2713994.3089 | 1146032.3005 | 2714000.5584 | 1146033.3493 | 2714009.3391 | 1146034.9514
117 | 2714244.7764 | 1145607.3323 | 2714239.6777 | 1145594.9608 | 2714239.7561 | 1145584.4785
118 | 2714244.5982 | 1145563.6221 | 2714239.8128 | 1145576.8847 | 2714239.7561 | 1145584.4785
119 | 2714244.7764 | 1145607.3323 | 2714236.1784 | 1145610.9162 | 2714222.9339 | 1145613.5449 | 2714185.3958 | 1145620.3497 | 2714173.3659 | 1145625.3919 | 2714159.9838 | 1145634.478 | 2714155.8745 | 1145638.7336
120 | 2714155.8745 | 1145638.7336 | 2714150.0791 | 1145644.7354
121 | 2714150.0791 | 1145644.7354 | 2714144.7381 | 1145650.2666 | 2714135.2301 | 1145660.1154 | 2714131.9243 | 1145668.3027 | 2714131.9243 | 1145668.3027
122 | 2714159.6858 | 1145747.1694 | 2714170.7813 | 1145738.2958 | 2714176.9842 | 1145732.5428 | 2714178.9309 | 1145727.543 | 2714179.1242 | 1145722.61 | 2714177.5892 | 1145716.8327 | 2714173.4771 | 1145710.7952 | 2714138.304 | 1145685.268 | 2714133.5773 | 1145679.219 | 2714132.0307 | 1145673.6416 | 2714131.9243 | 1145668.3027
123 | 2714159.6858 | 1145747.1694 | 2714135.2629 | 1145736.2888 | 2714132.2371 | 1145736.1871 | 2714132.2371 | 1145736.1871
124 | 2714041.912 | 1145926.0492 | 2714042.5438 | 1145923.8361
125 | 2714119.7567 | 1145804.8076 | 2714119.3463 | 1145807.0013
126 | 2714119.3463 | 1145807.0013 | 2714129.188 | 1145806.7095 | 2714130.6862 | 1145808.7504 | 2714130.6862 | 1145808.7504
127 | 2714119.7567 | 1145804.8076 | 2714117.524 | 1145798.313
128 | 2714119.7567 | 1145804.8076 | 2714123.3226 | 1145790.5878 | 2714125.1828 | 1145785.6384
129 | 2714136.5349 | 1145808.6123 | 2714130.6862 | 1145808.7504
130 | 2714077.8935 | 1145825.8976 | 2714078.7842 | 1145825.4572 | 2714081.7602 | 1145824.0582
131 | 2714081.0007 | 1145783.8715 | 2714084.5304 | 1145786.1731 | 2714096.0825 | 1145784.0236 | 2714099.9016 | 1145784.5861
132 | 2714081.0007 | 1145783.8715 | 2714084.481 | 1145791.22 | 2714085.2471 | 1145797.28
133 | 2714113.4931 | 1145786.5881 | 2714099.9016 | 1145784.5861
134 | 2714085.2471 | 1145797.28 | 2714085.2897 | 1145797.6173 | 2714085.7264 | 1145800.5902
135 | 2713180.0895 | 1145415.5637 | 2713170.5269 | 1145418.1649
136 | 2714113.4931 | 1145786.5881 | 2714113.348 | 1145780.0476 | 2714114.3281 | 1145773.7398 | 2714115.6928 | 1145767.1963
137 | 2714113.4931 | 1145786.5881 | 2714117.524 | 1145798.313
138 | 2714086.3888 | 1145805.3698 | 2714086.0317 | 1145802.668 | 2714085.7264 | 1145800.5902
139 | 2714020.5716 | 1145973.7926 | 2714023.9242 | 1145962.3662 | 2714025.1174 | 1145958.3155
140 | 2714017.673 | 1145979.8215 | 2714020.0473 | 1145975.5794 | 2714020.5716 | 1145973.7926
141 | 2714036.4029 | 1145938.3283 | 2714034.5098 | 1145941.8305 | 2714028.7699 | 1145945.8802 | 2714026.4288 | 1145953.8634 | 2714025.1174 | 1145958.3155
142 | 2714017.5741 | 1145979.9984 | 2714017.673 | 1145979.8215
143 | 2714041.912 | 1145926.0492 | 2714040.6494 | 1145930.4723 | 2714036.4029 | 1145938.3283
144 | 2714012.7122 | 1145989.68 | 2714012.894 | 1145988.1303 | 2714015.7924 | 1145983.1818 | 2714017.5741 | 1145979.9984
145 | 2714012.6599 | 1145990.1262 | 2714012.7122 | 1145989.68
146 | 2714012.6599 | 1145990.1262 | 2714011.7488 | 1145997.8929 | 2714012.0887 | 1146000.7491
147 | 2714012.2439 | 1146002.0535 | 2714012.0887 | 1146000.7491
148 | 2714089.2602 | 1145813.0056 | 2714089.784 | 1145813.9132 | 2714090.5514 | 1145817.619 | 2714090.0107 | 1145819.7992 | 2714086.1732 | 1145821.9836 | 2714081.7602 | 1145824.0582
149 | 2714086.3888 | 1145805.3698 | 2714086.845 | 1145808.8209 | 2714089.2602 | 1145813.0056
150 | 2714136.5349 | 1145808.6123 | 2714139.0506 | 1145808.553 | 2714143.0264 | 1145807.7184
151 | 2714146.3422 | 1145807.0223 | 2714143.0264 | 1145807.7184
152 | 2713925.5188 | 1146087.3547 | 2713909.186 | 1146096.4639
153 | 2713762.5361 | 1146017.0769 | 2713762.285 | 1146017.0823
154 | 2714026.6823 | 1146061.9236 | 2714027.1204 | 1146063.516 | 2714029.1127 | 1146070.5712
155 | 2714032.4078 | 1146084.9969 | 2714030.4475 | 1146075.2978 | 2714029.1127 | 1146070.5712
156 | 2714032.4078 | 1146084.9969 | 2714028.8902 | 1146090.1894 | 2714026.2965 | 1146102.1817 | 2714024.2585 | 1146107.1464 | 2714022.7387 | 1146109.8404
157 | 2714022.7387 | 1146109.8404 | 2714019.0826 | 1146116.3213 | 2714014.8039 | 1146124.2164
158 | 2713997.8114 | 1146144.4378 | 2714000.273 | 1146143.4837 | 2714001.8128 | 1146142.5122 | 2714003.7417 | 1146140.4695 | 2714008.3541 | 1146135.0865 | 2714014.0904 | 1146125.533 | 2714014.8039 | 1146124.2164
159 | 2713997.8114 | 1146144.4378 | 2713997.4509 | 1146142.3741 | 2713997.3466 | 1146140.1707 | 2713997.7631 | 1146133.185 | 2713998.4995 | 1146128.3735 | 2713998.8621 | 1146118.5516 | 2713998.0394 | 1146112.8879 | 2713992.8056 | 1146099.5356 | 2713986.9315 | 1146086.6089
160 | 2713986.4761 | 1146085.6067 | 2713986.9315 | 1146086.6089
161 | 2713986.4761 | 1146085.6067 | 2713983.9648 | 1146079.8443 | 2713979.7356 | 1146073.0931
162 | 2713986.4761 | 1146085.6067 | 2713980.698 | 1146088.4327 | 2713971.6676 | 1146092.9873 | 2713968.0965 | 1146093.2866 | 2713965.5993 | 1146092.8725 | 2713961.6383 | 1146089.8178
163 | 2713979.7356 | 1146073.0931 | 2713976.7894 | 1146068.39 | 2713975.526 | 1146066.5656
164 | 2713939.3514 | 1146082.2583 | 2713942.5474 | 1146079.8505 | 2713946.2984 | 1146078.1647 | 2713952.178 | 1146076.8749 | 2713954.7649 | 1146079.0475 | 2713958.9051 | 1146085.6301 | 2713961.6383 | 1146089.8178
165 | 2713968.4493 | 1146056.3466 | 2713975.526 | 1146066.5656
166 | 2713939.3514 | 1146082.2583 | 2713938.0113 | 1146080.3873
167 | 2713938.0113 | 1146080.3873 | 2713925.5188 | 1146087.3547
168 | 2713938.0113 | 1146080.3873 | 2713934.9271 | 1146076.0706 | 2713933.5555 | 1146073.1673
169 | 2713933.5555 | 1146073.1673 | 2713931.159 | 1146068.0942 | 2713929.0152 | 1146061.5827 | 2713927.9982 | 1146057.6044
170 | 2714012.3806 | 1146003.2022 | 2714012.2439 | 1146002.0535
171 | 2714013.8576 | 1146012.6473 | 2714012.9886 | 1146008.3121 | 2714012.3806 | 1146003.2022
172 | 2714013.8576 | 1146012.6473 | 2714014.3372 | 1146015.04
173 | 2714016.5224 | 1146024.3245 | 2714015.1161 | 1146018.9261 | 2714014.3372 | 1146015.04
174 | 2713994.2143 | 1146032.2847 | 2713994.3089 | 1146032.3005
175 | 2713994.2143 | 1146032.2847 | 2713990.1793 | 1146031.6075 | 2713984.3118 | 1146025.7483
176 | 2713982.3065 | 1146025.4482 | 2713984.3118 | 1146025.7483 | 2713984.3118 | 1146025.7483
177 | 2713982.3065 | 1146025.4482 | 2713971.6294 | 1146023.8508
178 | 2713927.6761 | 1146056.3444 | 2713927.9982 | 1146057.6044
179 | 2714132.2371 | 1145736.1871 | 2714128.6504 | 1145738.5207 | 2714126.0537 | 1145742.9067
180 | 2714166.6682 | 1145800.4593 | 2714166.1724 | 1145799.8606 | 2714165.0509 | 1145797.8075
181 | 2714166.6682 | 1145800.4593 | 2714163.8289 | 1145801.8731 | 2714162.3945 | 1145802.2213
182 | 2714166.6682 | 1145800.4593 | 2714168.7337 | 1145802.9778 | 2714177.1429 | 1145811.3128
183 | 2714117.0666 | 1145760.9495 | 2714121.8868 | 1145749.9448 | 2714126.0537 | 1145742.9067
184 | 2714162.3945 | 1145802.2213 | 2714157.7533 | 1145803.348 | 2714151.2761 | 1145804.1148 | 2714150.1759 | 1145806.2176 | 2714146.3422 | 1145807.0223
185 | 2714232.7865 | 1145860.6697 | 2714224.7892 | 1145857.4533 | 2714192.9558 | 1145844.7197 | 2714189.6661 | 1145842.3225 | 2714188.1652 | 1145840.4262 | 2714187.1352 | 1145837.1934 | 2714186.2446 | 1145826.2026 | 2714185.5833 | 1145822.5765 | 2714184.524 | 1145819.6768 | 2714182.8916 | 1145817.0107 | 2714177.1429 | 1145811.3128
186 | 2714117.0666 | 1145760.9495 | 2714116.9312 | 1145761.2585 | 2714116.4987 | 1145763.3321
187 | 2714232.7865 | 1145860.6697 | 2714247.3324 | 1145866.5197 | 2714253.9809 | 1145866.8459 | 2714258.6575 | 1145864.9888
188 | 2714115.6928 | 1145767.1963 | 2714116.4987 | 1145763.3321
189 | 2714394.7291 | 1145718.2264 | 2714400.7492 | 1145708.7565 | 2714405.7587 | 1145705.5605 | 2714412.4626 | 1145699.7394 | 2714417.934 | 1145693.6725
190 | 2714394.7291 | 1145718.2264 | 2714395.8145 | 1145718.9363 | 2714400.6182 | 1145721.0407
191 | 2714393.4613 | 1145755.8718 | 2714395.5034 | 1145746.2597 | 2714393.4128 | 1145736.9694 | 2714390.3368 | 1145731.0071 | 2714394.0448 | 1145720.2703 | 2714394.7291 | 1145718.2264
192 | 2714404.0737 | 1145721.7526 | 2714400.7226 | 1145721.0864 | 2714400.6182 | 1145721.0407
193 | 2714393.4613 | 1145755.8718 | 2714389.5871 | 1145764.8376 | 2714386.1631 | 1145771.1435 | 2714379.2361 | 1145777.7943 | 2714369.4324 | 1145784.1793 | 2714364.0081 | 1145787.3675 | 2714343.3608 | 1145811.214 | 2714335.6407 | 1145818.3613 | 2714327.91 | 1145821.6058
194 | 2714404.0737 | 1145721.7526 | 2714405.5457 | 1145722.0452 | 2714411.5232 | 1145722.1031 | 2714414.5299 | 1145722.2848
195 | 2714305.5042 | 1145829.1972 | 2714313.592 | 1145824.9477 | 2714327.91 | 1145821.6058
196 | 2714431.9764 | 1145722.1046 | 2714431.0042 | 1145722.0727 | 2714421.7166 | 1145722.7191 | 2714414.5299 | 1145722.2848
197 | 2714305.5042 | 1145829.1972 | 2714300.0293 | 1145835.4643 | 2714286.3443 | 1145850.4037 | 2714269.1554 | 1145854.8031 | 2714258.6575 | 1145864.9888
198 | 2714304.3406 | 1145727.6743 | 2714299.5345 | 1145731.0855 | 2714295.5468 | 1145734.7012 | 2714291.9191 | 1145741.2146 | 2714288.8361 | 1145751.8298 | 2714286.3322 | 1145764.324 | 2714285.9263 | 1145774.79 | 2714286.9567 | 1145785.6945 | 2714290.034 | 1145797.2605 | 2714296.1603 | 1145810.9413 | 2714300.1102 | 1145820.2557 | 2714305.5042 | 1145829.1972

## bus_geodata
| x | y | coords
0 | 2714101.3004 | 1146052.2894
1 | 2714115.7744 | 1146042.3011
2 | 2714090.5369 | 1146052.9974
3 | 2714121.4715 | 1146050.2476
4 | 2714088.0066 | 1146063.182
5 | 2714095.0915 | 1146025.5817
6 | 2714105.9577 | 1146005.5799
7 | 2714101.8482 | 1146005.0907
8 | 2714140.8024 | 1146076.1667
9 | 2714122.773 | 1146038.1592
10 | 2714082.0389 | 1146083.4012
11 | 2714100.0951 | 1145997.3329
12 | 2714157.4884 | 1146104.9434
13 | 2714127.7096 | 1146007.8571
14 | 2714079.5268 | 1146095.3233
15 | 2714058.856 | 1146049.0924
16 | 2714094.0625 | 1145961.1037
17 | 2714121.2069 | 1146125.4926
18 | 2714172.6813 | 1146119.8531
19 | 2714153.5251 | 1145992.039
20 | 2714079.3619 | 1146111.2143
21 | 2714042.3939 | 1146036.6262
22 | 2714093.9206 | 1145960.4157
23 | 2714089.5036 | 1145939
24 | 2714088.4494 | 1145934.0217
25 | 2714066.8296 | 1145897.8004
26 | 2714063.0708 | 1145888.7068
27 | 2714194.7465 | 1145989.153
28 | 2714208.7572 | 1146003.5468
29 | 2714175.5849 | 1146034.8068
30 | 2714211.1451 | 1146004.8391
31 | 2714253.4585 | 1146042.3415
32 | 2714429.2141 | 1146173.6135
33 | 2713408.7276 | 1146296.3165
34 | 2713328.4904 | 1146333.0566
35 | 2713418.7103 | 1146270.3571
36 | 2713279.4857 | 1146340.0102
37 | 2713427.7426 | 1146261.8067
38 | 2713430.7032 | 1146279.9155
39 | 2713385.4372 | 1146109.0338
40 | 2713454.5257 | 1146216.4284
41 | 2713388.3783 | 1146106.4003
42 | 2713888.1168 | 1146086.5712
43 | 2713899.7173 | 1146101.7448
44 | 2713799.5632 | 1146016.2861
45 | 2713245.5308 | 1146351.7895
46 | 2713430.8465 | 1146255.8869
47 | 2713450.8685 | 1146302.4273
48 | 2713219.6078 | 1146355.0731
49 | 2713226.1626 | 1146110.8856
50 | 2713335.7135 | 1146053.1972
51 | 2713433.4711 | 1146247.908
52 | 2713438.4037 | 1146331.6014
53 | 2713083.836 | 1146393.0712
54 | 2713529.3458 | 1146483.8805
55 | 2714165.315 | 1146138.5412
56 | 2714164.8629 | 1146133.0461
57 | 2713063.9958 | 1146391.0756
58 | 2714062.3645 | 1145882.1954
59 | 2713505.8147 | 1146221.3858
60 | 2713535.5849 | 1146283.3743
61 | 2714069.5082 | 1145857.1695
62 | 2714023.3616 | 1145888.6948
63 | 2714026.596 | 1145896.295
64 | 2714056.5365 | 1145840.0553
65 | 2713643.4576 | 1145811.4996
66 | 2713640.9271 | 1145827.4138
67 | 2713709.0579 | 1145701.5256
68 | 2713529.279 | 1145900.5038
69 | 2713714.7361 | 1145701.2284
70 | 2713542.8735 | 1145927.7778
71 | 2713512.3522 | 1145759.6585
72 | 2713725.8698 | 1145700.6456
73 | 2714061.3373 | 1145769.1898
74 | 2714077.6993 | 1145776.8155
75 | 2713638.2253 | 1145996.6995
76 | 2713505.9886 | 1145993.2123
77 | 2713495.16 | 1145778.3176
78 | 2713422.0128 | 1145616.3638
79 | 2713736.3096 | 1145701.9705
80 | 2713737.0862 | 1146017.485
81 | 2713353.8952 | 1145847.6473
82 | 2713286.9737 | 1145534.2843
83 | 2713412.2914 | 1145616.2508
84 | 2713213.3952 | 1145421.2561
85 | 2713439.9917 | 1145587.5496
86 | 2713470.2747 | 1145500.7395
87 | 2713746.2471 | 1145704.5957
88 | 2712708.0379 | 1146255.7558
89 | 2714080.5387 | 1146141.1631
90 | 2714080.3802 | 1146150.5469
91 | 2714080.5443 | 1146140.8271
92 | 2714080.1071 | 1146124.5489
93 | 2714079.553 | 1146115.8057
94 | 2714079.3559 | 1146111.9132
95 | 2713531.6419 | 1146486.8035
96 | 2713533.5877 | 1146487.5184
97 | 2713537.8054 | 1146487.142
98 | 2713559.3563 | 1146477.4065
99 | 2713581.9924 | 1146470.085
100 | 2713782.3622 | 1145710.0139
101 | 2713837.2771 | 1145686.9318
102 | 2714038.076 | 1146036.0049
103 | 2714019.83 | 1146037.0161
104 | 2714020.421 | 1146039.1641
105 | 2714018.9058 | 1146033.4741
106 | 2714026.113 | 1146059.8543
107 | 2714017.1094 | 1146026.578
108 | 2714009.3391 | 1146034.9514
109 | 2714239.7561 | 1145584.4785
110 | 2714244.7764 | 1145607.3323
111 | 2714244.5982 | 1145563.6221
112 | 2714155.8745 | 1145638.7336
113 | 2714150.0791 | 1145644.7354
114 | 2714131.9243 | 1145668.3027
115 | 2714159.6858 | 1145747.1694
116 | 2714042.5438 | 1145923.8361
117 | 2714119.3463 | 1145807.0013
118 | 2714119.7567 | 1145804.8076
119 | 2714130.6862 | 1145808.7504
120 | 2714077.8935 | 1145825.8976
121 | 2714072.567 | 1145777.2259
122 | 2714081.0007 | 1145783.8715
123 | 2714099.9016 | 1145784.5861
124 | 2714085.2471 | 1145797.28
125 | 2713180.0895 | 1145415.5637
126 | 2713170.5269 | 1145418.1649
127 | 2714113.4931 | 1145786.5881
128 | 2714085.7264 | 1145800.5902
129 | 2714020.5716 | 1145973.7926
130 | 2714025.1174 | 1145958.3155
131 | 2714017.673 | 1145979.8215
132 | 2714036.4029 | 1145938.3283
133 | 2714017.5741 | 1145979.9984
134 | 2714041.912 | 1145926.0492
135 | 2714012.7122 | 1145989.68
136 | 2714012.6599 | 1145990.1262
137 | 2714012.0887 | 1146000.7491
138 | 2714081.7602 | 1145824.0582
139 | 2714089.2602 | 1145813.0056
140 | 2714086.3888 | 1145805.3698
141 | 2714117.524 | 1145798.313
142 | 2714125.1828 | 1145785.6384
143 | 2714136.5349 | 1145808.6123
144 | 2714143.0264 | 1145807.7184
145 | 2713385.4017 | 1146101.2333
146 | 2713340.2118 | 1145898.1792
147 | 2713909.186 | 1146096.4639
148 | 2713762.5361 | 1146017.0769
149 | 2713762.285 | 1146017.0823
150 | 2714026.6823 | 1146061.9236
151 | 2714029.1127 | 1146070.5712
152 | 2714032.4078 | 1146084.9969
153 | 2714022.7387 | 1146109.8404
154 | 2714014.8039 | 1146124.2164
155 | 2713997.8114 | 1146144.4378
156 | 2713986.9315 | 1146086.6089
157 | 2713986.4761 | 1146085.6067
158 | 2713979.7356 | 1146073.0931
159 | 2713961.6383 | 1146089.8178
160 | 2713975.526 | 1146066.5656
161 | 2713939.3514 | 1146082.2583
162 | 2713968.4493 | 1146056.3466
163 | 2713938.0113 | 1146080.3873
164 | 2713925.5188 | 1146087.3547
165 | 2713933.5555 | 1146073.1673
166 | 2714012.2439 | 1146002.0535
167 | 2714012.3806 | 1146003.2022
168 | 2714013.8576 | 1146012.6473
169 | 2714014.3372 | 1146015.04
170 | 2713994.3089 | 1146032.3005
171 | 2713994.2143 | 1146032.2847
172 | 2713984.3118 | 1146025.7483
173 | 2713982.3065 | 1146025.4482
174 | 2713971.6294 | 1146023.8508
175 | 2714016.5224 | 1146024.3245
176 | 2713927.9982 | 1146057.6044
177 | 2713927.6761 | 1146056.3444
178 | 2714132.2371 | 1145736.1871
179 | 2714165.0509 | 1145797.8075
180 | 2714166.6682 | 1145800.4593
181 | 2714126.0537 | 1145742.9067
182 | 2714162.3945 | 1145802.2213
183 | 2714177.1429 | 1145811.3128
184 | 2714117.0666 | 1145760.9495
185 | 2714146.3422 | 1145807.0223
186 | 2714232.7865 | 1145860.6697
187 | 2714116.4987 | 1145763.3321
188 | 2714417.934 | 1145693.6725
189 | 2714394.7291 | 1145718.2264
190 | 2714400.6182 | 1145721.0407
191 | 2714393.4613 | 1145755.8718
192 | 2714404.0737 | 1145721.7526
193 | 2714327.91 | 1145821.6058
194 | 2714414.5299 | 1145722.2848
195 | 2714305.5042 | 1145829.1972
196 | 2714431.9764 | 1145722.1046
197 | 2714258.6575 | 1145864.9888
198 | 2714304.3406 | 1145727.6743
199 | 2714115.6928 | 1145767.1963
200 | 2714018.9058 | 1146033.4741

## line_std_types
| c_nf_per_km | r_ohm_per_km | x_ohm_per_km | max_i_ka | type | q_mm2 | alpha | voltage_rating
NAYY 4x50 SE | 210 | 0.642 | 0.083 | 0.142 | cs | 50 | 0.00403 | LV
NAYY 4x120 SE | 264 | 0.225 | 0.08 | 0.242 | cs | 120 | 0.00403 | LV
NAYY 4x150 SE | 261 | 0.208 | 0.08 | 0.27 | cs | 150 | 0.00403 | LV
NA2XS2Y 1x95 RM/25 12/20 kV | 216 | 0.313 | 0.132 | 0.252 | cs | 95 | 0.00403 | MV
NA2XS2Y 1x185 RM/25 12/20 kV | 273 | 0.161 | 0.117 | 0.362 | cs | 185 | 0.00403 | MV
NA2XS2Y 1x240 RM/25 12/20 kV | 304 | 0.122 | 0.112 | 0.421 | cs | 240 | 0.00403 | MV
NA2XS2Y 1x95 RM/25 6/10 kV | 315 | 0.313 | 0.123 | 0.249 | cs | 95 | 0.00403 | MV
NA2XS2Y 1x185 RM/25 6/10 kV | 406 | 0.161 | 0.11 | 0.358 | cs | 185 | 0.00403 | MV
NA2XS2Y 1x240 RM/25 6/10 kV | 456 | 0.122 | 0.105 | 0.416 | cs | 240 | 0.00403 | MV
NA2XS2Y 1x150 RM/25 12/20 kV | 250 | 0.206 | 0.116 | 0.319 | cs | 150 | 0.00403 | MV
NA2XS2Y 1x120 RM/25 12/20 kV | 230 | 0.253 | 0.119 | 0.283 | cs | 120 | 0.00403 | MV
NA2XS2Y 1x70 RM/25 12/20 kV | 190 | 0.443 | 0.132 | 0.22 | cs | 70 | 0.00403 | MV
NA2XS2Y 1x150 RM/25 6/10 kV | 360 | 0.206 | 0.11 | 0.315 | cs | 150 | 0.00403 | MV
NA2XS2Y 1x120 RM/25 6/10 kV | 340 | 0.253 | 0.113 | 0.28 | cs | 120 | 0.00403 | MV
NA2XS2Y 1x70 RM/25 6/10 kV | 280 | 0.443 | 0.123 | 0.217 | cs | 70 | 0.00403 | MV
N2XS(FL)2Y 1x120 RM/35 64/110 kV | 112 | 0.153 | 0.166 | 0.366 | cs | 120 | 0.00393 | HV
N2XS(FL)2Y 1x185 RM/35 64/110 kV | 125 | 0.099 | 0.156 | 0.457 | cs | 185 | 0.00393 | HV
N2XS(FL)2Y 1x240 RM/35 64/110 kV | 135 | 0.075 | 0.149 | 0.526 | cs | 240 | 0.00393 | HV
N2XS(FL)2Y 1x300 RM/35 64/110 kV | 144 | 0.06 | 0.144 | 0.588 | cs | 300 | 0.00393 | HV
15-AL1/3-ST1A 0.4 | 11 | 1.8769 | 0.35 | 0.105 | ol | 16 | 0.00403 | LV
24-AL1/4-ST1A 0.4 | 11.25 | 1.2012 | 0.335 | 0.14 | ol | 24 | 0.00403 | LV
48-AL1/8-ST1A 0.4 | 12.2 | 0.5939 | 0.3 | 0.21 | ol | 48 | 0.00403 | LV
94-AL1/15-ST1A 0.4 | 13.2 | 0.306 | 0.29 | 0.35 | ol | 94 | 0.00403 | LV
34-AL1/6-ST1A 10.0 | 9.7 | 0.8342 | 0.36 | 0.17 | ol | 34 | 0.00403 | MV
48-AL1/8-ST1A 10.0 | 10.1 | 0.5939 | 0.35 | 0.21 | ol | 48 | 0.00403 | MV
70-AL1/11-ST1A 10.0 | 10.4 | 0.4132 | 0.339 | 0.29 | ol | 70 | 0.00403 | MV
94-AL1/15-ST1A 10.0 | 10.75 | 0.306 | 0.33 | 0.35 | ol | 94 | 0.00403 | MV
122-AL1/20-ST1A 10.0 | 11.1 | 0.2376 | 0.323 | 0.41 | ol | 122 | 0.00403 | MV
149-AL1/24-ST1A 10.0 | 11.25 | 0.194 | 0.315 | 0.47 | ol | 149 | 0.00403 | MV
34-AL1/6-ST1A 20.0 | 9.15 | 0.8342 | 0.382 | 0.17 | ol | 34 | 0.00403 | MV
48-AL1/8-ST1A 20.0 | 9.5 | 0.5939 | 0.372 | 0.21 | ol | 48 | 0.00403 | MV
70-AL1/11-ST1A 20.0 | 9.7 | 0.4132 | 0.36 | 0.29 | ol | 70 | 0.00403 | MV
94-AL1/15-ST1A 20.0 | 10 | 0.306 | 0.35 | 0.35 | ol | 94 | 0.00403 | MV
122-AL1/20-ST1A 20.0 | 10.3 | 0.2376 | 0.344 | 0.41 | ol | 122 | 0.00403 | MV
149-AL1/24-ST1A 20.0 | 10.5 | 0.194 | 0.337 | 0.47 | ol | 149 | 0.00403 | MV
184-AL1/30-ST1A 20.0 | 10.75 | 0.1571 | 0.33 | 0.535 | ol | 184 | 0.00403 | MV
243-AL1/39-ST1A 20.0 | 11 | 0.1188 | 0.32 | 0.645 | ol | 243 | 0.00403 | MV
48-AL1/8-ST1A 110.0 | 8 | 0.5939 | 0.46 | 0.21 | ol | 48 | 0.00403 | HV
70-AL1/11-ST1A 110.0 | 8.4 | 0.4132 | 0.45 | 0.29 | ol | 70 | 0.00403 | HV
94-AL1/15-ST1A 110.0 | 8.65 | 0.306 | 0.44 | 0.35 | ol | 94 | 0.00403 | HV
122-AL1/20-ST1A 110.0 | 8.5 | 0.2376 | 0.43 | 0.41 | ol | 122 | 0.00403 | HV
149-AL1/24-ST1A 110.0 | 8.75 | 0.194 | 0.41 | 0.47 | ol | 149 | 0.00403 | HV
184-AL1/30-ST1A 110.0 | 8.8 | 0.1571 | 0.4 | 0.535 | ol | 184 | 0.00403 | HV
243-AL1/39-ST1A 110.0 | 9 | 0.1188 | 0.39 | 0.645 | ol | 243 | 0.00403 | HV
305-AL1/39-ST1A 110.0 | 9.2 | 0.0949 | 0.38 | 0.74 | ol | 305 | 0.00403 | HV
490-AL1/64-ST1A 110.0 | 9.75 | 0.059 | 0.37 | 0.96 | ol | 490 | 0.00403 | HV
679-AL1/86-ST1A 110.0 | 9.95 | 0.042 | 0.36 | 1.15 | ol | 679 | 0.00403 | HV
490-AL1/64-ST1A 220.0 | 10 | 0.059 | 0.285 | 0.96 | ol | 490 | 0.00403 | HV
679-AL1/86-ST1A 220.0 | 11.7 | 0.042 | 0.275 | 1.15 | ol | 679 | 0.00403 | HV
490-AL1/64-ST1A 380.0 | 11 | 0.059 | 0.253 | 0.96 | ol | 490 | 0.00403 | HV
679-AL1/86-ST1A 380.0 | 14.6 | 0.042 | 0.25 | 1.15 | ol | 679 | 0.00403 | HV

## trafo_std_types
| i0_percent | pfe_kw | vkr_percent | sn_mva | vn_lv_kv | vn_hv_kv | vk_percent | shift_degree | vector_group | tap_side | tap_neutral | tap_min | tap_max | tap_step_degree | tap_step_percent | tap_phase_shifter
160 MVA 380/110 kV | 0.06 | 60 | 0.25 | 160 | 110 | 380 | 12.2 | 0 | Yy0 | hv | 0 | -9 | 9 | 0 | 1.5 | FALSE
100 MVA 220/110 kV | 0.06 | 55 | 0.26 | 100 | 110 | 220 | 12 | 0 | Yy0 | hv | 0 | -9 | 9 | 0 | 1.5 | FALSE
63 MVA 110/20 kV | 0.04 | 22 | 0.32 | 63 | 20 | 110 | 18 | 150 | YNd5 | hv | 0 | -9 | 9 | 0 | 1.5 | FALSE
40 MVA 110/20 kV | 0.05 | 18 | 0.34 | 40 | 20 | 110 | 16.2 | 150 | YNd5 | hv | 0 | -9 | 9 | 0 | 1.5 | FALSE
25 MVA 110/20 kV | 0.07 | 14 | 0.41 | 25 | 20 | 110 | 12 | 150 | YNd5 | hv | 0 | -9 | 9 | 0 | 1.5 | FALSE
63 MVA 110/10 kV | 0.04 | 22 | 0.32 | 63 | 10 | 110 | 18 | 150 | YNd5 | hv | 0 | -9 | 9 | 0 | 1.5 | FALSE
40 MVA 110/10 kV | 0.05 | 18 | 0.34 | 40 | 10 | 110 | 16.2 | 150 | YNd5 | hv | 0 | -9 | 9 | 0 | 1.5 | FALSE
25 MVA 110/10 kV | 0.07 | 14 | 0.41 | 25 | 10 | 110 | 12 | 150 | YNd5 | hv | 0 | -9 | 9 | 0 | 1.5 | FALSE
0.25 MVA 20/0.4 kV | 0.32 | 0.8 | 1.44 | 0.25 | 0.4 | 20 | 6 | 150 | Yzn5 | hv | 0 | -2 | 2 | 0 | 2.5 | FALSE
0.4 MVA 20/0.4 kV | 0.3375 | 1.35 | 1.425 | 0.4 | 0.4 | 20 | 6 | 150 | Dyn5 | hv | 0 | -2 | 2 | 0 | 2.5 | FALSE
0.63 MVA 20/0.4 kV | 0.2619 | 1.65 | 1.206 | 0.63 | 0.4 | 20 | 6 | 150 | Dyn5 | hv | 0 | -2 | 2 | 0 | 2.5 | FALSE
0.25 MVA 10/0.4 kV | 0.24 | 0.6 | 1.2 | 0.25 | 0.4 | 10 | 4 | 150 | Dyn5 | hv | 0 | -2 | 2 | 0 | 2.5 | FALSE
0.4 MVA 10/0.4 kV | 0.2375 | 0.95 | 1.325 | 0.4 | 0.4 | 10 | 4 | 150 | Dyn5 | hv | 0 | -2 | 2 | 0 | 2.5 | FALSE
0.63 MVA 10/0.4 kV | 0.1873 | 1.18 | 1.0794 | 0.63 | 0.4 | 10 | 4 | 150 | Dyn5 | hv | 0 | -2 | 2 | 0 | 2.5 | FALSE

## trafo3w_std_types
| sn_hv_mva | sn_mv_mva | sn_lv_mva | vn_hv_kv | vn_mv_kv | vn_lv_kv | vk_hv_percent | vk_mv_percent | vk_lv_percent | vkr_hv_percent | vkr_mv_percent | vkr_lv_percent | pfe_kw | i0_percent | shift_mv_degree | shift_lv_degree | vector_group | tap_side | tap_neutral | tap_min | tap_max | tap_step_percent
63/25/38 MVA 110/20/10 kV | 63 | 25 | 38 | 110 | 20 | 10 | 10.4 | 10.4 | 10.4 | 0.28 | 0.32 | 0.35 | 35 | 0.89 | 0 | 0 | YN0yn0yn0 | hv | 0 | -10 | 10 | 1.2
63/25/38 MVA 110/10/10 kV | 63 | 25 | 38 | 110 | 10 | 10 | 10.4 | 10.4 | 10.4 | 0.28 | 0.32 | 0.35 | 35 | 0.89 | 0 | 0 | YN0yn0yn0 | hv | 0 | -10 | 10 | 1.2

## fuse_std_types
| fuse_type | i_rated_a | t_avg | t_min | t_total | x_avg | x_min | x_total
HV 100A | HV 100A | 100 | 0 | [10.0, 3.64, 0.854, 0.281, 0.1, 0.0531, 0.022, 0.01] | [10.0, 4.267, 1.21, 0.403, 0.1, 0.058, 0.022, 0.01] | 0 | [300.0, 350.0, 450.0, 550.0, 700.0, 850.0, 1200.0, 1752.0] | [600.0, 700.0, 900.0, 1150.0, 1665.0, 2000.0, 3000.0, 4313.0]
HV 10A | HV 10A | 10 | 0 | [10.0, 1675.0, 0.344, 0.156, 0.1, 0.0417, 0.0171, 0.01] | [10.0, 1.3, 0.3, 0.155, 0.1, 0.0555, 0.023, 0.01] | 0 | [30.0, 32.0, 35.0, 37.0, 39.0, 50.0, 70.0, 88.0] | [60.0, 70.0, 80.0, 87.0, 94.0, 110.0, 150.0, 216.0]
HV 125A | HV 125A | 125 | 0 | [10.0, 1.82, 0.344, 0.1, 0.0467, 0.0269, 0.01] | [10.0, 2.478, 0.426, 0.1, 0.0427, 0.0211, 0.01] | 0 | [375.0, 500.0, 700.0, 925.0, 1200.0, 1500.0, 2341.0] | [750.0, 1000.0, 1500.0, 2200.0, 3000.0, 4000.0, 5765.0]
HV 160A | HV 160A | 160 | 0 | [10.0, 4.15, 1.03, 0.198, 0.1, 0.051, 0.0172, 0.01] | [10.0, 2.3, 0.734, 0.274, 0.1, 0.046, 0.0177, 0.01] | 0 | [480.0, 550.0, 700.0, 1000.0, 1260.0, 1600.0, 2500.0, 3227.0] | [960.0, 1300.0, 1700.0, 2200.0, 2996.0, 4000.0, 6000.0, 7946.0]
HV 16A | HV 16A | 16 | 0 | [10.0, 0.352, 0.164, 0.1, 0.0649, 0.0342, 0.01] | [10.0, 2.34, 0.722, 0.181, 0.1, 0.055, 0.0296, 0.01] | 0 | [48.0, 60.0, 65.0, 71.0, 80.0, 100.0, 162.0] | [96.0, 110.0, 125.0, 150.0, 168.0, 200.0, 250.0, 398.0]
HV 200A | HV 200A | 200 | 0 | [10.0, 4.267, 1.21, 0.403, 0.1, 0.058, 0.022, 0.01] | [10.0, 3.73, 1.654, 0.328, 0.1, 0.0531, 0.019, 0.01] | 0 | [600.0, 700.0, 900.0, 1150.0, 1665.0, 2000.0, 3000.0, 4313.0] | [1200.0, 1500.0, 1800.0, 2700.0, 3960.0, 5000.0, 7500.0, 10620.0]
HV 20A | HV 20A | 20 | 0 | [10.0, 1.3, 0.3, 0.155, 0.1, 0.0555, 0.023, 0.01] | [10.0, 1.3, 0.161, 0.1, 0.0611, 0.0399, 0.0141, 0.01] | 0 | [60.0, 70.0, 80.0, 87.0, 94.0, 110.0, 150.0, 216.0] | [120.0, 150.0, 200.0, 223.0, 260.0, 300.0, 450.0, 532.0]
HV 25A | HV 25A | 25 | 0 | [10.0, 2.512, 0.833, 0.299, 0.1, 0.0372, 0.0223, 0.01] | [10.0, 3.125, 0.597, 0.198, 0.1, 0.0378, 0.022, 0.01] | 0 | [75.0, 82.0, 90.0, 100.0, 124.0, 170.0, 200.0, 289.0] | [150.0, 170.0, 210.0, 250.0, 294.0, 400.0, 500.0, 711.0]
HV 31.5A | HV 31.5A | 31.5 | 0 | [10.0, 2.34, 0.722, 0.181, 0.1, 0.055, 0.0296, 0.01] | [10.0, 2.84, 0.368, 0.164, 0.1, 0.0621, 0.0378, 0.0195, 0.01] | 0 | [95.0, 110.0, 125.0, 150.0, 165.0, 200.0, 250.0, 390.0] | [189.0, 220.0, 300.0, 350.0, 393.0, 450.0, 530.0, 700.0, 960.0]
HV 40A | HV 40A | 40 | 0 | [10.0, 1.3, 0.161, 0.1, 0.0611, 0.0399, 0.0141, 0.01] | [10.0, 2.05, 0.369, 0.198, 0.1, 0.051, 0.0298, 0.01] | 0 | [120.0, 150.0, 200.0, 223.0, 260.0, 300.0, 450.0, 532.0] | [240.0, 300.0, 400.0, 450.0, 530.0, 650.0, 800.0, 1311.0]
HV 50A | HV 50A | 50 | 0 | [10.0, 3.215, 0.597, 0.198, 0.1, 0.0378, 0.022, 0.01] | [10.0, 3.64, 0.854, 0.281, 0.1, 0.0531, 0.022, 0.01] | 0 | [150.0, 170.0, 210.0, 250.0, 294.0, 400.0, 500.0, 711.0] | [300.0, 350.0, 450.0, 550.0, 700.0, 850.0, 1200.0, 1752.0]
HV 6.3A | HV 6.3A | 6.3 | 0 | [10.0, 1.39, 0.344, 0.168, 0.1, 0.056, 0.0263, 0.01] | [10.0, 1.711, 0.516, 0.198, 0.1, 0.0634, 0.0303, 0.01] | 0 | [19.0, 19.5, 20.4, 20.8, 22.0, 25.0, 32.0, 48.0] | [38.0, 40.0, 43.0, 48.0, 53.0, 60.0, 75.0, 118.0]
HV 63A | HV 63A | 63 | 0 | [10.0, 2.84, 0.368, 0.164, 0.1, 0.0621, 0.0378, 0.0195, 0.01] | [10.0, 1.82, 0.344, 0.1, 0.0467, 0.0269, 0.01] | 0 | [189.0, 220.0, 300.0, 350.0, 393.0, 450.0, 530.0, 700.0, 961.0] | [378.0, 500.0, 700.0, 934.0, 1200.0, 1500.0, 2366.0]
HV 80A | HV 80A | 80 | 0 | [10.0, 2.05, 0.369, 0.198, 0.1, 0.051, 0.0298, 0.01] | [10.0, 4.15, 1.03, 0.198, 0.1, 0.051, 0.0172, 0.01] | 0 | [240.0, 300.0, 400.0, 450.0, 530.0, 650.0, 800.0, 1311.0] | [480.0, 550.0, 700.0, 1000.0, 1260.0, 1600.0, 2500.0, 3227.0]
Siemens NH-1-100 | Siemens NH-1-100 | 100 | [5400.0, 2000.0, 400.0, 20.0, 1.0, 0.2, 0.012, 0.004] | 0 | 0 | [150.0, 190.0, 250.0, 430.0, 900.0, 1250.0, 2700.0, 3600.0] | 0 | 0
Siemens NH-1-125 | Siemens NH-1-125 | 125 | [4800.0, 120.0, 7.0, 0.1, 0.004] | 0 | 0 | [180.0, 400.0, 740.0, 2000.0, 4250.0] | 0 | 0
Siemens NH-1-16 | Siemens NH-1-16 | 16 | [4000.0, 400.0, 2.0, 0.1, 0.04, 0.01] | 0 | 0 | [26.0, 35.0, 75.0, 150.0, 200.0, 300.0] | 0 | 0
Siemens NH-1-160 | Siemens NH-1-160 | 160 | [4800.0, 120.0, 7.0, 0.1, 0.004] | 0 | 0 | [210.0, 500.0, 900.0, 2300.0, 5000.0] | 0 | 0
Siemens NH-1-25 | Siemens NH-1-25 | 25 | [4000.0, 1000.0, 10.0, 0.2, 0.02, 0.01] | 0 | 0 | [40.0, 50.0, 100.0, 210.0, 400.0, 500.0] | 0 | 0
Siemens NH-1-50 | Siemens NH-1-50 | 50 | [4000.0, 40.0, 4.0, 1.0, 0.02, 0.01] | 0 | 0 | [86.0, 200.0, 300.0, 400.0, 1000.0, 1280.0] | 0 | 0
Siemens NH-1-63 | Siemens NH-1-63 | 63 | [4000.0, 100.0, 10.0, 2.0, 0.04, 0.01] | 0 | 0 | [100.0, 200.0, 300.0, 400.0, 1000.0, 1500.0] | 0 | 0
Siemens NH-1-80 | Siemens NH-1-80 | 80 | [4800.0, 120.0, 7.0, 0.1, 0.01] | 0 | 0 | [150.58, 250.0, 450.0, 1150.0, 2470.0] | 0 | 0
Siemens NH-2-1000 | Siemens NH-2-1000 | 1000 | [4800.0, 120.0, 7.0, 0.1, 0.004] | 0 | 0 | [1900.0, 3500.0, 8400.0, 24000.0, 52000.0] | 0 | 0
Siemens NH-2-200 | Siemens NH-2-200 | 200 | [4800.0, 120.0, 7.0, 0.1, 0.004] | 0 | 0 | [280.0, 650.0, 1200.0, 3000.0, 7000.0] | 0 | 0
Siemens NH-2-224 | Siemens NH-2-224 | 224 | [4800.0, 120.0, 7.0, 0.2, 0.04, 0.004] | 0 | 0 | [400.0, 750.0, 1453.0, 3025.0, 4315.0, 7600.0] | 0 | 0
Siemens NH-2-250 | Siemens NH-2-250 | 250 | [4800.0, 120.0, 7.0, 0.1, 0.004] | 0 | 0 | [450.0, 800.0, 1650.0, 4000.0, 8500.0] | 0 | 0
Siemens NH-2-315 | Siemens NH-2-315 | 315 | [4800.0, 120.0, 7.0, 0.1, 0.004] | 0 | 0 | [550.0, 920.0, 1900.0, 5000.0, 11000.0] | 0 | 0
Siemens NH-2-355 | Siemens NH-2-355 | 355 | [4800.0, 120.0, 6.0, 0.1, 0.004] | 0 | 0 | [650.0, 1116.27, 2350.0, 5840.0, 12790.0] | 0 | 0
Siemens NH-2-400 | Siemens NH-2-400 | 400 | [4800.0, 120.0, 7.0, 0.1, 0.004] | 0 | 0 | [720.0, 1350.0, 2800.0, 6500.0, 15000.0] | 0 | 0
Siemens NH-2-425 | Siemens NH-2-425 | 425 | [4800.0, 120.0, 7.0, 0.1, 0.004] | 0 | 0 | [850.0, 1500.0, 3050.0, 7500.0, 16500.0] | 0 | 0
Siemens NH-2-630 | Siemens NH-2-630 | 630 | [4800.0, 120.0, 7.0, 0.1, 0.004] | 0 | 0 | [1200.0, 2000.0, 4800.0, 12000.0, 26000.0] | 0 | 0

## dtypes
| element | column | dtype
0 | bus | name | object
1 | bus | vn_kv | float64
2 | bus | type | object
3 | bus | zone | object
4 | bus | in_service | bool
5 | load | name | object
6 | load | bus | uint32
7 | load | p_mw | float64
8 | load | q_mvar | float64
9 | load | const_z_percent | float64
10 | load | const_i_percent | float64
11 | load | sn_mva | float64
12 | load | scaling | float64
13 | load | in_service | bool
14 | load | type | object
15 | ext_grid | name | object
16 | ext_grid | bus | uint32
17 | ext_grid | vm_pu | float64
18 | ext_grid | va_degree | float64
19 | ext_grid | slack_weight | float64
20 | ext_grid | in_service | bool
21 | line | name | object
22 | line | std_type | object
23 | line | from_bus | uint32
24 | line | to_bus | uint32
25 | line | length_km | float64
26 | line | r_ohm_per_km | float64
27 | line | x_ohm_per_km | float64
28 | line | c_nf_per_km | float64
29 | line | g_us_per_km | float64
30 | line | max_i_ka | float64
31 | line | df | float64
32 | line | parallel | uint32
33 | line | type | object
34 | line | in_service | bool
35 | trafo | name | object
36 | trafo | std_type | object
37 | trafo | hv_bus | uint32
38 | trafo | lv_bus | uint32
39 | trafo | sn_mva | float64
40 | trafo | vn_hv_kv | float64
41 | trafo | vn_lv_kv | float64
42 | trafo | vk_percent | float64
43 | trafo | vkr_percent | float64
44 | trafo | pfe_kw | float64
45 | trafo | i0_percent | float64
46 | trafo | shift_degree | float64
47 | trafo | tap_side | object
48 | trafo | tap_neutral | int32
49 | trafo | tap_min | int32
50 | trafo | tap_max | int32
51 | trafo | tap_step_percent | float64
52 | trafo | tap_step_degree | float64
53 | trafo | tap_pos | int32
54 | trafo | tap_phase_shifter | bool
55 | trafo | parallel | uint32
56 | trafo | df | float64
57 | trafo | in_service | bool
58 | line_geodata | coords | object
59 | bus_geodata | x | float64
60 | bus_geodata | y | float64
61 | bus_geodata | coords | object

## parameters
| version | format_version | converged | OPF_converged | name | f_hz | sn_mva
0 | 2.14.6 | 2.14.0 | FALSE | FALSE |  | 50 | 1