## bus
| name | vn_kv | type | zone | in_service
0 | bus_LV_5049-8_1_4_node_114 | 0.4 | n |  | TRUE
1 | bus_LV_5049-8_1_4_node_113 | 0.4 | n |  | TRUE
2 | bus_LV_5049-8_1_4_node_98 | 0.4 | n |  | TRUE
3 | bus_LV_5049-8_1_4_node_117 | 0.4 | n |  | TRUE
4 | bus_LV_5049-8_1_4_node_96 | 0.4 | n |  | TRUE
5 | bus_LV_5049-8_1_4_node_115 | 0.4 | n |  | TRUE
6 | bus_LV_5049-8_1_4_node_42 | 0.4 | n |  | TRUE
7 | bus_LV_5049-8_1_4_node_43 | 0.4 | n |  | TRUE
8 | bus_LV_5049-8_1_4_node_44 | 0.4 | n |  | TRUE
9 | bus_LV_5049-8_1_4_node_45 | 0.4 | n |  | TRUE
10 | bus_LV_5049-8_1_4_node_47 | 0.4 | n |  | TRUE
11 | bus_LV_5049-8_1_4_node_48 | 0.4 | n |  | TRUE
12 | bus_LV_5049-8_1_4_node_49 | 0.4 | n |  | TRUE
13 | bus_LV_5049-8_1_4_node_50 | 0.4 | n |  | TRUE
14 | bus_LV_5049-8_1_4_node_46 | 0.4 | n |  | TRUE
15 | bus_LV_5049-8_1_4_node_51 | 0.4 | n |  | TRUE
16 | bus_LV_5049-8_1_4_node_52 | 0.4 | n |  | TRUE
17 | bus_LV_5049-8_1_4_node_53 | 0.4 | n |  | TRUE
18 | bus_LV_5049-8_1_4_node_55 | 0.4 | n |  | TRUE
19 | bus_LV_5049-8_1_4_node_255 | 0.4 | n |  | TRUE
20 | bus_LV_5049-8_1_4_node_252 | 0.4 | n |  | TRUE
21 | bus_LV_5049-8_1_4_node_315 | 0.4 | n |  | TRUE
22 | bus_LV_5049-8_1_4_node_54 | 0.4 | n |  | TRUE
23 | bus_LV_5049-8_1_4_node_310 | 0.4 | n |  | TRUE
24 | bus_LV_5049-8_1_4_node_242 | 0.4 | n |  | TRUE
25 | bus_LV_5049-8_1_4_node_330 | 0.4 | n |  | TRUE
26 | bus_LV_5049-8_1_4_node_253 | 0.4 | n |  | TRUE
27 | bus_LV_5049-8_1_4_node_316 | 0.4 | n |  | TRUE
28 | bus_LV_5049-8_1_4_node_311 | 0.4 | n |  | TRUE
29 | bus_LV_5049-8_1_4_node_240 | 0.4 | n |  | TRUE
30 | bus_LV_5049-8_1_4_node_190 | 0.4 | n |  | TRUE
31 | bus_LV_5049-8_1_4_node_191 | 0.4 | n |  | TRUE
32 | bus_LV_5049-8_1_4_node_56 | 0.4 | n |  | TRUE
33 | bus_LV_5049-8_1_4_node_57 | 0.4 | n |  | TRUE
34 | bus_LV_5049-8_1_4_node_58 | 0.4 | n |  | TRUE
35 | bus_LV_5049-8_1_4_node_60 | 0.4 | n |  | TRUE
36 | bus_LV_5049-8_1_4_node_314 | 0.4 | n |  | TRUE
37 | bus_LV_5049-8_1_4_node_312 | 0.4 | n |  | TRUE
38 | bus_LV_5049-8_1_4_node_59 | 0.4 | n |  | TRUE
39 | bus_LV_5049-8_1_4_node_61 | 0.4 | n |  | TRUE
40 | bus_LV_5049-8_1_4_node_62 | 0.4 | n |  | TRUE
41 | bus_LV_5049-8_1_4_node_63 | 0.4 | n |  | TRUE
42 | bus_LV_5049-8_1_4_node_64 | 0.4 | n |  | TRUE
43 | bus_LV_5049-8_1_4_node_65 | 0.4 | n |  | TRUE
44 | bus_LV_5049-8_1_4_node_234 | 0.4 | n |  | TRUE
45 | bus_LV_5049-8_1_4_node_66 | 0.4 | n |  | TRUE
46 | bus_LV_5049-8_1_4_node_67 | 0.4 | n |  | TRUE
47 | bus_LV_5049-8_1_4_node_237 | 0.4 | n |  | TRUE
48 | bus_LV_5049-8_1_4_node_232 | 0.4 | n |  | TRUE
49 | bus_LV_5049-8_1_4_node_323 | 0.4 | n |  | TRUE
50 | bus_LV_5049-8_1_4_node_257 | 0.4 | n |  | TRUE
51 | bus_LV_5049-8_1_4_node_226 | 0.4 | n |  | TRUE
52 | bus_LV_5049-8_1_4_node_258 | 0.4 | n |  | TRUE
53 | bus_LV_5049-8_1_4_node_176 | 0.4 | n |  | TRUE
54 | bus_LV_5049-8_1_4_node_68 | 0.4 | n |  | TRUE
55 | bus_LV_5049-8_1_4_node_69 | 0.4 | n |  | TRUE
56 | bus_LV_5049-8_1_4_node_70 | 0.4 | n |  | TRUE
57 | bus_LV_5049-8_1_4_node_71 | 0.4 | n |  | TRUE
58 | bus_LV_5049-8_1_4_node_72 | 0.4 | n |  | TRUE
59 | bus_LV_5049-8_1_4_node_73 | 0.4 | n |  | TRUE
60 | bus_LV_5049-8_1_4_node_74 | 0.4 | n |  | TRUE
61 | bus_LV_5049-8_1_4_node_75 | 0.4 | n |  | TRUE
62 | bus_LV_5049-8_1_4_node_76 | 0.4 | n |  | TRUE
63 | bus_LV_5049-8_1_4_node_99 | 0.4 | n |  | TRUE
64 | bus_LV_5049-8_1_4_node_283 | 0.4 | n |  | TRUE
65 | bus_LV_5049-8_1_4_node_97 | 0.4 | n |  | TRUE
66 | bus_LV_5049-8_1_4_node_284 | 0.4 | n |  | TRUE
67 | bus_LV_5049-8_1_4_node_85 | 0.4 | n |  | TRUE
68 | bus_LV_5049-8_1_4_node_86 | 0.4 | n |  | TRUE
69 | bus_LV_5049-8_1_4_node_87 | 0.4 | n |  | TRUE
70 | bus_LV_5049-8_1_4_node_88 | 0.4 | n |  | TRUE
71 | bus_LV_5049-8_1_4_node_89 | 0.4 | n |  | TRUE
72 | bus_LV_5049-8_1_4_node_90 | 0.4 | n |  | TRUE
73 | bus_LV_5049-8_1_4_node_91 | 0.4 | n |  | TRUE
74 | bus_LV_5049-8_1_4_node_92 | 0.4 | n |  | TRUE
75 | bus_LV_5049-8_1_4_node_93 | 0.4 | n |  | TRUE
76 | bus_LV_5049-8_1_4_node_196 | 0.4 | n |  | TRUE
77 | bus_LV_5049-8_1_4_node_236 | 0.4 | n |  | TRUE
78 | bus_LV_5049-8_1_4_node_112 | 0.4 | n |  | TRUE
79 | bus_LV_5049-8_1_4_node_95 | 0.4 | n |  | TRUE
80 | bus_LV_5049-8_1_4_node_116 | 0.4 | n |  | TRUE
81 | bus_LV_5049-8_1_4_node_118 | 0.4 | n |  | TRUE
82 | bus_LV_5049-8_1_4_node_229 | 0.4 | n |  | TRUE
83 | bus_LV_5049-8_1_4_node_230 | 0.4 | n |  | TRUE
84 | bus_LV_5049-8_1_4_node_105 | 0.4 | n |  | TRUE
85 | bus_LV_5049-8_1_4_node_106 | 0.4 | n |  | TRUE
86 | bus_LV_5049-8_1_4_node_107 | 0.4 | n |  | TRUE
87 | bus_LV_5049-8_1_4_node_382 | 0.4 | n |  | TRUE
88 | bus_LV_5049-8_1_4_node_108 | 0.4 | n |  | TRUE
89 | bus_LV_5049-8_1_4_node_109 | 0.4 | n |  | TRUE
90 | bus_LV_5049-8_1_4_node_110 | 0.4 | n |  | TRUE
91 | bus_LV_5049-8_1_4_node_111 | 0.4 | n |  | TRUE
92 | bus_LV_5049-8_1_4_node_209 | 0.4 | n |  | TRUE
93 | bus_LV_5049-8_1_4_node_297 | 0.4 | n |  | TRUE
94 | bus_LV_5049-8_1_4_node_298 | 0.4 | n |  | TRUE
95 | bus_LV_5049-8_1_4_node_131 | 0.4 | n |  | TRUE
96 | bus_LV_5049-8_1_4_node_132 | 0.4 | n |  | TRUE
97 | bus_LV_5049-8_1_4_node_133 | 0.4 | n |  | TRUE
98 | bus_LV_5049-8_1_4_node_134 | 0.4 | n |  | TRUE
99 | bus_LV_5049-8_1_4_node_135 | 0.4 | n |  | TRUE
100 | bus_LV_5049-8_1_4_node_136 | 0.4 | n |  | TRUE
101 | bus_LV_5049-8_1_4_node_137 | 0.4 | n |  | TRUE
102 | bus_LV_5049-8_1_4_node_293 | 0.4 | n |  | TRUE
103 | bus_LV_5049-8_1_4_node_144 | 0.4 | n |  | TRUE
104 | bus_LV_5049-8_1_4_node_329 | 0.4 | n |  | TRUE
105 | bus_LV_5049-8_1_4_node_141 | 0.4 | n |  | TRUE
106 | bus_LV_5049-8_1_4_node_138 | 0.4 | n |  | TRUE
107 | bus_LV_5049-8_1_4_node_139 | 0.4 | n |  | TRUE
108 | bus_LV_5049-8_1_4_node_140 | 0.4 | n |  | TRUE
109 | bus_LV_5049-8_1_4_node_142 | 0.4 | n |  | TRUE
110 | bus_LV_5049-8_1_4_node_143 | 0.4 | n |  | TRUE
111 | bus_LV_5049-8_1_4_node_227 | 0.4 | n |  | TRUE
112 | bus_LV_5049-8_1_4_node_228 | 0.4 | n |  | TRUE
113 | bus_LV_5049-8_1_4_node_290 | 0.4 | n |  | TRUE
114 | bus_LV_5049-8_1_4_node_287 | 0.4 | n |  | TRUE
115 | bus_LV_5049-8_1_4_node_180 | 0.4 | n |  | TRUE
116 | bus_LV_5049-8_1_4_node_184 | 0.4 | n |  | TRUE
117 | bus_LV_5049-8_1_4_node_185 | 0.4 | n |  | TRUE
118 | bus_LV_5049-8_1_4_node_177 | 0.4 | n |  | TRUE
119 | bus_LV_5049-8_1_4_node_178 | 0.4 | n |  | TRUE
120 | bus_LV_5049-8_1_4_node_146 | 0.4 | n |  | TRUE
121 | bus_LV_5049-8_1_4_node_147 | 0.4 | n |  | TRUE
122 | bus_LV_5049-8_1_4_node_148 | 0.4 | n |  | TRUE
123 | bus_LV_5049-8_1_4_node_149 | 0.4 | n |  | TRUE
124 | bus_LV_5049-8_1_4_node_150 | 0.4 | n |  | TRUE
125 | bus_LV_5049-8_1_4_node_151 | 0.4 | n |  | TRUE
126 | bus_LV_5049-8_1_4_node_231 | 0.4 | n |  | TRUE
127 | bus_LV_5049-8_1_4_node_214 | 0.4 | n |  | TRUE
128 | bus_LV_5049-8_1_4_node_166 | 0.4 | n |  | TRUE
129 | bus_LV_5049-8_1_4_node_266 | 0.4 | n |  | TRUE
130 | bus_LV_5049-8_1_4_node_163 | 0.4 | n |  | TRUE
131 | bus_LV_5049-8_1_4_node_332 | 0.4 | n |  | TRUE
132 | bus_LV_5049-8_1_4_node_333 | 0.4 | n |  | TRUE
133 | bus_LV_5049-8_1_4_node_334 | 0.4 | n |  | TRUE
134 | bus_LV_5049-8_1_4_node_326 | 0.4 | n |  | TRUE
135 | bus_LV_5049-8_1_4_node_331 | 0.4 | n |  | TRUE
136 | bus_LV_5049-8_1_4_node_325 | 0.4 | n |  | TRUE
137 | bus_LV_5049-8_1_4_node_168 | 0.4 | n |  | TRUE
138 | bus_LV_5049-8_1_4_node_169 | 0.4 | n |  | TRUE
139 | bus_LV_5049-8_1_4_node_170 | 0.4 | n |  | TRUE
140 | bus_LV_5049-8_1_4_node_171 | 0.4 | n |  | TRUE
141 | bus_LV_5049-8_1_4_node_172 | 0.4 | n |  | TRUE
142 | bus_LV_5049-8_1_4_node_173 | 0.4 | n |  | TRUE
143 | bus_LV_5049-8_1_4_node_174 | 0.4 | n |  | TRUE
144 | bus_LV_5049-8_1_4_node_175 | 0.4 | n |  | TRUE
145 | bus_LV_5049-8_1_4_node_215 | 0.4 | n |  | TRUE
146 | bus_LV_5049-8_1_4_node_216 | 0.4 | n |  | TRUE
147 | bus_LV_5049-8_1_4_node_179 | 0.4 | n |  | TRUE
148 | bus_LV_5049-8_1_4_node_181 | 0.4 | n |  | TRUE
149 | bus_LV_5049-8_1_4_node_182 | 0.4 | n |  | TRUE
150 | bus_LV_5049-8_1_4_node_183 | 0.4 | n |  | TRUE
151 | bus_LV_5049-8_1_4_node_291 | 0.4 | n |  | TRUE
152 | bus_LV_5049-8_1_4_node_292 | 0.4 | n |  | TRUE
153 | bus_LV_5049-8_1_4_node_195 | 0.4 | n |  | TRUE
154 | bus_LV_5049-8_1_4_node_328 | 0.4 | n |  | TRUE
155 | bus_LV_5049-8_1_4_node_286 | 0.4 | n |  | TRUE
156 | bus_LV_5049-8_1_4_node_192 | 0.4 | n |  | TRUE
157 | bus_LV_5049-8_1_4_node_193 | 0.4 | n |  | TRUE
158 | bus_LV_5049-8_1_4_node_194 | 0.4 | n |  | TRUE
159 | bus_LV_5049-8_1_4_node_204 | 0.4 | n |  | TRUE
160 | bus_LV_5049-8_1_4_node_205 | 0.4 | n |  | TRUE
161 | bus_LV_5049-8_1_4_node_212 | 0.4 | n |  | TRUE
162 | bus_LV_5049-8_1_4_node_210 | 0.4 | n |  | TRUE
163 | bus_LV_5049-8_1_4_node_299 | 0.4 | n |  | TRUE
164 | bus_LV_5049-8_1_4_node_211 | 0.4 | n |  | TRUE
165 | bus_LV_5049-8_1_4_node_213 | 0.4 | n |  | TRUE
166 | bus_LV_5049-8_1_4_node_327 | 0.4 | n |  | TRUE
167 | bus_LV_5049-8_1_4_node_220 | 0.4 | n |  | TRUE
168 | bus_LV_5049-8_1_4_node_221 | 0.4 | n |  | TRUE
169 | bus_LV_5049-8_1_4_node_222 | 0.4 | n |  | TRUE
170 | bus_LV_5049-8_1_4_node_223 | 0.4 | n |  | TRUE
171 | bus_LV_5049-8_1_4_node_224 | 0.4 | n |  | TRUE
172 | bus_LV_5049-8_1_4_node_225 | 0.4 | n |  | TRUE
173 | bus_LV_5049-8_1_4_node_249 | 0.4 | n |  | TRUE
174 | bus_LV_5049-8_1_4_node_246 | 0.4 | n |  | TRUE
175 | bus_LV_5049-8_1_4_node_288 | 0.4 | n |  | TRUE
176 | bus_LV_5049-8_1_4_node_233 | 0.4 | n |  | TRUE
177 | bus_LV_5049-8_1_4_node_235 | 0.4 | n |  | TRUE
178 | bus_LV_5049-8_1_4_node_238 | 0.4 | n |  | TRUE
179 | bus_LV_5049-8_1_4_node_239 | 0.4 | n |  | TRUE
180 | bus_LV_5049-8_1_4_node_256 | 0.4 | n |  | TRUE
181 | bus_LV_5049-8_1_4_node_276 | 0.4 | n |  | TRUE
182 | bus_LV_5049-8_1_4_node_245 | 0.4 | n |  | TRUE
183 | bus_LV_5049-8_1_4_node_247 | 0.4 | n |  | TRUE
184 | bus_LV_5049-8_1_4_node_248 | 0.4 | n |  | TRUE
185 | bus_LV_5049-8_1_4_node_250 | 0.4 | n |  | TRUE
186 | bus_LV_5049-8_1_4_node_251 | 0.4 | n |  | TRUE
187 | bus_LV_5049-8_1_4_node_383 | 0.4 | n |  | TRUE
188 | bus_LV_5049-8_1_4_node_279 | 0.4 | n |  | TRUE
189 | bus_LV_5049-8_1_4_node_294 | 0.4 | n |  | TRUE
190 | bus_LV_5049-8_1_4_node_278 | 0.4 | n |  | TRUE
191 | bus_LV_5049-8_1_4_node_254 | 0.4 | n |  | TRUE
192 | bus_LV_5049-8_1_4_node_273 | 0.4 | n |  | TRUE
193 | bus_LV_5049-8_1_4_node_274 | 0.4 | n |  | TRUE
194 | bus_LV_5049-8_1_4_node_277 | 0.4 | n |  | TRUE
195 | bus_LV_5049-8_1_4_node_324 | 0.4 | n |  | TRUE
196 | bus_LV_5049-8_1_4_node_285 | 0.4 | n |  | TRUE
197 | bus_LV_5049-8_1_4_node_289 | 0.4 | n |  | TRUE
198 | bus_LV_5049-8_1_4_node_384 | 0.4 | n |  | TRUE
199 | bus_LV_5049-8_1_4_node_304 | 0.4 | n |  | TRUE
200 | bus_LV_5049-8_1_4_node_303 | 0.4 | n |  | TRUE
201 | bus_MV_185_0_node_75 | 20 | n |  | TRUE

## load
| name | bus | p_mw | q_mvar | const_z_percent | const_i_percent | sn_mva | scaling | in_service | type
0 | LV_5049-8_1_4_load_114 | 0 | 0.00013405 | 3.3596e-05 | 0 | 0 |  | 1 | TRUE | wye
1 | LV_5049-8_1_4_load_113 | 1 | 0.00015118 | 3.789e-05 | 0 | 0 |  | 1 | TRUE | wye
2 | LV_5049-8_1_4_load_98 | 2 | 0.00023619 | 5.9196e-05 | 0 | 0 |  | 1 | TRUE | wye
3 | LV_5049-8_1_4_load_117 | 3 | 0.00021165 | 5.3043e-05 | 0 | 0 |  | 1 | TRUE | wye
4 | LV_5049-8_1_4_load_115 | 5 | 0.00020301 | 5.0878e-05 | 0 | 0 |  | 1 | TRUE | wye
5 | LV_5049-8_1_4_load_42 | 6 | 0.00068938 | 0.00017278 | 0 | 0 |  | 1 | TRUE | wye
6 | LV_5049-8_1_4_load_49 | 12 | 0.0010968 | 0.00027487 | 0 | 0 |  | 1 | TRUE | wye
7 | LV_5049-8_1_4_load_50 | 13 | 0.00018065 | 4.5276e-05 | 0 | 0 |  | 1 | TRUE | wye
8 | LV_5049-8_1_4_load_46 | 14 | 0.00016754 | 4.1988e-05 | 0 | 0 |  | 1 | TRUE | wye
9 | LV_5049-8_1_4_load_51 | 15 | 0.00016666 | 4.177e-05 | 0 | 0 |  | 1 | TRUE | wye
10 | LV_5049-8_1_4_load_52 | 16 | 0.00046724 | 0.0001171 | 0 | 0 |  | 1 | TRUE | wye
11 | LV_5049-8_1_4_load_53 | 17 | 0.00021606 | 5.4151e-05 | 0 | 0 |  | 1 | TRUE | wye
12 | LV_5049-8_1_4_load_55 | 18 | 0.00017132 | 4.2937e-05 | 0 | 0 |  | 1 | TRUE | wye
13 | LV_5049-8_1_4_load_255 | 19 | 0.00019197 | 4.8113e-05 | 0 | 0 |  | 1 | TRUE | wye
14 | LV_5049-8_1_4_load_252 | 20 | 0.00014053 | 3.522e-05 | 0 | 0 |  | 1 | TRUE | wye
15 | LV_5049-8_1_4_load_315 | 21 | 0.00017511 | 4.3886e-05 | 0 | 0 |  | 1 | TRUE | wye
16 | LV_5049-8_1_4_load_310 | 23 | 0.00015884 | 3.9809e-05 | 0 | 0 |  | 1 | TRUE | wye
17 | LV_5049-8_1_4_load_330 | 25 | 0.00032744 | 8.2065e-05 | 0 | 0 |  | 1 | TRUE | wye
18 | LV_5049-8_1_4_load_253 | 26 | 0.00013766 | 3.45e-05 | 0 | 0 |  | 1 | TRUE | wye
19 | LV_5049-8_1_4_load_316 | 27 | 0.00014166 | 3.5504e-05 | 0 | 0 |  | 1 | TRUE | wye
20 | LV_5049-8_1_4_load_240 | 29 | 0.00019776 | 4.9565e-05 | 0 | 0 |  | 1 | TRUE | wye
21 | LV_5049-8_1_4_load_190 | 30 | 0.00011381 | 2.8524e-05 | 0 | 0 |  | 1 | TRUE | wye
22 | LV_5049-8_1_4_load_191 | 31 | 0.00013642 | 3.419e-05 | 0 | 0 |  | 1 | TRUE | wye
23 | LV_5049-8_1_4_load_56 | 32 | 0.0075028 | 0.0018804 | 0 | 0 |  | 1 | TRUE | wye
24 | LV_5049-8_1_4_load_57 | 33 | 0.0010893 | 0.00027301 | 0 | 0 |  | 1 | TRUE | wye
25 | LV_5049-8_1_4_load_58 | 34 | 0.0011688 | 0.00029292 | 0 | 0 |  | 1 | TRUE | wye
26 | LV_5049-8_1_4_load_314 | 36 | 0.00089364 | 0.00022397 | 0 | 0 |  | 1 | TRUE | wye
27 | LV_5049-8_1_4_load_312 | 37 | 0.0012563 | 0.00031485 | 0 | 0 |  | 1 | TRUE | wye
28 | LV_5049-8_1_4_load_59 | 38 | 0.0029781 | 0.00074638 | 0 | 0 |  | 1 | TRUE | wye
29 | LV_5049-8_1_4_load_62 | 40 | 0.0058582 | 0.0014682 | 0 | 0 |  | 1 | TRUE | wye
30 | LV_5049-8_1_4_load_63 | 41 | 0.003145 | 0.00078822 | 0 | 0 |  | 1 | TRUE | wye
31 | LV_5049-8_1_4_load_64 | 42 | 0.0026048 | 0.00065284 | 0 | 0 |  | 1 | TRUE | wye
32 | LV_5049-8_1_4_load_65 | 43 | 0.0011232 | 0.00028151 | 0 | 0 |  | 1 | TRUE | wye
33 | LV_5049-8_1_4_load_66 | 45 | 0.0012285 | 0.00030789 | 0 | 0 |  | 1 | TRUE | wye
34 | LV_5049-8_1_4_load_67 | 46 | 0.0020434 | 0.00051212 | 0 | 0 |  | 1 | TRUE | wye
35 | LV_5049-8_1_4_load_237 | 47 | 0.0010515 | 0.00026352 | 0 | 0 |  | 1 | TRUE | wye
36 | LV_5049-8_1_4_load_232 | 48 | 0.0029043 | 0.0007279 | 0 | 0 |  | 1 | TRUE | wye
37 | LV_5049-8_1_4_load_323 | 49 | 0.00064231 | 0.00016098 | 0 | 0 |  | 1 | TRUE | wye
38 | LV_5049-8_1_4_load_226 | 51 | 0.0014664 | 0.00036751 | 0 | 0 |  | 1 | TRUE | wye
39 | LV_5049-8_1_4_load_258 | 52 | 0.0014188 | 0.00035558 | 0 | 0 |  | 1 | TRUE | wye
40 | LV_5049-8_1_4_load_176 | 53 | 0.001069 | 0.00026791 | 0 | 0 |  | 1 | TRUE | wye
41 | LV_5049-8_1_4_load_68 | 54 | 0.00017072 | 4.2786e-05 | 0 | 0 |  | 1 | TRUE | wye
42 | LV_5049-8_1_4_load_69 | 55 | 0.00018315 | 4.5901e-05 | 0 | 0 |  | 1 | TRUE | wye
43 | LV_5049-8_1_4_load_71 | 57 | 0.00014214 | 3.5624e-05 | 0 | 0 |  | 1 | TRUE | wye
44 | LV_5049-8_1_4_load_72 | 58 | 0.00016545 | 4.1467e-05 | 0 | 0 |  | 1 | TRUE | wye
45 | LV_5049-8_1_4_load_73 | 59 | 0.00018912 | 4.7398e-05 | 0 | 0 |  | 1 | TRUE | wye
46 | LV_5049-8_1_4_load_74 | 60 | 0.00014702 | 3.6848e-05 | 0 | 0 |  | 1 | TRUE | wye
47 | LV_5049-8_1_4_load_75 | 61 | 0.00013759 | 3.4482e-05 | 0 | 0 |  | 1 | TRUE | wye
48 | LV_5049-8_1_4_load_99 | 63 | 0.00012438 | 3.1174e-05 | 0 | 0 |  | 1 | TRUE | wye
49 | LV_5049-8_1_4_load_283 | 64 | 0.00014334 | 3.5925e-05 | 0 | 0 |  | 1 | TRUE | wye
50 | LV_5049-8_1_4_load_97 | 65 | 0.00029712 | 7.4464e-05 | 0 | 0 |  | 1 | TRUE | wye
51 | LV_5049-8_1_4_load_284 | 66 | 0.0001393 | 3.4911e-05 | 0 | 0 |  | 1 | TRUE | wye
52 | LV_5049-8_1_4_load_85 | 67 | 0.00038492 | 9.647e-05 | 0 | 0 |  | 1 | TRUE | wye
53 | LV_5049-8_1_4_load_86 | 68 | 0.00025075 | 6.2843e-05 | 0 | 0 |  | 1 | TRUE | wye
54 | LV_5049-8_1_4_load_89 | 71 | 0.00035924 | 9.0035e-05 | 0 | 0 |  | 1 | TRUE | wye
55 | LV_5049-8_1_4_load_90 | 72 | 0.0018804 | 0.00047127 | 0 | 0 |  | 1 | TRUE | wye
56 | LV_5049-8_1_4_load_91 | 73 | 0.00046389 | 0.00011626 | 0 | 0 |  | 1 | TRUE | wye
57 | LV_5049-8_1_4_load_92 | 74 | 0.0003676 | 9.2129e-05 | 0 | 0 |  | 1 | TRUE | wye
58 | LV_5049-8_1_4_load_93 | 75 | 0.00054053 | 0.00013547 | 0 | 0 |  | 1 | TRUE | wye
59 | LV_5049-8_1_4_load_196 | 76 | 0.00038403 | 9.6247e-05 | 0 | 0 |  | 1 | TRUE | wye
60 | LV_5049-8_1_4_load_236 | 77 | 0.00023457 | 5.8789e-05 | 0 | 0 |  | 1 | TRUE | wye
61 | LV_5049-8_1_4_load_112 | 78 | 0.00041956 | 0.00010515 | 0 | 0 |  | 1 | TRUE | wye
62 | LV_5049-8_1_4_load_118 | 81 | 0.00013411 | 3.3611e-05 | 0 | 0 |  | 1 | TRUE | wye
63 | LV_5049-8_1_4_load_230 | 83 | 0.00016431 | 4.1181e-05 | 0 | 0 |  | 1 | TRUE | wye
64 | LV_5049-8_1_4_load_105 | 84 | 0.00045382 | 0.00011374 | 0 | 0 |  | 1 | TRUE | wye
65 | LV_5049-8_1_4_load_106 | 85 | 0.00036379 | 9.1174e-05 | 0 | 0 |  | 1 | TRUE | wye
66 | LV_5049-8_1_4_load_107 | 86 | 0.00035488 | 8.8942e-05 | 0 | 0 |  | 1 | TRUE | wye
67 | LV_5049-8_1_4_load_382 | 87 | 0.00062388 | 0.00015636 | 0 | 0 |  | 1 | TRUE | wye
68 | LV_5049-8_1_4_load_108 | 88 | 0.00029811 | 7.4715e-05 | 0 | 0 |  | 1 | TRUE | wye
69 | LV_5049-8_1_4_load_109 | 89 | 0.0004139 | 0.00010373 | 0 | 0 |  | 1 | TRUE | wye
70 | LV_5049-8_1_4_load_110 | 90 | 0.0004283 | 0.00010734 | 0 | 0 |  | 1 | TRUE | wye
71 | LV_5049-8_1_4_load_111 | 91 | 0.0002691 | 6.7442e-05 | 0 | 0 |  | 1 | TRUE | wye
72 | LV_5049-8_1_4_load_297 | 93 | 0.0014571 | 0.00036519 | 0 | 0 |  | 1 | TRUE | wye
73 | LV_5049-8_1_4_load_298 | 94 | 0.001755 | 0.00043985 | 0 | 0 |  | 1 | TRUE | wye
74 | LV_5049-8_1_4_load_131 | 95 | 0.00013803 | 3.4594e-05 | 0 | 0 |  | 1 | TRUE | wye
75 | LV_5049-8_1_4_load_132 | 96 | 0.00012138 | 3.0421e-05 | 0 | 0 |  | 1 | TRUE | wye
76 | LV_5049-8_1_4_load_133 | 97 | 0.00013181 | 3.3035e-05 | 0 | 0 |  | 1 | TRUE | wye
77 | LV_5049-8_1_4_load_134 | 98 | 0.000138 | 3.4585e-05 | 0 | 0 |  | 1 | TRUE | wye
78 | LV_5049-8_1_4_load_135 | 99 | 0.00012877 | 3.2273e-05 | 0 | 0 |  | 1 | TRUE | wye
79 | LV_5049-8_1_4_load_136 | 100 | 0.00014122 | 3.5394e-05 | 0 | 0 |  | 1 | TRUE | wye
80 | LV_5049-8_1_4_load_137 | 101 | 0.00018507 | 4.6382e-05 | 0 | 0 |  | 1 | TRUE | wye
81 | LV_5049-8_1_4_load_144 | 103 | 0.00019256 | 4.8261e-05 | 0 | 0 |  | 1 | TRUE | wye
82 | LV_5049-8_1_4_load_329 | 104 | 0.00060429 | 0.00015145 | 0 | 0 |  | 1 | TRUE | wye
83 | LV_5049-8_1_4_load_138 | 106 | 0.00013146 | 3.2947e-05 | 0 | 0 |  | 1 | TRUE | wye
84 | LV_5049-8_1_4_load_139 | 107 | 0.0001314 | 3.2932e-05 | 0 | 0 |  | 1 | TRUE | wye
85 | LV_5049-8_1_4_load_140 | 108 | 0.00012477 | 3.127e-05 | 0 | 0 |  | 1 | TRUE | wye
86 | LV_5049-8_1_4_load_142 | 109 | 0.00030085 | 7.54e-05 | 0 | 0 |  | 1 | TRUE | wye
87 | LV_5049-8_1_4_load_227 | 111 | 0.00015821 | 3.965e-05 | 0 | 0 |  | 1 | TRUE | wye
88 | LV_5049-8_1_4_load_228 | 112 | 0.00015028 | 3.7665e-05 | 0 | 0 |  | 1 | TRUE | wye
89 | LV_5049-8_1_4_load_290 | 113 | 0.00017795 | 4.4599e-05 | 0 | 0 |  | 1 | TRUE | wye
90 | LV_5049-8_1_4_load_287 | 114 | 0.00016636 | 4.1694e-05 | 0 | 0 |  | 1 | TRUE | wye
91 | LV_5049-8_1_4_load_184 | 116 | 0.00017617 | 4.4152e-05 | 0 | 0 |  | 1 | TRUE | wye
92 | LV_5049-8_1_4_load_185 | 117 | 0.00018512 | 4.6396e-05 | 0 | 0 |  | 1 | TRUE | wye
93 | LV_5049-8_1_4_load_177 | 118 | 0.00018733 | 4.6949e-05 | 0 | 0 |  | 1 | TRUE | wye
94 | LV_5049-8_1_4_load_178 | 119 | 0.00017721 | 4.4412e-05 | 0 | 0 |  | 1 | TRUE | wye
95 | LV_5049-8_1_4_load_146 | 120 | 0.0001683 | 4.2179e-05 | 0 | 0 |  | 1 | TRUE | wye
96 | LV_5049-8_1_4_load_147 | 121 | 0.00011633 | 2.9156e-05 | 0 | 0 |  | 1 | TRUE | wye
97 | LV_5049-8_1_4_load_148 | 122 | 0.00011605 | 2.9086e-05 | 0 | 0 |  | 1 | TRUE | wye
98 | LV_5049-8_1_4_load_150 | 124 | 0.00012679 | 3.1776e-05 | 0 | 0 |  | 1 | TRUE | wye
99 | LV_5049-8_1_4_load_151 | 125 | 0.00014056 | 3.5227e-05 | 0 | 0 |  | 1 | TRUE | wye
100 | LV_5049-8_1_4_load_231 | 126 | 0.00014482 | 3.6294e-05 | 0 | 0 |  | 1 | TRUE | wye
101 | LV_5049-8_1_4_load_214 | 127 | 0.00014218 | 3.5635e-05 | 0 | 0 |  | 1 | TRUE | wye
102 | LV_5049-8_1_4_load_166 | 128 | 0.00095765 | 0.00024001 | 0 | 0 |  | 1 | TRUE | wye
103 | LV_5049-8_1_4_load_266 | 129 | 0.00079265 | 0.00019866 | 0 | 0 |  | 1 | TRUE | wye
104 | LV_5049-8_1_4_load_163 | 130 | 0.0010349 | 0.00025937 | 0 | 0 |  | 1 | TRUE | wye
105 | LV_5049-8_1_4_load_332 | 131 | 0.00089421 | 0.00022411 | 0 | 0 |  | 1 | TRUE | wye
106 | LV_5049-8_1_4_load_333 | 132 | 0.00072891 | 0.00018268 | 0 | 0 |  | 1 | TRUE | wye
107 | LV_5049-8_1_4_load_334 | 133 | 0.00011644 | 2.9182e-05 | 0 | 0 |  | 1 | TRUE | wye
108 | LV_5049-8_1_4_load_331 | 135 | 0.00093879 | 0.00023528 | 0 | 0 |  | 1 | TRUE | wye
109 | LV_5049-8_1_4_load_325 | 136 | 0.0016453 | 0.00041235 | 0 | 0 |  | 1 | TRUE | wye
110 | LV_5049-8_1_4_load_168 | 137 | 0.0016844 | 0.00042215 | 0 | 0 |  | 1 | TRUE | wye
111 | LV_5049-8_1_4_load_169 | 138 | 0.001176 | 0.00029473 | 0 | 0 |  | 1 | TRUE | wye
112 | LV_5049-8_1_4_load_171 | 140 | 0.001558 | 0.00039047 | 0 | 0 |  | 1 | TRUE | wye
113 | LV_5049-8_1_4_load_172 | 141 | 0.0012241 | 0.00030679 | 0 | 0 |  | 1 | TRUE | wye
114 | LV_5049-8_1_4_load_173 | 142 | 0.0011789 | 0.00029545 | 0 | 0 |  | 1 | TRUE | wye
115 | LV_5049-8_1_4_load_174 | 143 | 0.0009534 | 0.00023894 | 0 | 0 |  | 1 | TRUE | wye
116 | LV_5049-8_1_4_load_175 | 144 | 0.0011002 | 0.00027574 | 0 | 0 |  | 1 | TRUE | wye
117 | LV_5049-8_1_4_load_215 | 145 | 0.00089679 | 0.00022476 | 0 | 0 |  | 1 | TRUE | wye
118 | LV_5049-8_1_4_load_216 | 146 | 0.0016764 | 0.00042015 | 0 | 0 |  | 1 | TRUE | wye
119 | LV_5049-8_1_4_load_182 | 149 | 0.00020246 | 5.074e-05 | 0 | 0 |  | 1 | TRUE | wye
120 | LV_5049-8_1_4_load_183 | 150 | 0.00011866 | 2.9738e-05 | 0 | 0 |  | 1 | TRUE | wye
121 | LV_5049-8_1_4_load_291 | 151 | 0.0010974 | 0.00027504 | 0 | 0 |  | 1 | TRUE | wye
122 | LV_5049-8_1_4_load_292 | 152 | 0.00016375 | 4.104e-05 | 0 | 0 |  | 1 | TRUE | wye
123 | LV_5049-8_1_4_load_195 | 153 | 0.00021756 | 5.4525e-05 | 0 | 0 |  | 1 | TRUE | wye
124 | LV_5049-8_1_4_load_328 | 154 | 0.00021757 | 5.4528e-05 | 0 | 0 |  | 1 | TRUE | wye
125 | LV_5049-8_1_4_load_286 | 155 | 0.00024676 | 6.1844e-05 | 0 | 0 |  | 1 | TRUE | wye
126 | LV_5049-8_1_4_load_194 | 158 | 0.00018935 | 4.7456e-05 | 0 | 0 |  | 1 | TRUE | wye
127 | LV_5049-8_1_4_load_204 | 159 | 0.00022222 | 5.5695e-05 | 0 | 0 |  | 1 | TRUE | wye
128 | LV_5049-8_1_4_load_205 | 160 | 0.00014253 | 3.5723e-05 | 0 | 0 |  | 1 | TRUE | wye
129 | LV_5049-8_1_4_load_212 | 161 | 0.00012001 | 3.0077e-05 | 0 | 0 |  | 1 | TRUE | wye
130 | LV_5049-8_1_4_load_210 | 162 | 0.00014322 | 3.5895e-05 | 0 | 0 |  | 1 | TRUE | wye
131 | LV_5049-8_1_4_load_299 | 163 | 0.0011238 | 0.00028164 | 0 | 0 |  | 1 | TRUE | wye
132 | LV_5049-8_1_4_load_211 | 164 | 0.00020172 | 5.0555e-05 | 0 | 0 |  | 1 | TRUE | wye
133 | LV_5049-8_1_4_load_213 | 165 | 0.0001286 | 3.2229e-05 | 0 | 0 |  | 1 | TRUE | wye
134 | LV_5049-8_1_4_load_327 | 166 | 0.0015327 | 0.00038413 | 0 | 0 |  | 1 | TRUE | wye
135 | LV_5049-8_1_4_load_220 | 167 | 0.00082475 | 0.0002067 | 0 | 0 |  | 1 | TRUE | wye
136 | LV_5049-8_1_4_load_221 | 168 | 0.00092149 | 0.00023095 | 0 | 0 |  | 1 | TRUE | wye
137 | LV_5049-8_1_4_load_222 | 169 | 0.0013333 | 0.00033416 | 0 | 0 |  | 1 | TRUE | wye
138 | LV_5049-8_1_4_load_223 | 170 | 0.00090307 | 0.00022633 | 0 | 0 |  | 1 | TRUE | wye
139 | LV_5049-8_1_4_load_224 | 171 | 0.0013119 | 0.00032879 | 0 | 0 |  | 1 | TRUE | wye
140 | LV_5049-8_1_4_load_225 | 172 | 0.0011684 | 0.00029282 | 0 | 0 |  | 1 | TRUE | wye
141 | LV_5049-8_1_4_load_249 | 173 | 0.00097229 | 0.00024368 | 0 | 0 |  | 1 | TRUE | wye
142 | LV_5049-8_1_4_load_288 | 175 | 0.00015296 | 3.8335e-05 | 0 | 0 |  | 1 | TRUE | wye
143 | LV_5049-8_1_4_load_233 | 176 | 0.0018676 | 0.00046807 | 0 | 0 |  | 1 | TRUE | wye
144 | LV_5049-8_1_4_load_235 | 177 | 0.0014023 | 0.00035145 | 0 | 0 |  | 1 | TRUE | wye
145 | LV_5049-8_1_4_load_239 | 179 | 0.0024616 | 0.00061694 | 0 | 0 |  | 1 | TRUE | wye
146 | LV_5049-8_1_4_load_256 | 180 | 0.001919 | 0.00048095 | 0 | 0 |  | 1 | TRUE | wye
147 | LV_5049-8_1_4_load_276 | 181 | 0.0022686 | 0.00056856 | 0 | 0 |  | 1 | TRUE | wye
148 | LV_5049-8_1_4_load_245 | 182 | 0.0025962 | 0.00065066 | 0 | 0 |  | 1 | TRUE | wye
149 | LV_5049-8_1_4_load_247 | 183 | 0.0029269 | 0.00073355 | 0 | 0 |  | 1 | TRUE | wye
150 | LV_5049-8_1_4_load_250 | 185 | 0.0012449 | 0.00031199 | 0 | 0 |  | 1 | TRUE | wye
151 | LV_5049-8_1_4_load_251 | 186 | 0.00081752 | 0.00020489 | 0 | 0 |  | 1 | TRUE | wye
152 | LV_5049-8_1_4_load_383 | 187 | 0.00088467 | 0.00022172 | 0 | 0 |  | 1 | TRUE | wye
153 | LV_5049-8_1_4_load_279 | 188 | 0.0031813 | 0.0007973 | 0 | 0 |  | 1 | TRUE | wye
154 | LV_5049-8_1_4_load_294 | 189 | 0.0010197 | 0.00025557 | 0 | 0 |  | 1 | TRUE | wye
155 | LV_5049-8_1_4_load_278 | 190 | 0.0019208 | 0.00048139 | 0 | 0 |  | 1 | TRUE | wye
156 | LV_5049-8_1_4_load_254 | 191 | 0.00021641 | 5.4237e-05 | 0 | 0 |  | 1 | TRUE | wye
157 | LV_5049-8_1_4_load_273 | 192 | 0.00018133 | 4.5446e-05 | 0 | 0 |  | 1 | TRUE | wye
158 | LV_5049-8_1_4_load_274 | 193 | 0.0001303 | 3.2656e-05 | 0 | 0 |  | 1 | TRUE | wye
159 | LV_5049-8_1_4_load_277 | 194 | 0.0013588 | 0.00034054 | 0 | 0 |  | 1 | TRUE | wye
160 | LV_5049-8_1_4_load_324 | 195 | 0.00061909 | 0.00015516 | 0 | 0 |  | 1 | TRUE | wye
161 | LV_5049-8_1_4_load_289 | 197 | 0.00013296 | 3.3323e-05 | 0 | 0 |  | 1 | TRUE | wye
162 | LV_5049-8_1_4_load_384 | 198 | 0.0002216 | 5.5539e-05 | 0 | 0 |  | 1 | TRUE | wye
163 | LV_5049-8_1_4_load_304 | 199 | 0.00027172 | 6.81e-05 | 0 | 0 |  | 1 | TRUE | wye
164 | LV_5049-8_1_4_load_303 | 200 | 0.00012751 | 3.1958e-05 | 0 | 0 |  | 1 | TRUE | wye

## ext_grid
| name | bus | vm_pu | va_degree | slack_weight | in_service
0 |  | 53 | 1 | 0 | 1 | TRUE

## line
| name | std_type | from_bus | to_bus | length_km | r_ohm_per_km | x_ohm_per_km | c_nf_per_km | g_us_per_km | max_i_ka | df | parallel | type | in_service
0 | LV_5049-8_1_4_line_0 | NAYY 4x150 SE | 0 | 1 | 0.053237 | 0.208 | 0.08 | 261 | 0 | 0.27 | 1 | 1 | cs | TRUE
1 | LV_5049-8_1_4_line_1 | NAYY 4x150 SE | 1 | 5 | 0.014236 | 0.208 | 0.08 | 261 | 0 | 0.27 | 1 | 1 | cs | TRUE
2 | LV_5049-8_1_4_line_2 | NAYY 4x150 SE | 2 | 3 | 0.17641 | 0.208 | 0.08 | 261 | 0 | 0.27 | 1 | 1 | cs | TRUE
3 | LV_5049-8_1_4_line_3 | NAYY 4x150 SE | 2 | 4 | 0.12812 | 0.208 | 0.08 | 261 | 0 | 0.27 | 1 | 1 | cs | TRUE
4 | LV_5049-8_1_4_line_4 | NAYY 4x150 SE | 3 | 80 | 0.03236 | 0.208 | 0.08 | 261 | 0 | 0.27 | 1 | 1 | cs | TRUE
5 | LV_5049-8_1_4_line_5 | NAYY 4x150 SE | 4 | 79 | 0.087494 | 0.208 | 0.08 | 261 | 0 | 0.27 | 1 | 1 | cs | TRUE
6 | LV_5049-8_1_4_line_6 | NAYY 4x150 SE | 5 | 80 | 0.15414 | 0.208 | 0.08 | 261 | 0 | 0.27 | 1 | 1 | cs | TRUE
7 | LV_5049-8_1_4_line_7 | NAYY 4x150 SE | 6 | 7 | 0.071445 | 0.208 | 0.08 | 261 | 0 | 0.27 | 1 | 1 | cs | TRUE
8 | LV_5049-8_1_4_line_8 | NAYY 4x150 SE | 6 | 8 | 0.0046014 | 0.208 | 0.08 | 261 | 0 | 0.27 | 1 | 1 | cs | TRUE
9 | LV_5049-8_1_4_line_9 | NAYY 4x150 SE | 7 | 9 | 0.00397 | 0.208 | 0.08 | 261 | 0 | 0.27 | 1 | 1 | cs | TRUE
10 | LV_5049-8_1_4_line_10 | NAYY 4x150 SE | 8 | 10 | 0.015875 | 0.208 | 0.08 | 261 | 0 | 0.27 | 1 | 1 | cs | TRUE
11 | LV_5049-8_1_4_line_11 | NAYY 4x150 SE | 8 | 11 | 0.031545 | 0.208 | 0.08 | 261 | 0 | 0.27 | 1 | 1 | cs | TRUE
12 | LV_5049-8_1_4_line_12 | NAYY 4x150 SE | 9 | 12 | 0.048927 | 0.208 | 0.08 | 261 | 0 | 0.27 | 1 | 1 | cs | TRUE
13 | LV_5049-8_1_4_line_13 | NAYY 4x150 SE | 9 | 13 | 0.050609 | 0.208 | 0.08 | 261 | 0 | 0.27 | 1 | 1 | cs | TRUE
14 | LV_5049-8_1_4_line_14 | NAYY 4x150 SE | 10 | 16 | 0.027367 | 0.208 | 0.08 | 261 | 0 | 0.27 | 1 | 1 | cs | TRUE
15 | LV_5049-8_1_4_line_15 | NAYY 4x150 SE | 10 | 17 | 0.0088343 | 0.208 | 0.08 | 261 | 0 | 0.27 | 1 | 1 | cs | TRUE
16 | LV_5049-8_1_4_line_16 | NAYY 4x150 SE | 11 | 18 | 0.11301 | 0.208 | 0.08 | 261 | 0 | 0.27 | 1 | 1 | cs | TRUE
17 | LV_5049-8_1_4_line_17 | NAYY 4x150 SE | 12 | 19 | 0.11901 | 0.208 | 0.08 | 261 | 0 | 0.27 | 1 | 1 | cs | TRUE
18 | LV_5049-8_1_4_line_18 | NAYY 4x150 SE | 13 | 20 | 0.01449 | 0.208 | 0.08 | 261 | 0 | 0.27 | 1 | 1 | cs | TRUE
19 | LV_5049-8_1_4_line_19 | NAYY 4x150 SE | 14 | 15 | 0.043436 | 0.208 | 0.08 | 261 | 0 | 0.27 | 1 | 1 | cs | TRUE
20 | LV_5049-8_1_4_line_20 | NAYY 4x150 SE | 15 | 21 | 0.029239 | 0.208 | 0.08 | 261 | 0 | 0.27 | 1 | 1 | cs | TRUE
21 | LV_5049-8_1_4_line_21 | NAYY 4x150 SE | 16 | 22 | 0.023932 | 0.208 | 0.08 | 261 | 0 | 0.27 | 1 | 1 | cs | TRUE
22 | LV_5049-8_1_4_line_22 | NAYY 4x150 SE | 17 | 23 | 0.15033 | 0.208 | 0.08 | 261 | 0 | 0.27 | 1 | 1 | cs | TRUE
23 | LV_5049-8_1_4_line_23 | NAYY 4x150 SE | 19 | 25 | 0.043763 | 0.208 | 0.08 | 261 | 0 | 0.27 | 1 | 1 | cs | TRUE
24 | LV_5049-8_1_4_line_24 | NAYY 4x150 SE | 20 | 26 | 0.025698 | 0.208 | 0.08 | 261 | 0 | 0.27 | 1 | 1 | cs | TRUE
25 | LV_5049-8_1_4_line_25 | NAYY 4x150 SE | 21 | 27 | 0.010923 | 0.208 | 0.08 | 261 | 0 | 0.27 | 1 | 1 | cs | TRUE
26 | LV_5049-8_1_4_line_26 | NAYY 4x150 SE | 22 | 24 | 0.077948 | 0.208 | 0.08 | 261 | 0 | 0.27 | 1 | 1 | cs | TRUE
27 | LV_5049-8_1_4_line_27 | NAYY 4x150 SE | 23 | 28 | 0.16126 | 0.208 | 0.08 | 261 | 0 | 0.27 | 1 | 1 | cs | TRUE
28 | LV_5049-8_1_4_line_28 | NAYY 4x150 SE | 24 | 29 | 0.056844 | 0.208 | 0.08 | 261 | 0 | 0.27 | 1 | 1 | cs | TRUE
29 | LV_5049-8_1_4_line_29 | NAYY 4x150 SE | 25 | 102 | 0.024101 | 0.208 | 0.08 | 261 | 0 | 0.27 | 1 | 1 | cs | TRUE
30 | LV_5049-8_1_4_line_30 | NAYY 4x150 SE | 26 | 191 | 0.066575 | 0.208 | 0.08 | 261 | 0 | 0.27 | 1 | 1 | cs | TRUE
31 | LV_5049-8_1_4_line_31 | NAYY 4x150 SE | 27 | 160 | 0.011227 | 0.208 | 0.08 | 261 | 0 | 0.27 | 1 | 1 | cs | TRUE
32 | LV_5049-8_1_4_line_32 | NAYY 4x150 SE | 28 | 37 | 0.083135 | 0.208 | 0.08 | 261 | 0 | 0.27 | 1 | 1 | cs | TRUE
33 | LV_5049-8_1_4_line_33 | NAYY 4x150 SE | 30 | 31 | 0.055054 | 0.208 | 0.08 | 261 | 0 | 0.27 | 1 | 1 | cs | TRUE
34 | LV_5049-8_1_4_line_34 | NAYY 4x150 SE | 31 | 156 | 0.034607 | 0.208 | 0.08 | 261 | 0 | 0.27 | 1 | 1 | cs | TRUE
35 | LV_5049-8_1_4_line_35 | NAYY 4x150 SE | 32 | 33 | 0.045516 | 0.208 | 0.08 | 261 | 0 | 0.27 | 1 | 1 | cs | TRUE
36 | LV_5049-8_1_4_line_36 | NAYY 4x150 SE | 32 | 34 | 0.0023393 | 0.208 | 0.08 | 261 | 0 | 0.27 | 1 | 1 | cs | TRUE
37 | LV_5049-8_1_4_line_37 | NAYY 4x150 SE | 34 | 35 | 0.0427 | 0.208 | 0.08 | 261 | 0 | 0.27 | 1 | 1 | cs | TRUE
38 | LV_5049-8_1_4_line_38 | NAYY 4x150 SE | 35 | 40 | 0.027793 | 0.208 | 0.08 | 261 | 0 | 0.27 | 1 | 1 | cs | TRUE
39 | LV_5049-8_1_4_line_39 | NAYY 4x150 SE | 35 | 41 | 0.016746 | 0.208 | 0.08 | 261 | 0 | 0.27 | 1 | 1 | cs | TRUE
40 | LV_5049-8_1_4_line_40 | NAYY 4x150 SE | 36 | 37 | 0.085118 | 0.208 | 0.08 | 261 | 0 | 0.27 | 1 | 1 | cs | TRUE
41 | LV_5049-8_1_4_line_41 | NAYY 4x150 SE | 38 | 39 | 0.01271 | 0.208 | 0.08 | 261 | 0 | 0.27 | 1 | 1 | cs | TRUE
42 | LV_5049-8_1_4_line_42 | NAYY 4x150 SE | 39 | 42 | 0.0082906 | 0.208 | 0.08 | 261 | 0 | 0.27 | 1 | 2 | cs | TRUE
43 | LV_5049-8_1_4_line_43 | NAYY 4x150 SE | 39 | 43 | 0.010808 | 0.208 | 0.08 | 261 | 0 | 0.27 | 1 | 2 | cs | TRUE
44 | LV_5049-8_1_4_line_44 | NAYY 4x150 SE | 41 | 44 | 0.046384 | 0.208 | 0.08 | 261 | 0 | 0.27 | 1 | 1 | cs | TRUE
45 | LV_5049-8_1_4_line_45 | NAYY 4x150 SE | 42 | 45 | 0.0003101 | 0.208 | 0.08 | 261 | 0 | 0.27 | 1 | 2 | cs | TRUE
46 | LV_5049-8_1_4_line_46 | NAYY 4x150 SE | 43 | 46 | 0.025439 | 0.208 | 0.08 | 261 | 0 | 0.27 | 1 | 2 | cs | TRUE
47 | LV_5049-8_1_4_line_47 | NAYY 4x150 SE | 44 | 47 | 0.054028 | 0.208 | 0.08 | 261 | 0 | 0.27 | 1 | 1 | cs | TRUE
48 | LV_5049-8_1_4_line_48 | NAYY 4x150 SE | 44 | 48 | 0.018941 | 0.208 | 0.08 | 261 | 0 | 0.27 | 1 | 1 | cs | TRUE
49 | LV_5049-8_1_4_line_49 | NAYY 4x150 SE | 45 | 49 | 0.011146 | 0.208 | 0.08 | 261 | 0 | 0.27 | 1 | 2 | cs | TRUE
50 | LV_5049-8_1_4_line_50 | NAYY 4x150 SE | 46 | 50 | 0.079716 | 0.208 | 0.08 | 261 | 0 | 0.27 | 1 | 2 | cs | TRUE
51 | LV_5049-8_1_4_line_51 | NAYY 4x150 SE | 47 | 179 | 0.015836 | 0.208 | 0.08 | 261 | 0 | 0.27 | 1 | 1 | cs | TRUE
52 | LV_5049-8_1_4_line_52 | NAYY 4x150 SE | 48 | 176 | 0.031506 | 0.208 | 0.08 | 261 | 0 | 0.27 | 1 | 1 | cs | TRUE
53 | LV_5049-8_1_4_line_53 | NAYY 4x150 SE | 49 | 51 | 0.0054036 | 0.208 | 0.08 | 261 | 0 | 0.27 | 1 | 2 | cs | TRUE
54 | LV_5049-8_1_4_line_54 | NAYY 4x150 SE | 50 | 52 | 0.040122 | 0.208 | 0.08 | 261 | 0 | 0.27 | 1 | 1 | cs | TRUE
55 | LV_5049-8_1_4_line_55 | NAYY 4x150 SE | 50 | 53 | 0.024179 | 0.208 | 0.08 | 261 | 0 | 0.27 | 1 | 2 | cs | TRUE
56 | LV_5049-8_1_4_line_56 | NAYY 4x150 SE | 51 | 171 | 0.0015343 | 0.208 | 0.08 | 261 | 0 | 0.27 | 1 | 2 | cs | TRUE
57 | LV_5049-8_1_4_line_57 | NAYY 4x150 SE | 53 | 142 | 0.019318 | 0.208 | 0.08 | 261 | 0 | 0.27 | 1 | 2 | cs | TRUE
58 | LV_5049-8_1_4_line_58 | NAYY 4x150 SE | 54 | 55 | 0.027457 | 0.208 | 0.08 | 261 | 0 | 0.27 | 1 | 1 | cs | TRUE
59 | LV_5049-8_1_4_line_59 | NAYY 4x150 SE | 54 | 56 | 0.18212 | 0.208 | 0.08 | 261 | 0 | 0.27 | 1 | 1 | cs | TRUE
60 | LV_5049-8_1_4_line_60 | NAYY 4x150 SE | 55 | 57 | 0.045595 | 0.208 | 0.08 | 261 | 0 | 0.27 | 1 | 1 | cs | TRUE
61 | LV_5049-8_1_4_line_61 | NAYY 4x150 SE | 56 | 58 | 0.06953 | 0.208 | 0.08 | 261 | 0 | 0.27 | 1 | 1 | cs | TRUE
62 | LV_5049-8_1_4_line_62 | NAYY 4x150 SE | 56 | 59 | 0.02384 | 0.208 | 0.08 | 261 | 0 | 0.27 | 1 | 1 | cs | TRUE
63 | LV_5049-8_1_4_line_63 | NAYY 4x150 SE | 56 | 60 | 0.16935 | 0.208 | 0.08 | 261 | 0 | 0.27 | 1 | 1 | cs | TRUE
64 | LV_5049-8_1_4_line_64 | NAYY 4x150 SE | 57 | 61 | 0.010231 | 0.208 | 0.08 | 261 | 0 | 0.27 | 1 | 1 | cs | TRUE
65 | LV_5049-8_1_4_line_65 | NAYY 4x150 SE | 59 | 62 | 0.015237 | 0.208 | 0.08 | 261 | 0 | 0.27 | 1 | 1 | cs | TRUE
66 | LV_5049-8_1_4_line_66 | NAYY 4x150 SE | 62 | 63 | 0.018621 | 0.208 | 0.08 | 261 | 0 | 0.27 | 1 | 1 | cs | TRUE
67 | LV_5049-8_1_4_line_67 | NAYY 4x150 SE | 62 | 64 | 0.0022974 | 0.208 | 0.08 | 261 | 0 | 0.27 | 1 | 1 | cs | TRUE
68 | LV_5049-8_1_4_line_68 | NAYY 4x150 SE | 63 | 65 | 0.21132 | 0.208 | 0.08 | 261 | 0 | 0.27 | 1 | 1 | cs | TRUE
69 | LV_5049-8_1_4_line_69 | NAYY 4x150 SE | 64 | 66 | 0.19723 | 0.208 | 0.08 | 261 | 0 | 0.27 | 1 | 1 | cs | TRUE
70 | LV_5049-8_1_4_line_70 | NAYY 4x150 SE | 65 | 79 | 0.13202 | 0.208 | 0.08 | 261 | 0 | 0.27 | 1 | 1 | cs | TRUE
71 | LV_5049-8_1_4_line_71 | NAYY 4x150 SE | 66 | 196 | 0.13969 | 0.208 | 0.08 | 261 | 0 | 0.27 | 1 | 1 | cs | TRUE
72 | LV_5049-8_1_4_line_72 | NAYY 4x150 SE | 67 | 68 | 0.015456 | 0.208 | 0.08 | 261 | 0 | 0.27 | 1 | 1 | cs | TRUE
73 | LV_5049-8_1_4_line_73 | NAYY 4x150 SE | 67 | 69 | 0.0079769 | 0.208 | 0.08 | 261 | 0 | 0.27 | 1 | 1 | cs | TRUE
74 | LV_5049-8_1_4_line_74 | NAYY 4x150 SE | 68 | 70 | 0.01695 | 0.208 | 0.08 | 261 | 0 | 0.27 | 1 | 1 | cs | TRUE
75 | LV_5049-8_1_4_line_75 | NAYY 4x150 SE | 69 | 71 | 0.058892 | 0.208 | 0.08 | 261 | 0 | 0.27 | 1 | 1 | cs | TRUE
76 | LV_5049-8_1_4_line_76 | NAYY 4x150 SE | 69 | 72 | 0.043659 | 0.208 | 0.08 | 261 | 0 | 0.27 | 1 | 1 | cs | TRUE
77 | LV_5049-8_1_4_line_77 | NAYY 4x150 SE | 70 | 73 | 0.043919 | 0.208 | 0.08 | 261 | 0 | 0.27 | 1 | 1 | cs | TRUE
78 | LV_5049-8_1_4_line_78 | NAYY 4x150 SE | 70 | 74 | 0.015632 | 0.208 | 0.08 | 261 | 0 | 0.27 | 1 | 1 | cs | TRUE
79 | LV_5049-8_1_4_line_79 | NAYY 4x150 SE | 71 | 75 | 0.048046 | 0.208 | 0.08 | 261 | 0 | 0.27 | 1 | 1 | cs | TRUE
80 | LV_5049-8_1_4_line_80 | NAYY 4x150 SE | 73 | 76 | 0.019431 | 0.208 | 0.08 | 261 | 0 | 0.27 | 1 | 1 | cs | TRUE
81 | LV_5049-8_1_4_line_81 | NAYY 4x150 SE | 75 | 77 | 0.01376 | 0.208 | 0.08 | 261 | 0 | 0.27 | 1 | 1 | cs | TRUE
82 | LV_5049-8_1_4_line_82 | NAYY 4x150 SE | 76 | 78 | 0.022026 | 0.208 | 0.08 | 261 | 0 | 0.27 | 1 | 1 | cs | TRUE
83 | LV_5049-8_1_4_line_83 | NAYY 4x150 SE | 78 | 90 | 0.053252 | 0.208 | 0.08 | 261 | 0 | 0.27 | 1 | 1 | cs | TRUE
84 | LV_5049-8_1_4_line_84 | NAYY 4x150 SE | 80 | 81 | 0.012715 | 0.208 | 0.08 | 261 | 0 | 0.27 | 1 | 1 | cs | TRUE
85 | LV_5049-8_1_4_line_85 | NAYY 4x150 SE | 81 | 82 | 0.11576 | 0.208 | 0.08 | 261 | 0 | 0.27 | 1 | 1 | cs | TRUE
86 | LV_5049-8_1_4_line_86 | NAYY 4x150 SE | 82 | 83 | 0.20925 | 0.208 | 0.08 | 261 | 0 | 0.27 | 1 | 1 | cs | TRUE
87 | LV_5049-8_1_4_line_87 | NAYY 4x150 SE | 84 | 85 | 0.014667 | 0.208 | 0.08 | 261 | 0 | 0.27 | 1 | 1 | cs | TRUE
88 | LV_5049-8_1_4_line_88 | NAYY 4x150 SE | 84 | 86 | 0.0069654 | 0.208 | 0.08 | 261 | 0 | 0.27 | 1 | 1 | cs | TRUE
89 | LV_5049-8_1_4_line_89 | NAYY 4x150 SE | 84 | 87 | 0.25092 | 0.208 | 0.08 | 261 | 0 | 0.27 | 1 | 1 | cs | TRUE
90 | LV_5049-8_1_4_line_90 | NAYY 4x150 SE | 85 | 88 | 0.0031935 | 0.208 | 0.08 | 261 | 0 | 0.27 | 1 | 1 | cs | TRUE
91 | LV_5049-8_1_4_line_91 | NAYY 4x150 SE | 86 | 89 | 0.026446 | 0.208 | 0.08 | 261 | 0 | 0.27 | 1 | 1 | cs | TRUE
92 | LV_5049-8_1_4_line_92 | NAYY 4x150 SE | 88 | 90 | 0.019332 | 0.208 | 0.08 | 261 | 0 | 0.27 | 1 | 1 | cs | TRUE
93 | LV_5049-8_1_4_line_93 | NAYY 4x150 SE | 89 | 91 | 0.028694 | 0.208 | 0.08 | 261 | 0 | 0.27 | 1 | 1 | cs | TRUE
94 | LV_5049-8_1_4_line_94 | NAYY 4x150 SE | 91 | 92 | 0.055883 | 0.208 | 0.08 | 261 | 0 | 0.27 | 1 | 1 | cs | TRUE
95 | LV_5049-8_1_4_line_95 | NAYY 4x150 SE | 92 | 93 | 0.037922 | 0.208 | 0.08 | 261 | 0 | 0.27 | 1 | 1 | cs | TRUE
96 | LV_5049-8_1_4_line_96 | NAYY 4x150 SE | 92 | 94 | 0.0058589 | 0.208 | 0.08 | 261 | 0 | 0.27 | 1 | 1 | cs | TRUE
97 | LV_5049-8_1_4_line_97 | NAYY 4x150 SE | 94 | 163 | 0.085804 | 0.208 | 0.08 | 261 | 0 | 0.27 | 1 | 1 | cs | TRUE
98 | LV_5049-8_1_4_line_98 | NAYY 4x150 SE | 95 | 96 | 0.021402 | 0.208 | 0.08 | 261 | 0 | 0.27 | 1 | 1 | cs | TRUE
99 | LV_5049-8_1_4_line_99 | NAYY 4x150 SE | 95 | 97 | 0.0059232 | 0.208 | 0.08 | 261 | 0 | 0.27 | 1 | 1 | cs | TRUE
100 | LV_5049-8_1_4_line_100 | NAYY 4x150 SE | 96 | 98 | 0.0065708 | 0.208 | 0.08 | 261 | 0 | 0.27 | 1 | 1 | cs | TRUE
101 | LV_5049-8_1_4_line_101 | NAYY 4x150 SE | 97 | 99 | 0.0072376 | 0.208 | 0.08 | 261 | 0 | 0.27 | 1 | 1 | cs | TRUE
102 | LV_5049-8_1_4_line_102 | NAYY 4x150 SE | 98 | 100 | 0.027413 | 0.208 | 0.08 | 261 | 0 | 0.27 | 1 | 1 | cs | TRUE
103 | LV_5049-8_1_4_line_103 | NAYY 4x150 SE | 99 | 101 | 0.013507 | 0.208 | 0.08 | 261 | 0 | 0.27 | 1 | 1 | cs | TRUE
104 | LV_5049-8_1_4_line_104 | NAYY 4x150 SE | 100 | 102 | 0.0055895 | 0.208 | 0.08 | 261 | 0 | 0.27 | 1 | 1 | cs | TRUE
105 | LV_5049-8_1_4_line_105 | NAYY 4x150 SE | 101 | 103 | 0.0011669 | 0.208 | 0.08 | 261 | 0 | 0.27 | 1 | 1 | cs | TRUE
106 | LV_5049-8_1_4_line_106 | NAYY 4x150 SE | 102 | 104 | 0.067876 | 0.208 | 0.08 | 261 | 0 | 0.27 | 1 | 1 | cs | TRUE
107 | LV_5049-8_1_4_line_107 | NAYY 4x150 SE | 103 | 105 | 0.015876 | 0.208 | 0.08 | 261 | 0 | 0.27 | 1 | 1 | cs | TRUE
108 | LV_5049-8_1_4_line_108 | NAYY 4x150 SE | 105 | 110 | 0.053608 | 0.208 | 0.08 | 261 | 0 | 0.27 | 1 | 1 | cs | TRUE
109 | LV_5049-8_1_4_line_109 | NAYY 4x150 SE | 105 | 107 | 0.0052276 | 0.208 | 0.08 | 261 | 0 | 0.27 | 1 | 1 | cs | TRUE
110 | LV_5049-8_1_4_line_110 | NAYY 4x150 SE | 106 | 107 | 0.0081028 | 0.208 | 0.08 | 261 | 0 | 0.27 | 1 | 1 | cs | TRUE
111 | LV_5049-8_1_4_line_111 | NAYY 4x150 SE | 106 | 108 | 0.0062159 | 0.208 | 0.08 | 261 | 0 | 0.27 | 1 | 1 | cs | TRUE
112 | LV_5049-8_1_4_line_112 | NAYY 4x150 SE | 108 | 109 | 0.0061146 | 0.208 | 0.08 | 261 | 0 | 0.27 | 1 | 1 | cs | TRUE
113 | LV_5049-8_1_4_line_113 | NAYY 4x150 SE | 110 | 111 | 0.01096 | 0.208 | 0.08 | 261 | 0 | 0.27 | 1 | 1 | cs | TRUE
114 | LV_5049-8_1_4_line_114 | NAYY 4x150 SE | 110 | 112 | 0.0071725 | 0.208 | 0.08 | 261 | 0 | 0.27 | 1 | 1 | cs | TRUE
115 | LV_5049-8_1_4_line_115 | NAYY 4x150 SE | 111 | 113 | 0.0023821 | 0.208 | 0.08 | 261 | 0 | 0.27 | 1 | 1 | cs | TRUE
116 | LV_5049-8_1_4_line_116 | NAYY 4x150 SE | 112 | 114 | 0.032282 | 0.208 | 0.08 | 261 | 0 | 0.27 | 1 | 1 | cs | TRUE
117 | LV_5049-8_1_4_line_117 | NAYY 4x150 SE | 113 | 148 | 0.084509 | 0.208 | 0.08 | 261 | 0 | 0.27 | 1 | 1 | cs | TRUE
118 | LV_5049-8_1_4_line_118 | NAYY 4x150 SE | 114 | 175 | 0.15546 | 0.208 | 0.08 | 261 | 0 | 0.27 | 1 | 1 | cs | TRUE
119 | LV_5049-8_1_4_line_119 | NAYY 4x150 SE | 115 | 116 | 0.079678 | 0.208 | 0.08 | 261 | 0 | 0.27 | 1 | 1 | cs | TRUE
120 | LV_5049-8_1_4_line_120 | NAYY 4x150 SE | 115 | 117 | 0.065433 | 0.208 | 0.08 | 261 | 0 | 0.27 | 1 | 1 | cs | TRUE
121 | LV_5049-8_1_4_line_121 | NAYY 4x150 SE | 116 | 153 | 0.021287 | 0.208 | 0.08 | 261 | 0 | 0.27 | 1 | 1 | cs | TRUE
122 | LV_5049-8_1_4_line_122 | NAYY 4x150 SE | 117 | 150 | 0.059325 | 0.208 | 0.08 | 261 | 0 | 0.27 | 1 | 1 | cs | TRUE
123 | LV_5049-8_1_4_line_123 | NAYY 4x150 SE | 118 | 119 | 0.020624 | 0.208 | 0.08 | 261 | 0 | 0.27 | 1 | 1 | cs | TRUE
124 | LV_5049-8_1_4_line_124 | NAYY 4x150 SE | 119 | 147 | 0.020601 | 0.208 | 0.08 | 261 | 0 | 0.27 | 1 | 1 | cs | TRUE
125 | LV_5049-8_1_4_line_125 | NAYY 4x150 SE | 120 | 121 | 0.09894 | 0.208 | 0.08 | 261 | 0 | 0.27 | 1 | 1 | cs | TRUE
126 | LV_5049-8_1_4_line_126 | NAYY 4x150 SE | 120 | 122 | 0.027756 | 0.208 | 0.08 | 261 | 0 | 0.27 | 1 | 1 | cs | TRUE
127 | LV_5049-8_1_4_line_127 | NAYY 4x150 SE | 121 | 123 | 0.19513 | 0.208 | 0.08 | 261 | 0 | 0.27 | 1 | 1 | cs | TRUE
128 | LV_5049-8_1_4_line_128 | NAYY 4x150 SE | 122 | 124 | 0.023008 | 0.208 | 0.08 | 261 | 0 | 0.27 | 1 | 1 | cs | TRUE
129 | LV_5049-8_1_4_line_129 | NAYY 4x150 SE | 123 | 125 | 0.20865 | 0.208 | 0.08 | 261 | 0 | 0.27 | 1 | 1 | cs | TRUE
130 | LV_5049-8_1_4_line_130 | NAYY 4x150 SE | 125 | 126 | 0.0032253 | 0.208 | 0.08 | 261 | 0 | 0.27 | 1 | 1 | cs | TRUE
131 | LV_5049-8_1_4_line_131 | NAYY 4x150 SE | 126 | 127 | 0.042362 | 0.208 | 0.08 | 261 | 0 | 0.27 | 1 | 1 | cs | TRUE
132 | LV_5049-8_1_4_line_132 | NAYY 4x150 SE | 127 | 165 | 0.013707 | 0.208 | 0.08 | 261 | 0 | 0.27 | 1 | 1 | cs | TRUE
133 | LV_5049-8_1_4_line_133 | NAYY 4x150 SE | 128 | 129 | 0.22154 | 0.208 | 0.08 | 261 | 0 | 0.27 | 1 | 1 | cs | TRUE
134 | LV_5049-8_1_4_line_134 | NAYY 4x150 SE | 129 | 131 | 0.13908 | 0.208 | 0.08 | 261 | 0 | 0.27 | 1 | 1 | cs | TRUE
135 | LV_5049-8_1_4_line_135 | NAYY 4x150 SE | 129 | 130 | 0.29513 | 0.208 | 0.08 | 261 | 0 | 0.27 | 1 | 1 | cs | TRUE
136 | LV_5049-8_1_4_line_136 | NAYY 4x150 SE | 131 | 187 | 0.16199 | 0.208 | 0.08 | 261 | 0 | 0.27 | 1 | 1 | cs | TRUE
137 | LV_5049-8_1_4_line_137 | NAYY 4x150 SE | 131 | 135 | 0.087535 | 0.208 | 0.08 | 261 | 0 | 0.27 | 1 | 1 | cs | TRUE
138 | LV_5049-8_1_4_line_138 | NAYY 4x150 SE | 132 | 133 | 0.22213 | 0.208 | 0.08 | 261 | 0 | 0.27 | 1 | 2 | cs | TRUE
139 | LV_5049-8_1_4_line_139 | NAYY 4x150 SE | 132 | 134 | 0.22998 | 0.208 | 0.08 | 261 | 0 | 0.27 | 1 | 2 | cs | TRUE
140 | LV_5049-8_1_4_line_140 | NAYY 4x150 SE | 133 | 198 | 0.20619 | 0.208 | 0.08 | 261 | 0 | 0.27 | 1 | 2 | cs | TRUE
141 | LV_5049-8_1_4_line_141 | NAYY 4x150 SE | 134 | 135 | 0.19104 | 0.208 | 0.08 | 261 | 0 | 0.27 | 1 | 1 | cs | TRUE
142 | LV_5049-8_1_4_line_142 | NAYY 4x150 SE | 134 | 136 | 0.11642 | 0.208 | 0.08 | 261 | 0 | 0.27 | 1 | 2 | cs | TRUE
143 | LV_5049-8_1_4_line_143 | NAYY 4x150 SE | 136 | 143 | 0.021708 | 0.208 | 0.08 | 261 | 0 | 0.27 | 1 | 2 | cs | TRUE
144 | LV_5049-8_1_4_line_144 | NAYY 4x150 SE | 137 | 138 | 0.014228 | 0.208 | 0.08 | 261 | 0 | 0.27 | 1 | 2 | cs | TRUE
145 | LV_5049-8_1_4_line_145 | NAYY 4x150 SE | 137 | 139 | 0.015233 | 0.208 | 0.08 | 261 | 0 | 0.27 | 1 | 2 | cs | TRUE
146 | LV_5049-8_1_4_line_146 | NAYY 4x150 SE | 138 | 140 | 0.027085 | 0.208 | 0.08 | 261 | 0 | 0.27 | 1 | 2 | cs | TRUE
147 | LV_5049-8_1_4_line_147 | NAYY 4x150 SE | 139 | 141 | 0.016698 | 0.208 | 0.08 | 261 | 0 | 0.27 | 1 | 1 | cs | TRUE
148 | LV_5049-8_1_4_line_148 | NAYY 4x150 SE | 139 | 142 | 0.010381 | 0.208 | 0.08 | 261 | 0 | 0.27 | 1 | 2 | cs | TRUE
149 | LV_5049-8_1_4_line_149 | NAYY 4x150 SE | 140 | 143 | 0.032108 | 0.208 | 0.08 | 261 | 0 | 0.27 | 1 | 2 | cs | TRUE
150 | LV_5049-8_1_4_line_150 | NAYY 4x150 SE | 141 | 144 | 0.022105 | 0.208 | 0.08 | 261 | 0 | 0.27 | 1 | 1 | cs | TRUE
151 | LV_5049-8_1_4_line_151 | NAYY 4x150 SE | 144 | 145 | 0.005103 | 0.208 | 0.08 | 261 | 0 | 0.27 | 1 | 1 | cs | TRUE
152 | LV_5049-8_1_4_line_152 | NAYY 4x150 SE | 145 | 146 | 0.026469 | 0.208 | 0.08 | 261 | 0 | 0.27 | 1 | 1 | cs | TRUE
153 | LV_5049-8_1_4_line_153 | NAYY 4x150 SE | 146 | 166 | 0.0047372 | 0.208 | 0.08 | 261 | 0 | 0.27 | 1 | 1 | cs | TRUE
154 | LV_5049-8_1_4_line_154 | NAYY 4x150 SE | 147 | 148 | 0.092559 | 0.208 | 0.08 | 261 | 0 | 0.27 | 1 | 1 | cs | TRUE
155 | LV_5049-8_1_4_line_155 | NAYY 4x150 SE | 147 | 149 | 0.074075 | 0.208 | 0.08 | 261 | 0 | 0.27 | 1 | 1 | cs | TRUE
156 | LV_5049-8_1_4_line_156 | NAYY 4x150 SE | 147 | 150 | 0.036758 | 0.208 | 0.08 | 261 | 0 | 0.27 | 1 | 1 | cs | TRUE
157 | LV_5049-8_1_4_line_157 | NAYY 4x150 SE | 148 | 151 | 0.0544 | 0.208 | 0.08 | 261 | 0 | 0.27 | 1 | 1 | cs | TRUE
158 | LV_5049-8_1_4_line_158 | NAYY 4x150 SE | 148 | 152 | 0.053103 | 0.208 | 0.08 | 261 | 0 | 0.27 | 1 | 1 | cs | TRUE
159 | LV_5049-8_1_4_line_159 | NAYY 4x150 SE | 151 | 154 | 0.042323 | 0.208 | 0.08 | 261 | 0 | 0.27 | 1 | 1 | cs | TRUE
160 | LV_5049-8_1_4_line_160 | NAYY 4x150 SE | 152 | 155 | 0.032335 | 0.208 | 0.08 | 261 | 0 | 0.27 | 1 | 1 | cs | TRUE
161 | LV_5049-8_1_4_line_161 | NAYY 4x150 SE | 153 | 156 | 0.017425 | 0.208 | 0.08 | 261 | 0 | 0.27 | 1 | 1 | cs | TRUE
162 | LV_5049-8_1_4_line_162 | NAYY 4x150 SE | 154 | 199 | 0.027735 | 0.208 | 0.08 | 261 | 0 | 0.27 | 1 | 1 | cs | TRUE
163 | LV_5049-8_1_4_line_163 | NAYY 4x150 SE | 155 | 196 | 0.046053 | 0.208 | 0.08 | 261 | 0 | 0.27 | 1 | 1 | cs | TRUE
164 | LV_5049-8_1_4_line_164 | NAYY 4x150 SE | 156 | 157 | 0.02166 | 0.208 | 0.08 | 261 | 0 | 0.27 | 1 | 1 | cs | TRUE
165 | LV_5049-8_1_4_line_165 | NAYY 4x150 SE | 156 | 158 | 0.04606 | 0.208 | 0.08 | 261 | 0 | 0.27 | 1 | 1 | cs | TRUE
166 | LV_5049-8_1_4_line_166 | NAYY 4x150 SE | 157 | 159 | 0.034247 | 0.208 | 0.08 | 261 | 0 | 0.27 | 1 | 1 | cs | TRUE
167 | LV_5049-8_1_4_line_167 | NAYY 4x150 SE | 158 | 160 | 0.023584 | 0.208 | 0.08 | 261 | 0 | 0.27 | 1 | 1 | cs | TRUE
168 | LV_5049-8_1_4_line_168 | NAYY 4x150 SE | 159 | 161 | 0.014893 | 0.208 | 0.08 | 261 | 0 | 0.27 | 1 | 1 | cs | TRUE
169 | LV_5049-8_1_4_line_169 | NAYY 4x150 SE | 161 | 162 | 0.007994 | 0.208 | 0.08 | 261 | 0 | 0.27 | 1 | 1 | cs | TRUE
170 | LV_5049-8_1_4_line_170 | NAYY 4x150 SE | 162 | 164 | 0.00040334 | 0.208 | 0.08 | 261 | 0 | 0.27 | 1 | 1 | cs | TRUE
171 | LV_5049-8_1_4_line_171 | NAYY 4x150 SE | 163 | 179 | 0.012277 | 0.208 | 0.08 | 261 | 0 | 0.27 | 1 | 1 | cs | TRUE
172 | LV_5049-8_1_4_line_172 | NAYY 4x150 SE | 164 | 165 | 0.012191 | 0.208 | 0.08 | 261 | 0 | 0.27 | 1 | 1 | cs | TRUE
173 | LV_5049-8_1_4_line_173 | NAYY 4x150 SE | 167 | 168 | 0.0084223 | 0.208 | 0.08 | 261 | 0 | 0.27 | 1 | 2 | cs | TRUE
174 | LV_5049-8_1_4_line_174 | NAYY 4x150 SE | 167 | 169 | 0.00089061 | 0.208 | 0.08 | 261 | 0 | 0.27 | 1 | 2 | cs | TRUE
175 | LV_5049-8_1_4_line_175 | NAYY 4x150 SE | 168 | 170 | 0.0031303 | 0.208 | 0.08 | 261 | 0 | 0.27 | 1 | 2 | cs | TRUE
176 | LV_5049-8_1_4_line_176 | NAYY 4x150 SE | 169 | 171 | 0.008631 | 0.208 | 0.08 | 261 | 0 | 0.27 | 1 | 2 | cs | TRUE
177 | LV_5049-8_1_4_line_177 | NAYY 4x150 SE | 170 | 172 | 0.011833 | 0.208 | 0.08 | 261 | 0 | 0.27 | 1 | 2 | cs | TRUE
178 | LV_5049-8_1_4_line_178 | NAYY 4x150 SE | 172 | 173 | 0.0071633 | 0.208 | 0.08 | 261 | 0 | 0.27 | 1 | 2 | cs | TRUE
179 | LV_5049-8_1_4_line_179 | NAYY 4x150 SE | 173 | 174 | 0.020288 | 0.208 | 0.08 | 261 | 0 | 0.27 | 1 | 2 | cs | TRUE
180 | LV_5049-8_1_4_line_180 | NAYY 4x150 SE | 174 | 184 | 0.05339 | 0.208 | 0.08 | 261 | 0 | 0.27 | 1 | 2 | cs | TRUE
181 | LV_5049-8_1_4_line_181 | NAYY 4x150 SE | 174 | 182 | 0.023613 | 0.208 | 0.08 | 261 | 0 | 0.27 | 1 | 1 | cs | TRUE
182 | LV_5049-8_1_4_line_182 | NAYY 4x150 SE | 175 | 197 | 0.026069 | 0.208 | 0.08 | 261 | 0 | 0.27 | 1 | 1 | cs | TRUE
183 | LV_5049-8_1_4_line_183 | NAYY 4x150 SE | 176 | 177 | 0.015621 | 0.208 | 0.08 | 261 | 0 | 0.27 | 1 | 1 | cs | TRUE
184 | LV_5049-8_1_4_line_184 | NAYY 4x150 SE | 177 | 178 | 0.034133 | 0.208 | 0.08 | 261 | 0 | 0.27 | 1 | 1 | cs | TRUE
185 | LV_5049-8_1_4_line_185 | NAYY 4x150 SE | 178 | 180 | 0.013437 | 0.208 | 0.08 | 261 | 0 | 0.27 | 1 | 1 | cs | TRUE
186 | LV_5049-8_1_4_line_186 | NAYY 4x150 SE | 180 | 181 | 0.020852 | 0.208 | 0.08 | 261 | 0 | 0.27 | 1 | 2 | cs | TRUE
187 | LV_5049-8_1_4_line_187 | NAYY 4x150 SE | 181 | 194 | 0.009053 | 0.208 | 0.08 | 261 | 0 | 0.27 | 1 | 2 | cs | TRUE
188 | LV_5049-8_1_4_line_188 | NAYY 4x150 SE | 182 | 183 | 0.0291 | 0.208 | 0.08 | 261 | 0 | 0.27 | 1 | 1 | cs | TRUE
189 | LV_5049-8_1_4_line_189 | NAYY 4x150 SE | 184 | 185 | 0.0021685 | 0.208 | 0.08 | 261 | 0 | 0.27 | 1 | 2 | cs | TRUE
190 | LV_5049-8_1_4_line_190 | NAYY 4x150 SE | 184 | 186 | 0.049529 | 0.208 | 0.08 | 261 | 0 | 0.27 | 1 | 1 | cs | TRUE
191 | LV_5049-8_1_4_line_191 | NAYY 4x150 SE | 185 | 188 | 0.013294 | 0.208 | 0.08 | 261 | 0 | 0.27 | 1 | 2 | cs | TRUE
192 | LV_5049-8_1_4_line_192 | NAYY 4x150 SE | 186 | 189 | 0.018615 | 0.208 | 0.08 | 261 | 0 | 0.27 | 1 | 1 | cs | TRUE
193 | LV_5049-8_1_4_line_193 | NAYY 4x150 SE | 188 | 190 | 0.01228 | 0.208 | 0.08 | 261 | 0 | 0.27 | 1 | 2 | cs | TRUE
194 | LV_5049-8_1_4_line_194 | NAYY 4x150 SE | 190 | 194 | 0.0073069 | 0.208 | 0.08 | 261 | 0 | 0.27 | 1 | 2 | cs | TRUE
195 | LV_5049-8_1_4_line_195 | NAYY 4x150 SE | 191 | 192 | 0.013729 | 0.208 | 0.08 | 261 | 0 | 0.27 | 1 | 1 | cs | TRUE
196 | LV_5049-8_1_4_line_196 | NAYY 4x150 SE | 192 | 193 | 0.008991 | 0.208 | 0.08 | 261 | 0 | 0.27 | 1 | 1 | cs | TRUE
197 | LV_5049-8_1_4_line_197 | NAYY 4x150 SE | 193 | 195 | 0.028289 | 0.208 | 0.08 | 261 | 0 | 0.27 | 1 | 1 | cs | TRUE
198 | LV_5049-8_1_4_line_198 | NAYY 4x150 SE | 197 | 198 | 0.014653 | 0.208 | 0.08 | 261 | 0 | 0.27 | 1 | 1 | cs | TRUE
199 | LV_5049-8_1_4_line_199 | NAYY 4x150 SE | 199 | 200 | 0.085106 | 0.208 | 0.08 | 261 | 0 | 0.27 | 1 | 1 | cs | TRUE

## trafo
| name | std_type | hv_bus | lv_bus | sn_mva | vn_hv_kv | vn_lv_kv | vk_percent | vkr_percent | pfe_kw | i0_percent | shift_degree | tap_side | tap_neutral | tap_min | tap_max | tap_step_percent | tap_step_degree | tap_pos | tap_phase_shifter | parallel | df | in_service
0 | LV_5049-8_1_4_trafo_176 | 0.25 MVA 20/0.4 kV | 201 | 53 | 0.25 | 20 | 0.4 | 6 | 1.44 | 0.8 | 0.32 | 150 | hv | 0 | -2 | 2 | 2.5 | 0 | 0 | FALSE | 1 | 1 | TRUE

## line_geodata
| x0 | y0 | x1 | y1 | x2 | y2 | x3 | y3 | x4 | y4 | x5 | y5 | x6 | y6 | x7 | y7 | x8 | y8 | x9 | y9 | x10 | y10 | x11 | y11 | x12 | y12 | x13 | y13 | x14 | y14 | x15 | y15 | x16 | y16 | x17 | y17 | x18 | y18 | x19 | y19 | x20 | y20 | x21 | y21 | x22 | y22
0 | 2712102.3282 | 1153127.4534 | 2712080.5875 | 1153126.0701 | 2712085.1248 | 1153147.8467 | 2712088.4617 | 1153156.4286
1 | 2712093.6209 | 1153169.697 | 2712088.4617 | 1153156.4286
2 | 2712213.4597 | 1153483.5348 | 2712151.3834 | 1153318.4122
3 | 2712183.0171 | 1153516.5241 | 2712187.526 | 1153512.1941 | 2712188.4839 | 1153508.1537 | 2712188.1392 | 1153501.1204 | 2712181.8984 | 1153477.3107 | 2712179.1316 | 1153468.8758 | 2712177.2252 | 1153464.9265 | 2712170.0704 | 1153457.6218 | 2712169.1311 | 1153455.3139 | 2712169.9453 | 1153452.3938 | 2712172.6787 | 1153450.6769 | 2712176.4625 | 1153451.0809 | 2712182.2192 | 1153455.1575 | 2712192.6957 | 1153460.8898 | 2712197.3739 | 1153463.9456 | 2712205.6084 | 1153475.0842 | 2712210.2369 | 1153480.8075 | 2712213.4597 | 1153483.5348
4 | 2712125.8802 | 1153298.5827 | 2712128.8805 | 1153301.0846 | 2712146.7536 | 1153313.937 | 2712151.3834 | 1153318.4122
5 | 2712183.0171 | 1153516.5241 | 2712186.7657 | 1153528.2795 | 2712188.5394 | 1153538.119 | 2712189.2515 | 1153546.8492 | 2712188.9896 | 1153554.3159 | 2712188.4765 | 1153560.4326 | 2712187.0318 | 1153568.3554 | 2712184.8994 | 1153576.5322 | 2712182.4122 | 1153583.5683 | 2712179.825 | 1153588.9681 | 2712173.4396 | 1153600.101
6 | 2712125.8802 | 1153298.5827 | 2712092.3893 | 1153288.9974 | 2712093.6209 | 1153169.697 | 2712093.6209 | 1153169.697
7 | 2712931.516 | 1153533.7457 | 2712951.5747 | 1153523.2482 | 2712993.326 | 1153508.8552 | 2712997.5225 | 1153506.8677
8 | 2713001.6812 | 1153504.8982 | 2712997.5225 | 1153506.8677
9 | 2712931.516 | 1153533.7457 | 2712931.4876 | 1153537.7145
10 | 2713016.0608 | 1153498.0857 | 2713001.6812 | 1153504.8982
11 | 2713001.6812 | 1153504.8982 | 2712988.7758 | 1153476.1036
12 | 2712931.4876 | 1153537.7145 | 2712929.3292 | 1153542.7218 | 2712925.1898 | 1153547.3695 | 2712899.9292 | 1153566.3863 | 2712895.3588 | 1153569.6766
13 | 2712931.4876 | 1153537.7145 | 2712941.6523 | 1153536.2931 | 2712949.1209 | 1153532.9531 | 2712955.558 | 1153530.1942 | 2712960.7442 | 1153527.8344 | 2712965.098 | 1153526.4818 | 2712969.2024 | 1153526.9702 | 2712972.8581 | 1153529.6961 | 2712976.9254 | 1153534.3892
14 | 2713016.0608 | 1153498.0857 | 2713030.6879 | 1153487.0862 | 2713036.271 | 1153479.9439
15 | 2713016.0608 | 1153498.0857 | 2713019.4891 | 1153506.2276
16 | 2712988.7758 | 1153476.1036 | 2712962.1729 | 1153484.8326 | 2712924.4162 | 1153494.9313 | 2712901.6482 | 1153498.4735 | 2712878.7588 | 1153498.5985
17 | 2712895.3588 | 1153569.6766 | 2712890.6871 | 1153573.0397 | 2712876.705 | 1153580.7717 | 2712859.6052 | 1153586.9665 | 2712852.1059 | 1153588.6715 | 2712839.7926 | 1153589.6748 | 2712820.2122 | 1153591.0534 | 2712804.3843 | 1153595.7267 | 2712799.165 | 1153598.2195 | 2712794.6323 | 1153602.1594 | 2712787.2295 | 1153610.4646
18 | 2712986.4153 | 1153545.339 | 2712976.9254 | 1153534.3892
19 | 2712736.3435 | 1153496.2657 | 2712740.5394 | 1153497.4438 | 2712773.7662 | 1153506.2717 | 2712778.381 | 1153507.1562
20 | 2712736.3435 | 1153496.2657 | 2712730.1871 | 1153494.537 | 2712716.9887 | 1153489.1086 | 2712709.4568 | 1153485.0137
21 | 2713043.6808 | 1153458.0885 | 2713044.0543 | 1153465.5783 | 2713039.2277 | 1153476.1614 | 2713036.271 | 1153479.9439
22 | 2713126.3744 | 1153552.9014 | 2713100.6394 | 1153543.181 | 2713081.7285 | 1153541.5916 | 2713066.6647 | 1153543.5656 | 2713047.2192 | 1153556.954 | 2713039.669 | 1153558.9135 | 2713035.9 | 1153556.0965 | 2713029.8928 | 1153538.4165 | 2713022.0633 | 1153512.3411 | 2713019.4891 | 1153506.2276
23 | 2712754.0146 | 1153638.4452 | 2712754.0146 | 1153638.4452 | 2712761.7539 | 1153634.165 | 2712776.8136 | 1153622.1501 | 2712787.2295 | 1153610.4646
24 | 2712986.4153 | 1153545.339 | 2712988.7757 | 1153548.0625 | 2712989.9339 | 1153552.187 | 2712989.8646 | 1153555.877 | 2712984.6014 | 1153561.9267 | 2712979.7386 | 1153565.6112
25 | 2712700.2822 | 1153479.0917 | 2712708.6013 | 1153484.5486 | 2712709.4568 | 1153485.0137
26 | 2713043.6808 | 1153458.0885 | 2713118.1556 | 1153434.4044
27 | 2713121.8928 | 1153682.6951 | 2713119.9062 | 1153678.9664 | 2713121.729 | 1153669.7723 | 2713129.5553 | 1153658.4229 | 2713148.2646 | 1153637.6494 | 2713157.1753 | 1153601.693 | 2713161.974 | 1153579.5351 | 2713155.7361 | 1153568.8441 | 2713144.4113 | 1153559.7142 | 2713126.3744 | 1153552.9014
28 | 2713118.1556 | 1153434.4044 | 2713143.9396 | 1153453.3457 | 2713153.9204 | 1153458.8591 | 2713159.862 | 1153460.4162 | 2713167.1678 | 1153460.4424
29 | 2712730.8009 | 1153644.926 | 2712754.0146 | 1153638.4452
30 | 2713022.3869 | 1153588.6979 | 2713018.5474 | 1153584.7343 | 2713013.837 | 1153583.4117 | 2713005.5897 | 1153584.491 | 2712999.2068 | 1153584.3712 | 2712993.2613 | 1153583.0254 | 2712986.0998 | 1153580.6339 | 2712977.5037 | 1153578.2155 | 2712972.6132 | 1153575.4553 | 2712972.6941 | 1153571.1428 | 2712976.6683 | 1153567.9375 | 2712979.7386 | 1153565.6112
31 | 2712691.0379 | 1153472.7274 | 2712695.1139 | 1153475.7015 | 2712700.2822 | 1153479.0917
32 | 2713121.8928 | 1153682.6951 | 2713128.2101 | 1153686.3051 | 2713134.1439 | 1153688.2623 | 2713142.5403 | 1153690.6772 | 2713148.7083 | 1153690.7931 | 2713155.1027 | 1153690.3018 | 2713164.2363 | 1153686.1595 | 2713200.1653 | 1153672.9999
33 | 2712666.2354 | 1153418.8117 | 2712674.0776 | 1153418.3143 | 2712685.3623 | 1153420.6159 | 2712705.1524 | 1153428.5581 | 2712717.7003 | 1153435.5293
34 | 2712634.7787 | 1153431.677 | 2712647.2275 | 1153423.4489 | 2712660.677 | 1153419.1642 | 2712666.2354 | 1153418.8117
35 | 2713360.8692 | 1154029.7976 | 2713361.8121 | 1154030.4931 | 2713368.2588 | 1154037.7971 | 2713374.3465 | 1154047.8628 | 2713383.6825 | 1154063.9159 | 2713385.9555 | 1154067.5284
36 | 2713387.2013 | 1154069.5084 | 2713385.9555 | 1154067.5284
37 | 2713410.9112 | 1154104.5446 | 2713408.568 | 1154103.4664 | 2713387.2013 | 1154069.5084
38 | 2713410.9112 | 1154104.5446 | 2713411.7665 | 1154109.653 | 2713413.3268 | 1154114.4077 | 2713417.1367 | 1154119.5051 | 2713425.2229 | 1154127.3515
39 | 2713410.9112 | 1154104.5446 | 2713419.9081 | 1154102.3459 | 2713426.8001 | 1154099.4267
40 | 2713275.579 | 1153687.2311 | 2713260.1797 | 1153674.0105 | 2713246.7242 | 1153667.1974 | 2713241.6267 | 1153664.433 | 2713226.1989 | 1153664.1428 | 2713215.9112 | 1153663.9493 | 2713210.0726 | 1153667.9422 | 2713202.5807 | 1153672.1152 | 2713200.1653 | 1153672.9999
41 | 2713341.2586 | 1154061.6047 | 2713341.0426 | 1154056.7752 | 2713338.7053 | 1154049.2542
42 | 2713341.2586 | 1154061.6047 | 2713344.6672 | 1154069.1622
43 | 2713341.2586 | 1154061.6047 | 2713336.9687 | 1154059.9896 | 2713333.0301 | 1154055.1703
44 | 2713472.0337 | 1154092.3211 | 2713458.3342 | 1154092.4075 | 2713445.8608 | 1154092.9951 | 2713439.6218 | 1154094.2229 | 2713431.3181 | 1154097.5131 | 2713426.8001 | 1154099.4267
45 | 2713344.6672 | 1154069.1622 | 2713344.7947 | 1154069.4449
46 | 2713333.0301 | 1154055.1703 | 2713321.3814 | 1154040.9169 | 2713317.2935 | 1154038.3494 | 2713315.4263 | 1154037.1785
47 | 2713472.0337 | 1154092.3211 | 2713459.9621 | 1154039.6587
48 | 2713472.0337 | 1154092.3211 | 2713476.9691 | 1154110.6081
49 | 2713344.7947 | 1154069.4449 | 2713349.3772 | 1154079.6054
50 | 2713248.1808 | 1154004.16 | 2713254.4925 | 1154003.9674 | 2713277.6336 | 1154006.6044 | 2713284.7935 | 1154008.229 | 2713287.0831 | 1154009.3062 | 2713301.5507 | 1154027.5349 | 2713304.1877 | 1154030.1307 | 2713315.4263 | 1154037.1785
51 | 2713459.9621 | 1154039.6587 | 2713456.4237 | 1154024.2226
52 | 2713476.9691 | 1154110.6081 | 2713481.8962 | 1154128.8646 | 2713485.0832 | 1154141.0506
53 | 2713349.3772 | 1154079.6054 | 2713350.9085 | 1154083.0006 | 2713351.2873 | 1154084.6364
54 | 2713248.1808 | 1154004.16 | 2713231.6934 | 1153992.5311 | 2713211.8847 | 1153990.1929
55 | 2713248.1808 | 1154004.16 | 2713245.674 | 1154006.4699 | 2713244.5596 | 1154010.2292 | 2713246.1245 | 1154017.1966 | 2713250.1633 | 1154024.8221 | 2713250.5999 | 1154025.8095
56 | 2713351.6335 | 1154086.1312 | 2713351.2873 | 1154084.6364
57 | 2713258.2945 | 1154043.5243 | 2713257.6638 | 1154041.7855 | 2713250.5999 | 1154025.8095
58 | 2712292.875 | 1153845.8311 | 2712302.1705 | 1153846.4741 | 2712317.5134 | 1153845.9377 | 2712320.2444 | 1153845.3799
59 | 2712113.3748 | 1153815.4139 | 2712281.9216 | 1153845.0735 | 2712292.875 | 1153845.8311
60 | 2712362.9006 | 1153830.3924 | 2712355.7993 | 1153834.8556 | 2712337.7659 | 1153841.8016 | 2712320.2444 | 1153845.3799
61 | 2712113.3748 | 1153815.4139 | 2712099.5496 | 1153811.9209 | 2712089.3156 | 1153808.8618 | 2712076.473 | 1153802.0516 | 2712066.8237 | 1153795.2008 | 2712058.0486 | 1153785.4978 | 2712055.2025 | 1153781.2222
62 | 2712113.3748 | 1153815.4139 | 2712108.4766 | 1153798.6339 | 2712107.6449 | 1153792.3288
63 | 2712113.3748 | 1153815.4139 | 2712116.3109 | 1153823.8186 | 2712119.2021 | 1153825.9849 | 2712131.3521 | 1153829.5913 | 2712135.026 | 1153831.3498 | 2712136.4983 | 1153832.6447 | 2712137.3503 | 1153835.1066 | 2712136.9712 | 1153837.7458 | 2712135.717 | 1153839.5681 | 2712132.889 | 1153840.605 | 2712129.3161 | 1153840.4272 | 2712125.2394 | 1153838.4611 | 2712104.0561 | 1153825.0135 | 2712079.249 | 1153812.8771 | 2712056.5977 | 1153797.8901 | 2712046.7713 | 1153793.5378 | 2712032.8423 | 1153791.0881 | 2712023.1633 | 1153791.1859 | 2712018.2099 | 1153792.3764
64 | 2712371.5193 | 1153824.8862 | 2712371.0037 | 1153825.2996 | 2712362.9006 | 1153830.3924
65 | 2712105.6523 | 1153777.2227 | 2712107.6449 | 1153792.3288
66 | 2712105.6523 | 1153777.2227 | 2712101.025 | 1153774.3235 | 2712089.0674 | 1153768.827
67 | 2712105.6523 | 1153777.2227 | 2712107.6611 | 1153778.3375
68 | 2712222.3102 | 1153668.7129 | 2712219.2134 | 1153671.1229 | 2712185.7802 | 1153691.091 | 2712165.9642 | 1153699.7833 | 2712148.7172 | 1153700.3514 | 2712143.3835 | 1153699.1179 | 2712137.0771 | 1153695.3091 | 2712133.6143 | 1153693.7547 | 2712127.7436 | 1153692.9226 | 2712121.5389 | 1153694.3636 | 2712116.4627 | 1153699.4947 | 2712113.6544 | 1153705.6465 | 2712110.8564 | 1153723.1949 | 2712109.6469 | 1153727.1528 | 2712106.1705 | 1153731.2686 | 2712101 | 1153734.052 | 2712088.3662 | 1153736.6297 | 2712084.799 | 1153739.4429 | 2712079.9341 | 1153751.7716 | 2712078.3812 | 1153757.6911 | 2712079.233 | 1153761.8097 | 2712081.9414 | 1153765.5514 | 2712089.0674 | 1153768.827
69 | 2712288.5728 | 1153810.1787 | 2712281.0485 | 1153812.48 | 2712262.5996 | 1153822.7763 | 2712248.1066 | 1153829.177 | 2712232.8638 | 1153830.9275 | 2712200.1872 | 1153825.1704 | 2712185.3546 | 1153818.9121 | 2712169.319 | 1153812.5537 | 2712107.6611 | 1153778.3375
70 | 2712173.4396 | 1153600.101 | 2712184.3251 | 1153606.5191 | 2712192.5091 | 1153609.24 | 2712226.2478 | 1153615.7173 | 2712237.3933 | 1153619.7165 | 2712244.674 | 1153626.4233 | 2712248.3013 | 1153636.442 | 2712247.2968 | 1153645.8629 | 2712245.597 | 1153650.5899 | 2712222.3102 | 1153668.7129
71 | 2712420.7744 | 1153793.8743 | 2712415.8446 | 1153788.6899 | 2712401.0682 | 1153786.0012 | 2712395.2035 | 1153786.0918 | 2712379.9947 | 1153790.5332 | 2712358.8313 | 1153799.4665 | 2712348.8564 | 1153804.7283 | 2712333.1053 | 1153809.8601 | 2712307.5901 | 1153807.3159 | 2712295.4044 | 1153808.0892 | 2712288.5728 | 1153810.1787
72 | 2713773.4341 | 1154003.6425 | 2713777.4632 | 1153990.349 | 2713778.1241 | 1153988.9296
73 | 2713771.1203 | 1154011.2765 | 2713773.4341 | 1154003.6425
74 | 2713785.2781 | 1153973.5633 | 2713778.1241 | 1153988.9296
75 | 2713771.1203 | 1154011.2765 | 2713729.6059 | 1154025.3907 | 2713715.6223 | 1154030.9388
76 | 2713771.1203 | 1154011.2765 | 2713758.6895 | 1154053.1283
77 | 2713785.2781 | 1153973.5633 | 2713779.1226 | 1153971.1787 | 2713742.9317 | 1153962.079
78 | 2713785.2781 | 1153973.5633 | 2713794.504 | 1153960.9437
79 | 2713715.6223 | 1154030.9388 | 2713700.155 | 1154037.0757 | 2713672.7924 | 1154052.4893
80 | 2713742.9317 | 1153962.079 | 2713724.087 | 1153957.3407
81 | 2713660.8035 | 1154059.2427 | 2713672.7924 | 1154052.4893
82 | 2713724.087 | 1153957.3407 | 2713702.7262 | 1153951.9698
83 | 2713651.09 | 1153938.9538 | 2713657.9647 | 1153940.7151 | 2713702.7262 | 1153951.9698
84 | 2712125.8802 | 1153298.5827 | 2712127.6983 | 1153285.998
85 | 2712226.9908 | 1153239.1709 | 2712142.1049 | 1153265.2071 | 2712134.2891 | 1153270.2983 | 2712129.0169 | 1153276.8712 | 2712127.6983 | 1153285.998
86 | 2712226.9908 | 1153239.1709 | 2712260.8234 | 1153228.7945 | 2712267.2303 | 1153226.8238 | 2712276.3464 | 1153224.0363 | 2712294.2774 | 1153216.0875 | 2712315.6482 | 1153206.8354 | 2712326.1707 | 1153205.5975 | 2712354.9838 | 1153205.9351 | 2712359.9133 | 1153206.6386 | 2712363.5692 | 1153209.3753 | 2712367.1639 | 1153215.3908 | 2712367.9472 | 1153239.6214 | 2712364.8863 | 1153249.0039 | 2712355.404 | 1153260.7236 | 2712347.6717 | 1153266.3659
87 | 2713615.0606 | 1153929.7228 | 2713629.2688 | 1153933.363
88 | 2713615.0606 | 1153929.7228 | 2713608.3132 | 1153927.994
89 | 2713615.0606 | 1153929.7228 | 2713681.4444 | 1153687.7453
90 | 2713632.3624 | 1153934.1556 | 2713629.2688 | 1153933.363
91 | 2713582.6949 | 1153921.4304 | 2713608.3132 | 1153927.994
92 | 2713632.3624 | 1153934.1556 | 2713651.09 | 1153938.9538
93 | 2713582.6949 | 1153921.4304 | 2713575.9799 | 1153919.71 | 2713562.0948 | 1153919.0366 | 2713554.4809 | 1153920.9916
94 | 2713502.9907 | 1153942.5492 | 2713517.3181 | 1153935.6368 | 2713550.921 | 1153921.9056 | 2713554.4809 | 1153920.9916
95 | 2713502.9907 | 1153942.5492 | 2713493.0829 | 1153931.5885 | 2713489.0582 | 1153926.487 | 2713486.1994 | 1153922.6306 | 2713480.9717 | 1153919.0519 | 2713475.6087 | 1153917.7723
96 | 2713502.9907 | 1153942.5492 | 2713498.6998 | 1153946.5386
97 | 2713453.6806 | 1154012.2559 | 2713453.6191 | 1154011.9874 | 2713451.5184 | 1154003.3309 | 2713451.761 | 1153995.7527 | 2713454.6985 | 1153987.2913 | 2713459.8605 | 1153980.9176 | 2713482.6665 | 1153961.4454 | 2713498.6998 | 1153946.5386
98 | 2712672.319 | 1153644.2551 | 2712675.4454 | 1153643.7005 | 2712681.9087 | 1153644.4441 | 2712692.7936 | 1153648.7902
99 | 2712666.4868 | 1153645.2898 | 2712672.319 | 1153644.2551
100 | 2712698.9783 | 1153650.9368 | 2712697.5397 | 1153650.6852 | 2712692.7936 | 1153648.7902
101 | 2712666.4868 | 1153645.2898 | 2712659.3605 | 1153646.5542
102 | 2712698.9783 | 1153650.9368 | 2712705.4414 | 1153652.0673 | 2712713.0749 | 1153650.9761 | 2712725.511 | 1153646.7315
103 | 2712646.0614 | 1153648.9136 | 2712659.3605 | 1153646.5542
104 | 2712730.8009 | 1153644.926 | 2712725.511 | 1153646.7315
105 | 2712646.0614 | 1153648.9136 | 2712644.9124 | 1153649.1174
106 | 2712730.8009 | 1153644.926 | 2712728.2051 | 1153634.7818 | 2712722.5858 | 1153627.0827 | 2712713.6907 | 1153618.4994 | 2712701.2474 | 1153612.5181 | 2712681.017 | 1153604.3453
107 | 2712629.1062 | 1153649.9156 | 2712635.572 | 1153650.1145 | 2712641.4885 | 1153649.7249 | 2712644.9124 | 1153649.1174
108 | 2712621.4752 | 1153702.9637 | 2712625.3449 | 1153676.6186 | 2712626.7733 | 1153665.4935 | 2712629.1062 | 1153649.9156
109 | 2712629.1062 | 1153649.9156 | 2712624.0469 | 1153648.5999
110 | 2712624.0469 | 1153648.5999 | 2712620.3997 | 1153647.6513 | 2712616.6852 | 1153646.8369 | 2712616.156 | 1153646.7875
111 | 2712609.9833 | 1153646.879 | 2712612.8087 | 1153646.4753 | 2712616.156 | 1153646.7875
112 | 2712604.0123 | 1153648.1865 | 2712609.2998 | 1153646.9767 | 2712609.9833 | 1153646.879
113 | 2712621.4752 | 1153702.9637 | 2712610.5375 | 1153702.2696
114 | 2712621.4752 | 1153702.9637 | 2712620.5081 | 1153708.3047 | 2712619.6854 | 1153709.8432
115 | 2712610.5375 | 1153702.2696 | 2712608.1602 | 1153702.1188
116 | 2712601.472 | 1153736.3517 | 2712603.0593 | 1153733.5952 | 2712614.981 | 1153718.6415 | 2712619.6854 | 1153709.8432
117 | 2712531.4496 | 1153734.0571 | 2712553.0427 | 1153725.5661 | 2712566.4743 | 1153715.2213 | 2712600.1046 | 1153701.6076 | 2712608.1602 | 1153702.1188
118 | 2712584.3158 | 1153875.9479 | 2712585.0424 | 1153852.4483 | 2712587.8691 | 1153842.4612 | 2712596.2011 | 1153831.9099 | 2712609.1553 | 1153817.5426 | 2712611.8653 | 1153812.1564 | 2712617.1577 | 1153802.0486 | 2712619.7999 | 1153790.8573 | 2712619.882 | 1153786.0556 | 2712617.7973 | 1153778.5339 | 2712600.5393 | 1153748.5135 | 2712599.5908 | 1153743.4257 | 2712600.3545 | 1153738.2922 | 2712601.472 | 1153736.3517
119 | 2712595.5631 | 1153542.3394 | 2712612.9441 | 1153479.267 | 2712616.9278 | 1153465.5801
120 | 2712595.5631 | 1153542.3394 | 2712579.1697 | 1153605.6853
121 | 2712616.9278 | 1153465.5801 | 2712617.9555 | 1153462.0493 | 2712624.3637 | 1153445.6471 | 2712624.3637 | 1153445.6471
122 | 2712579.1697 | 1153605.6853 | 2712577.1736 | 1153613.3983 | 2712574.4996 | 1153623.4216 | 2712573.3606 | 1153627.692 | 2712566.6498 | 1153643.466 | 2712559.32 | 1153653.3577 | 2712553.6176 | 1153657.6048
123 | 2712526.783 | 1153644.2931 | 2712527.271 | 1153641.4955 | 2712527.4224 | 1153623.7124
124 | 2712518.6977 | 1153662.8939 | 2712524.0336 | 1153654.9772 | 2712526.059 | 1153648.4441 | 2712526.783 | 1153644.2931
125 | 2712737.3695 | 1153258.2783 | 2712734.0299 | 1153254.939 | 2712721.8581 | 1153245.4827 | 2712716.2038 | 1153239.6285 | 2712709.8132 | 1153229.2465 | 2712705.0121 | 1153221.685 | 2712698.7632 | 1153214.3854 | 2712685.9583 | 1153205.9403 | 2712678.2133 | 1153201.4813 | 2712667.1384 | 1153199.4283 | 2712662.7738 | 1153199.611
126 | 2712635.085 | 1153201.4432 | 2712650.2479 | 1153200.1351 | 2712662.7738 | 1153199.611
127 | 2712903.3476 | 1153334.6411 | 2712891.6241 | 1153336.9006 | 2712876.7478 | 1153339.9015 | 2712870.5718 | 1153339.7857 | 2712863.6094 | 1153337.8095 | 2712855.857 | 1153334.1729 | 2712837.5326 | 1153323.3669 | 2712824.9776 | 1153312.2577 | 2712817.8543 | 1153307.8102 | 2712807.3971 | 1153305.5684 | 2712788.0865 | 1153303.561 | 2712780.1037 | 1153301.1543 | 2712773.7704 | 1153298.3672 | 2712768.3118 | 1153293.1394 | 2712752.0131 | 1153272.9208 | 2712737.3695 | 1153258.2783
128 | 2712635.085 | 1153201.4432 | 2712634.5734 | 1153201.4873 | 2712625.9535 | 1153200.3031 | 2712612.8013 | 1153196.1451
129 | 2712903.3476 | 1153334.6411 | 2712899.8215 | 1153346.683 | 2712897.1148 | 1153353.9148 | 2712890.7486 | 1153358.6208 | 2712878.5653 | 1153360.8495 | 2712840.767 | 1153356.3494 | 2712792.692 | 1153351.4456 | 2712759.8517 | 1153346.1161 | 2712737.7695 | 1153349.0825 | 2712717.0699 | 1153355.2658 | 2712712.5544 | 1153355.6889
130 | 2712712.5544 | 1153355.6889 | 2712709.3431 | 1153355.9897
131 | 2712709.3431 | 1153355.9897 | 2712667.1659 | 1153359.941
132 | 2712653.5187 | 1153361.2195 | 2712667.1659 | 1153359.941
133 | 2713204.0332 | 1154452.4663 | 2713001.747 | 1154542.7889
134 | 2713151.2296 | 1154323.7955 | 2713204.0332 | 1154452.4663
135 | 2713204.0332 | 1154452.4663 | 2713228.7326 | 1154746.5659
136 | 2713088.9469 | 1154325.7706 | 2713111.9718 | 1154341.202 | 2713145.734 | 1154360.0488 | 2713162.0644 | 1154366.9269 | 2713168.5727 | 1154371.3521 | 2713174.6821 | 1154374.5468 | 2713178.4026 | 1154373.794 | 2713180.3321 | 1154369.9388 | 2713179.5808 | 1154365.822 | 2713177.399 | 1154361.467 | 2713173.3646 | 1154357.2884 | 2713159.7509 | 1154336.9301 | 2713151.2296 | 1154323.7955
137 | 2713151.2296 | 1154323.7955 | 2713146.7526 | 1154316.8948 | 2713142.2244 | 1154307.5479 | 2713138.2246 | 1154291.3175 | 2713131.1219 | 1154271.9712 | 2713122.529 | 1154247.3935 | 2713122.2267 | 1154241.8397
138 | 2712653.7861 | 1154034.049 | 2712663.5134 | 1154031.023 | 2712710.1602 | 1154004.1335 | 2712719.5329 | 1154001.1181 | 2712735.1899 | 1154003.8685 | 2712766.4577 | 1154017.1627 | 2712793.5602 | 1154034.8709 | 2712808.2402 | 1154055.3483 | 2712808.2554 | 1154059.4513 | 2712813.0749 | 1154062.7105 | 2712818.0938 | 1154061.8817 | 2712824.441 | 1154056.9195 | 2712835.5428 | 1154043.0726
139 | 2712835.5428 | 1154043.0726 | 2713064.9287 | 1154059.5981
140 | 2712583.0574 | 1153916.6507 | 2712582.4389 | 1153936.6554 | 2712570.9503 | 1153973.1982 | 2712568.2494 | 1153981.7979 | 2712567.2704 | 1153984.9039 | 2712570.9826 | 1153996.0918 | 2712592.9608 | 1154014.1368 | 2712593.611 | 1154044.6025 | 2712596.0942 | 1154048.874 | 2712605.8306 | 1154048.9672 | 2712653.7861 | 1154034.049
141 | 2713064.9287 | 1154059.5981 | 2713122.2267 | 1154241.8397
142 | 2713064.9287 | 1154059.5981 | 2713064.9117 | 1154056.4179 | 2713068.1602 | 1154054.2441 | 2713088.578 | 1154050.2915 | 2713100.6356 | 1154043.658 | 2713124.3586 | 1154027.1704 | 2713133.5457 | 1154019.7491 | 2713138.5175 | 1154016.9406 | 2713142.3469 | 1154016.9348 | 2713145.8428 | 1154017.5231 | 2713151.1262 | 1154021.0025 | 2713162.5864 | 1154030.1454
143 | 2713180.0157 | 1154042.9665 | 2713176.3178 | 1154041.1003 | 2713162.5864 | 1154030.1454
144 | 2713236.3045 | 1154059.9493 | 2713244.3077 | 1154062.7706 | 2713249.9944 | 1154063.5669
145 | 2713260.7347 | 1154053.54 | 2713258.7054 | 1154057.3933 | 2713255.796 | 1154060.7074 | 2713249.9944 | 1154063.5669 | 2713249.9944 | 1154063.5669
146 | 2713210.2485 | 1154053.0136 | 2713215.2708 | 1154053.3295 | 2713233.879 | 1154059.0942 | 2713236.3045 | 1154059.9493
147 | 2713260.7347 | 1154053.54 | 2713273.1675 | 1154064.6863
148 | 2713260.7347 | 1154053.54 | 2713260.2099 | 1154048.8048 | 2713258.2945 | 1154043.5243
149 | 2713180.0157 | 1154042.9665 | 2713185.1511 | 1154045.5581 | 2713197.899 | 1154050.779 | 2713206.9468 | 1154052.806 | 2713210.2485 | 1154053.0136
150 | 2713290.8346 | 1154077.8466 | 2713283.0876 | 1154073.1735 | 2713277.0127 | 1154068.1336 | 2713273.1675 | 1154064.6863
151 | 2713290.8346 | 1154077.8466 | 2713295.2041 | 1154080.4824
152 | 2713312.3116 | 1154100.4826 | 2713308.3784 | 1154096.5315 | 2713304.1581 | 1154091.2152 | 2713298.9446 | 1154083.6232 | 2713295.9108 | 1154080.9087 | 2713295.2041 | 1154080.4824
153 | 2713315.6537 | 1154103.8399 | 2713312.3116 | 1154100.4826
154 | 2712518.6977 | 1153662.8939 | 2712502.1894 | 1153685.923 | 2712499.0601 | 1153695.6821 | 2712499.3141 | 1153700.5679 | 2712504.165 | 1153714.4899 | 2712505.9757 | 1153718.6154 | 2712508.7204 | 1153721.2239 | 2712513.9942 | 1153724.836 | 2712531.4496 | 1153734.0571
155 | 2712518.6977 | 1153662.8939 | 2712509.3107 | 1153657.2148 | 2712502.6962 | 1153651.0093 | 2712496.7983 | 1153640.1364 | 2712494.0653 | 1153627.4547 | 2712494.4693 | 1153614.0534 | 2712497.9018 | 1153599.1597
156 | 2712518.6977 | 1153662.8939 | 2712528.6687 | 1153665.2484 | 2712538.5814 | 1153664.1551 | 2712550.3931 | 1153660.0064 | 2712553.6176 | 1153657.6048
157 | 2712531.4496 | 1153734.0571 | 2712536.8931 | 1153740.085 | 2712539.7583 | 1153744.8639 | 2712540.5945 | 1153750.2164 | 2712541.1339 | 1153768.1606 | 2712539.4372 | 1153781.7379 | 2712538.3777 | 1153785.2341
158 | 2712531.4496 | 1153734.0571 | 2712527.136 | 1153738.2015 | 2712521.9356 | 1153750.7793 | 2712512.8857 | 1153757.448 | 2712502.1735 | 1153757.8037 | 2712490.8747 | 1153760.205
159 | 2712517.4841 | 1153821.4606 | 2712519.4571 | 1153819.7231 | 2712528.3698 | 1153807.6594 | 2712532.8918 | 1153800.1723 | 2712535.7649 | 1153793.8551 | 2712538.3777 | 1153785.2341
160 | 2712462.1057 | 1153773.643 | 2712477.8416 | 1153762.9748 | 2712490.8747 | 1153760.205
161 | 2712634.7787 | 1153431.677 | 2712624.3637 | 1153445.6471
162 | 2712495.5711 | 1153838.2988 | 2712504.6712 | 1153832.7444 | 2712517.4841 | 1153821.4606
163 | 2712420.7744 | 1153793.8743 | 2712459.2959 | 1153775.548 | 2712462.1057 | 1153773.643
164 | 2712634.7787 | 1153431.677 | 2712628.4951 | 1153424.5993 | 2712625.254 | 1153412.8309
165 | 2712634.7787 | 1153431.677 | 2712671.9867 | 1153458.8264
166 | 2712625.254 | 1153412.8309 | 2712623.6333 | 1153398.1353 | 2712624.7746 | 1153386.7713 | 2712626.0667 | 1153378.8347
167 | 2712691.0379 | 1153472.7274 | 2712671.9867 | 1153458.8264
168 | 2712626.0667 | 1153378.8347 | 2712628.3249 | 1153372.9952 | 2712633.8066 | 1153366.3267 | 2712633.8066 | 1153366.3267
169 | 2712633.8066 | 1153366.3267 | 2712641.1995 | 1153363.2855
170 | 2712641.1995 | 1153363.2855 | 2712641.5726 | 1153363.1321
171 | 2713453.6806 | 1154012.2559 | 2713456.4237 | 1154024.2226
172 | 2712653.5187 | 1153361.2195 | 2712644.07 | 1153362.1047 | 2712641.5726 | 1153363.1321
173 | 2713353.7818 | 1154095.4073 | 2713355.6821 | 1154103.6124
174 | 2713353.5809 | 1154094.5396 | 2713353.7818 | 1154095.4073
175 | 2713355.6821 | 1154103.6124 | 2713356.3883 | 1154106.6619
176 | 2713351.6335 | 1154086.1312 | 2713353.5809 | 1154094.5396
177 | 2713359.0581 | 1154118.1897 | 2713356.3883 | 1154106.6619
178 | 2713361.6465 | 1154124.8416 | 2713359.4742 | 1154119.9864 | 2713359.0581 | 1154118.1897
179 | 2713375.366 | 1154139.5764 | 2713368.879 | 1154134.4175 | 2713361.6465 | 1154124.8416 | 2713361.6465 | 1154124.8416
180 | 2713375.366 | 1154139.5764 | 2713382.3176 | 1154142.0645 | 2713396.125 | 1154146.4273 | 2713403.04 | 1154150.8605 | 2713418.0796 | 1154161.095 | 2713422.7064 | 1154163.5615
181 | 2713375.366 | 1154139.5764 | 2713374.4729 | 1154141.3608 | 2713375.0652 | 1154142.9174 | 2713383.7495 | 1154151.5978 | 2713385.1513 | 1154153.7701 | 2713385.5075 | 1154156.8566 | 2713384.7517 | 1154158.688
182 | 2712583.5102 | 1153902.0046 | 2712584.3158 | 1153875.9479
183 | 2713489.0355 | 1154156.1632 | 2713485.0832 | 1154141.0506
184 | 2713495.3904 | 1154189.3036 | 2713496.2561 | 1154185.7175 | 2713495.4815 | 1154180.8108 | 2713489.0355 | 1154156.1632
185 | 2713495.3904 | 1154189.3036 | 2713490.5257 | 1154190.5016 | 2713482.7338 | 1154187.2922
186 | 2713482.7338 | 1154187.2922 | 2713479.8043 | 1154186.0855 | 2713471.5315 | 1154182.4494 | 2713463.0528 | 1154180.749
187 | 2713454.295 | 1154178.5347 | 2713457.3962 | 1154179.6146 | 2713463.0528 | 1154180.749
188 | 2713361.4879 | 1154153.2242 | 2713363.653 | 1154153.1649 | 2713366.2036 | 1154154.2359 | 2713372.437 | 1154162.2586 | 2713374.5715 | 1154163.4217 | 2713378.1865 | 1154162.9784 | 2713382.4462 | 1154160.9016 | 2713384.7517 | 1154158.688
189 | 2713422.7064 | 1154163.5615 | 2713424.6185 | 1154164.5843
190 | 2713422.7064 | 1154163.5615 | 2713416.6746 | 1154146.4699 | 2713412.2859 | 1154139.1046 | 2713403.709 | 1154130.0148 | 2713396.4163 | 1154122.6939
191 | 2713436.3408 | 1154170.8544 | 2713424.6185 | 1154164.5843
192 | 2713381.8297 | 1154111.3459 | 2713390.1751 | 1154116.4287 | 2713396.4163 | 1154122.6939
193 | 2713436.3408 | 1154170.8544 | 2713443.9937 | 1154174.9479 | 2713447.3945 | 1154176.132
194 | 2713447.3945 | 1154176.132 | 2713454.295 | 1154178.5347
195 | 2713022.3398 | 1153602.2393 | 2713023.495 | 1153595.4899 | 2713022.3869 | 1153588.6979
196 | 2713022.3398 | 1153602.2393 | 2713022.3398 | 1153602.2393 | 2713018.9253 | 1153608.7462 | 2713018.1522 | 1153610.1956
197 | 2713004.838 | 1153635.155 | 2713018.1522 | 1153610.1956
198 | 2712583.5102 | 1153902.0046 | 2712583.0574 | 1153916.6507
199 | 2712421.5166 | 1153879.484 | 2712428.4196 | 1153873.4808 | 2712444.8069 | 1153863.0465 | 2712479.6738 | 1153845.6194 | 2712491.2029 | 1153840.965 | 2712495.5711 | 1153838.2988

## bus_geodata
| x | y | coords
0 | 2712102.3282 | 1153127.4534
1 | 2712088.4617 | 1153156.4286
2 | 2712213.4597 | 1153483.5348
3 | 2712151.3834 | 1153318.4122
4 | 2712183.0171 | 1153516.5241
5 | 2712093.6209 | 1153169.697
6 | 2712997.5225 | 1153506.8677
7 | 2712931.516 | 1153533.7457
8 | 2713001.6812 | 1153504.8982
9 | 2712931.4876 | 1153537.7145
10 | 2713016.0608 | 1153498.0857
11 | 2712988.7758 | 1153476.1036
12 | 2712895.3588 | 1153569.6766
13 | 2712976.9254 | 1153534.3892
14 | 2712778.381 | 1153507.1562
15 | 2712736.3435 | 1153496.2657
16 | 2713036.271 | 1153479.9439
17 | 2713019.4891 | 1153506.2276
18 | 2712878.7588 | 1153498.5985
19 | 2712787.2295 | 1153610.4646
20 | 2712986.4153 | 1153545.339
21 | 2712709.4568 | 1153485.0137
22 | 2713043.6808 | 1153458.0885
23 | 2713126.3744 | 1153552.9014
24 | 2713118.1556 | 1153434.4044
25 | 2712754.0146 | 1153638.4452
26 | 2712979.7386 | 1153565.6111
27 | 2712700.2822 | 1153479.0917
28 | 2713121.8928 | 1153682.6951
29 | 2713167.1678 | 1153460.4424
30 | 2712717.7003 | 1153435.5293
31 | 2712666.2354 | 1153418.8117
32 | 2713385.9555 | 1154067.5284
33 | 2713360.8692 | 1154029.7976
34 | 2713387.2013 | 1154069.5084
35 | 2713410.9112 | 1154104.5446
36 | 2713275.579 | 1153687.2311
37 | 2713200.1653 | 1153672.9999
38 | 2713338.7053 | 1154049.2542
39 | 2713341.2586 | 1154061.6047
40 | 2713425.2229 | 1154127.3515
41 | 2713426.8001 | 1154099.4267
42 | 2713344.6672 | 1154069.1622
43 | 2713333.0301 | 1154055.1703
44 | 2713472.0337 | 1154092.3211
45 | 2713344.7947 | 1154069.4449
46 | 2713315.4263 | 1154037.1785
47 | 2713459.9621 | 1154039.6587
48 | 2713476.9691 | 1154110.6081
49 | 2713349.3772 | 1154079.6054
50 | 2713248.1808 | 1154004.16
51 | 2713351.2873 | 1154084.6364
52 | 2713211.8847 | 1153990.1929
53 | 2713250.5999 | 1154025.8095
54 | 2712292.875 | 1153845.8311
55 | 2712320.2444 | 1153845.3799
56 | 2712113.3748 | 1153815.4139
57 | 2712362.9006 | 1153830.3924
58 | 2712055.2025 | 1153781.2222
59 | 2712107.6449 | 1153792.3288
60 | 2712018.2099 | 1153792.3764
61 | 2712371.5193 | 1153824.8862
62 | 2712105.6523 | 1153777.2227
63 | 2712089.0674 | 1153768.827
64 | 2712107.6611 | 1153778.3375
65 | 2712222.3102 | 1153668.7129
66 | 2712288.5728 | 1153810.1787
67 | 2713773.4341 | 1154003.6425
68 | 2713778.1241 | 1153988.9296
69 | 2713771.1203 | 1154011.2765
70 | 2713785.2781 | 1153973.5633
71 | 2713715.6223 | 1154030.9388
72 | 2713758.6895 | 1154053.1283
73 | 2713742.9317 | 1153962.079
74 | 2713794.504 | 1153960.9437
75 | 2713672.7924 | 1154052.4893
76 | 2713724.087 | 1153957.3407
77 | 2713660.8035 | 1154059.2427
78 | 2713702.7262 | 1153951.9698
79 | 2712173.4396 | 1153600.101
80 | 2712125.8802 | 1153298.5827
81 | 2712127.6983 | 1153285.998
82 | 2712226.9908 | 1153239.1709
83 | 2712347.6717 | 1153266.3659
84 | 2713615.0606 | 1153929.7228
85 | 2713629.2688 | 1153933.363
86 | 2713608.3132 | 1153927.994
87 | 2713681.4444 | 1153687.7453
88 | 2713632.3624 | 1153934.1556
89 | 2713582.6949 | 1153921.4304
90 | 2713651.09 | 1153938.9538
91 | 2713554.4809 | 1153920.9916
92 | 2713502.9907 | 1153942.5492
93 | 2713475.6087 | 1153917.7723
94 | 2713498.6998 | 1153946.5386
95 | 2712672.319 | 1153644.2551
96 | 2712692.7936 | 1153648.7902
97 | 2712666.4868 | 1153645.2898
98 | 2712698.9782 | 1153650.9368
99 | 2712659.3605 | 1153646.5542
100 | 2712725.511 | 1153646.7315
101 | 2712646.0614 | 1153648.9136
102 | 2712730.8009 | 1153644.926
103 | 2712644.9124 | 1153649.1174
104 | 2712681.017 | 1153604.3453
105 | 2712629.1062 | 1153649.9156
106 | 2712616.156 | 1153646.7875
107 | 2712624.0469 | 1153648.5999
108 | 2712609.9833 | 1153646.879
109 | 2712604.0123 | 1153648.1865
110 | 2712621.4752 | 1153702.9637
111 | 2712610.5375 | 1153702.2696
112 | 2712619.6854 | 1153709.8432
113 | 2712608.1602 | 1153702.1188
114 | 2712601.472 | 1153736.3517
115 | 2712595.5631 | 1153542.3394
116 | 2712616.9278 | 1153465.5801
117 | 2712579.1697 | 1153605.6853
118 | 2712527.4224 | 1153623.7124
119 | 2712526.783 | 1153644.2931
120 | 2712662.7738 | 1153199.611
121 | 2712737.3695 | 1153258.2783
122 | 2712635.085 | 1153201.4432
123 | 2712903.3476 | 1153334.6411
124 | 2712612.8013 | 1153196.1451
125 | 2712712.5544 | 1153355.6889
126 | 2712709.3431 | 1153355.9897
127 | 2712667.1659 | 1153359.941
128 | 2713001.747 | 1154542.7889
129 | 2713204.0332 | 1154452.4663
130 | 2713228.7326 | 1154746.5659
131 | 2713151.2296 | 1154323.7955
132 | 2712835.5428 | 1154043.0726
133 | 2712653.7861 | 1154034.049
134 | 2713064.9287 | 1154059.5981
135 | 2713122.2267 | 1154241.8397
136 | 2713162.5864 | 1154030.1454
137 | 2713249.9944 | 1154063.5669
138 | 2713236.3045 | 1154059.9493
139 | 2713260.7347 | 1154053.54
140 | 2713210.2485 | 1154053.0136
141 | 2713273.1675 | 1154064.6863
142 | 2713258.2945 | 1154043.5243
143 | 2713180.0157 | 1154042.9665
144 | 2713290.8346 | 1154077.8466
145 | 2713295.2041 | 1154080.4824
146 | 2713312.3116 | 1154100.4826
147 | 2712518.6977 | 1153662.8939
148 | 2712531.4496 | 1153734.0571
149 | 2712497.9018 | 1153599.1597
150 | 2712553.6176 | 1153657.6048
151 | 2712538.3777 | 1153785.2341
152 | 2712490.8747 | 1153760.205
153 | 2712624.3637 | 1153445.6471
154 | 2712517.4841 | 1153821.4606
155 | 2712462.1057 | 1153773.643
156 | 2712634.7787 | 1153431.677
157 | 2712625.254 | 1153412.8309
158 | 2712671.9867 | 1153458.8264
159 | 2712626.0667 | 1153378.8347
160 | 2712691.0379 | 1153472.7274
161 | 2712633.8066 | 1153366.3267
162 | 2712641.1995 | 1153363.2855
163 | 2713453.6806 | 1154012.2559
164 | 2712641.5726 | 1153363.1321
165 | 2712653.5187 | 1153361.2195
166 | 2713315.6537 | 1154103.8399
167 | 2713353.7818 | 1154095.4073
168 | 2713355.6821 | 1154103.6124
169 | 2713353.5809 | 1154094.5396
170 | 2713356.3883 | 1154106.6619
171 | 2713351.6335 | 1154086.1312
172 | 2713359.0581 | 1154118.1897
173 | 2713361.6465 | 1154124.8416
174 | 2713375.366 | 1154139.5764
175 | 2712584.3158 | 1153875.9479
176 | 2713485.0832 | 1154141.0506
177 | 2713489.0355 | 1154156.1632
178 | 2713495.3904 | 1154189.3036
179 | 2713456.4237 | 1154024.2226
180 | 2713482.7338 | 1154187.2922
181 | 2713463.0528 | 1154180.749
182 | 2713384.7517 | 1154158.688
183 | 2713361.4879 | 1154153.2242
184 | 2713422.7064 | 1154163.5615
185 | 2713424.6185 | 1154164.5843
186 | 2713396.4163 | 1154122.6939
187 | 2713088.9469 | 1154325.7706
188 | 2713436.3408 | 1154170.8544
189 | 2713381.8297 | 1154111.3459
190 | 2713447.3945 | 1154176.132
191 | 2713022.3869 | 1153588.6979
192 | 2713022.3398 | 1153602.2393
193 | 2713018.1522 | 1153610.1956
194 | 2713454.295 | 1154178.5347
195 | 2713004.838 | 1153635.155
196 | 2712420.7744 | 1153793.8743
197 | 2712583.5102 | 1153902.0046
198 | 2712583.0574 | 1153916.6507
199 | 2712495.5711 | 1153838.2988
200 | 2712421.5166 | 1153879.484
201 | 2713248.1808 | 1154004.16

## line_std_types
| c_nf_per_km | r_ohm_per_km | x_ohm_per_km | max_i_ka | type | q_mm2 | alpha | voltage_rating
NAYY 4x50 SE | 210 | 0.642 | 0.083 | 0.142 | cs | 50 | 0.00403 | LV
NAYY 4x120 SE | 264 | 0.225 | 0.08 | 0.242 | cs | 120 | 0.00403 | LV
NAYY 4x150 SE | 261 | 0.208 | 0.08 | 0.27 | cs | 150 | 0.00403 | LV
NA2XS2Y 1x95 RM/25 12/20 kV | 216 | 0.313 | 0.132 | 0.252 | cs | 95 | 0.00403 | MV
NA2XS2Y 1x185 RM/25 12/20 kV | 273 | 0.161 | 0.117 | 0.362 | cs | 185 | 0.00403 | MV
NA2XS2Y 1x240 RM/25 12/20 kV | 304 | 0.122 | 0.112 | 0.421 | cs | 240 | 0.00403 | MV
NA2XS2Y 1x95 RM/25 6/10 kV | 315 | 0.313 | 0.123 | 0.249 | cs | 95 | 0.00403 | MV
NA2XS2Y 1x185 RM/25 6/10 kV | 406 | 0.161 | 0.11 | 0.358 | cs | 185 | 0.00403 | MV
NA2XS2Y 1x240 RM/25 6/10 kV | 456 | 0.122 | 0.105 | 0.416 | cs | 240 | 0.00403 | MV
NA2XS2Y 1x150 RM/25 12/20 kV | 250 | 0.206 | 0.116 | 0.319 | cs | 150 | 0.00403 | MV
NA2XS2Y 1x120 RM/25 12/20 kV | 230 | 0.253 | 0.119 | 0.283 | cs | 120 | 0.00403 | MV
NA2XS2Y 1x70 RM/25 12/20 kV | 190 | 0.443 | 0.132 | 0.22 | cs | 70 | 0.00403 | MV
NA2XS2Y 1x150 RM/25 6/10 kV | 360 | 0.206 | 0.11 | 0.315 | cs | 150 | 0.00403 | MV
NA2XS2Y 1x120 RM/25 6/10 kV | 340 | 0.253 | 0.113 | 0.28 | cs | 120 | 0.00403 | MV
NA2XS2Y 1x70 RM/25 6/10 kV | 280 | 0.443 | 0.123 | 0.217 | cs | 70 | 0.00403 | MV
N2XS(FL)2Y 1x120 RM/35 64/110 kV | 112 | 0.153 | 0.166 | 0.366 | cs | 120 | 0.00393 | HV
N2XS(FL)2Y 1x185 RM/35 64/110 kV | 125 | 0.099 | 0.156 | 0.457 | cs | 185 | 0.00393 | HV
N2XS(FL)2Y 1x240 RM/35 64/110 kV | 135 | 0.075 | 0.149 | 0.526 | cs | 240 | 0.00393 | HV
N2XS(FL)2Y 1x300 RM/35 64/110 kV | 144 | 0.06 | 0.144 | 0.588 | cs | 300 | 0.00393 | HV
15-AL1/3-ST1A 0.4 | 11 | 1.8769 | 0.35 | 0.105 | ol | 16 | 0.00403 | LV
24-AL1/4-ST1A 0.4 | 11.25 | 1.2012 | 0.335 | 0.14 | ol | 24 | 0.00403 | LV
48-AL1/8-ST1A 0.4 | 12.2 | 0.5939 | 0.3 | 0.21 | ol | 48 | 0.00403 | LV
94-AL1/15-ST1A 0.4 | 13.2 | 0.306 | 0.29 | 0.35 | ol | 94 | 0.00403 | LV
34-AL1/6-ST1A 10.0 | 9.7 | 0.8342 | 0.36 | 0.17 | ol | 34 | 0.00403 | MV
48-AL1/8-ST1A 10.0 | 10.1 | 0.5939 | 0.35 | 0.21 | ol | 48 | 0.00403 | MV
70-AL1/11-ST1A 10.0 | 10.4 | 0.4132 | 0.339 | 0.29 | ol | 70 | 0.00403 | MV
94-AL1/15-ST1A 10.0 | 10.75 | 0.306 | 0.33 | 0.35 | ol | 94 | 0.00403 | MV
122-AL1/20-ST1A 10.0 | 11.1 | 0.2376 | 0.323 | 0.41 | ol | 122 | 0.00403 | MV
149-AL1/24-ST1A 10.0 | 11.25 | 0.194 | 0.315 | 0.47 | ol | 149 | 0.00403 | MV
34-AL1/6-ST1A 20.0 | 9.15 | 0.8342 | 0.382 | 0.17 | ol | 34 | 0.00403 | MV
48-AL1/8-ST1A 20.0 | 9.5 | 0.5939 | 0.372 | 0.21 | ol | 48 | 0.00403 | MV
70-AL1/11-ST1A 20.0 | 9.7 | 0.4132 | 0.36 | 0.29 | ol | 70 | 0.00403 | MV
94-AL1/15-ST1A 20.0 | 10 | 0.306 | 0.35 | 0.35 | ol | 94 | 0.00403 | MV
122-AL1/20-ST1A 20.0 | 10.3 | 0.2376 | 0.344 | 0.41 | ol | 122 | 0.00403 | MV
149-AL1/24-ST1A 20.0 | 10.5 | 0.194 | 0.337 | 0.47 | ol | 149 | 0.00403 | MV
184-AL1/30-ST1A 20.0 | 10.75 | 0.1571 | 0.33 | 0.535 | ol | 184 | 0.00403 | MV
243-AL1/39-ST1A 20.0 | 11 | 0.1188 | 0.32 | 0.645 | ol | 243 | 0.00403 | MV
48-AL1/8-ST1A 110.0 | 8 | 0.5939 | 0.46 | 0.21 | ol | 48 | 0.00403 | HV
70-AL1/11-ST1A 110.0 | 8.4 | 0.4132 | 0.45 | 0.29 | ol | 70 | 0.00403 | HV
94-AL1/15-ST1A 110.0 | 8.65 | 0.306 | 0.44 | 0.35 | ol | 94 | 0.00403 | HV
122-AL1/20-ST1A 110.0 | 8.5 | 0.2376 | 0.43 | 0.41 | ol | 122 | 0.00403 | HV
149-AL1/24-ST1A 110.0 | 8.75 | 0.194 | 0.41 | 0.47 | ol | 149 | 0.00403 | HV
184-AL1/30-ST1A 110.0 | 8.8 | 0.1571 | 0.4 | 0.535 | ol | 184 | 0.00403 | HV
243-AL1/39-ST1A 110.0 | 9 | 0.1188 | 0.39 | 0.645 | ol | 243 | 0.00403 | HV
305-AL1/39-ST1A 110.0 | 9.2 | 0.0949 | 0.38 | 0.74 | ol | 305 | 0.00403 | HV
490-AL1/64-ST1A 110.0 | 9.75 | 0.059 | 0.37 | 0.96 | ol | 490 | 0.00403 | HV
679-AL1/86-ST1A 110.0 | 9.95 | 0.042 | 0.36 | 1.15 | ol | 679 | 0.00403 | HV
490-AL1/64-ST1A 220.0 | 10 | 0.059 | 0.285 | 0.96 | ol | 490 | 0.00403 | HV
679-AL1/86-ST1A 220.0 | 11.7 | 0.042 | 0.275 | 1.15 | ol | 679 | 0.00403 | HV
490-AL1/64-ST1A 380.0 | 11 | 0.059 | 0.253 | 0.96 | ol | 490 | 0.00403 | HV
679-AL1/86-ST1A 380.0 | 14.6 | 0.042 | 0.25 | 1.15 | ol | 679 | 0.00403 | HV

## trafo_std_types
| i0_percent | pfe_kw | vkr_percent | sn_mva | vn_lv_kv | vn_hv_kv | vk_percent | shift_degree | vector_group | tap_side | tap_neutral | tap_min | tap_max | tap_step_degree | tap_step_percent | tap_phase_shifter
160 MVA 380/110 kV | 0.06 | 60 | 0.25 | 160 | 110 | 380 | 12.2 | 0 | Yy0 | hv | 0 | -9 | 9 | 0 | 1.5 | FALSE
100 MVA 220/110 kV | 0.06 | 55 | 0.26 | 100 | 110 | 220 | 12 | 0 | Yy0 | hv | 0 | -9 | 9 | 0 | 1.5 | FALSE
63 MVA 110/20 kV | 0.04 | 22 | 0.32 | 63 | 20 | 110 | 18 | 150 | YNd5 | hv | 0 | -9 | 9 | 0 | 1.5 | FALSE
40 MVA 110/20 kV | 0.05 | 18 | 0.34 | 40 | 20 | 110 | 16.2 | 150 | YNd5 | hv | 0 | -9 | 9 | 0 | 1.5 | FALSE
25 MVA 110/20 kV | 0.07 | 14 | 0.41 | 25 | 20 | 110 | 12 | 150 | YNd5 | hv | 0 | -9 | 9 | 0 | 1.5 | FALSE
63 MVA 110/10 kV | 0.04 | 22 | 0.32 | 63 | 10 | 110 | 18 | 150 | YNd5 | hv | 0 | -9 | 9 | 0 | 1.5 | FALSE
40 MVA 110/10 kV | 0.05 | 18 | 0.34 | 40 | 10 | 110 | 16.2 | 150 | YNd5 | hv | 0 | -9 | 9 | 0 | 1.5 | FALSE
25 MVA 110/10 kV | 0.07 | 14 | 0.41 | 25 | 10 | 110 | 12 | 150 | YNd5 | hv | 0 | -9 | 9 | 0 | 1.5 | FALSE
0.25 MVA 20/0.4 kV | 0.32 | 0.8 | 1.44 | 0.25 | 0.4 | 20 | 6 | 150 | Yzn5 | hv | 0 | -2 | 2 | 0 | 2.5 | FALSE
0.4 MVA 20/0.4 kV | 0.3375 | 1.35 | 1.425 | 0.4 | 0.4 | 20 | 6 | 150 | Dyn5 | hv | 0 | -2 | 2 | 0 | 2.5 | FALSE
0.63 MVA 20/0.4 kV | 0.2619 | 1.65 | 1.206 | 0.63 | 0.4 | 20 | 6 | 150 | Dyn5 | hv | 0 | -2 | 2 | 0 | 2.5 | FALSE
0.25 MVA 10/0.4 kV | 0.24 | 0.6 | 1.2 | 0.25 | 0.4 | 10 | 4 | 150 | Dyn5 | hv | 0 | -2 | 2 | 0 | 2.5 | FALSE
0.4 MVA 10/0.4 kV | 0.2375 | 0.95 | 1.325 | 0.4 | 0.4 | 10 | 4 | 150 | Dyn5 | hv | 0 | -2 | 2 | 0 | 2.5 | FALSE
0.63 MVA 10/0.4 kV | 0.1873 | 1.18 | 1.0794 | 0.63 | 0.4 | 10 | 4 | 150 | Dyn5 | hv | 0 | -2 | 2 | 0 | 2.5 | FALSE

## trafo3w_std_types
| sn_hv_mva | sn_mv_mva | sn_lv_mva | vn_hv_kv | vn_mv_kv | vn_lv_kv | vk_hv_percent | vk_mv_percent | vk_lv_percent | vkr_hv_percent | vkr_mv_percent | vkr_lv_percent | pfe_kw | i0_percent | shift_mv_degree | shift_lv_degree | vector_group | tap_side | tap_neutral | tap_min | tap_max | tap_step_percent
63/25/38 MVA 110/20/10 kV | 63 | 25 | 38 | 110 | 20 | 10 | 10.4 | 10.4 | 10.4 | 0.28 | 0.32 | 0.35 | 35 | 0.89 | 0 | 0 | YN0yn0yn0 | hv | 0 | -10 | 10 | 1.2
63/25/38 MVA 110/10/10 kV | 63 | 25 | 38 | 110 | 10 | 10 | 10.4 | 10.4 | 10.4 | 0.28 | 0.32 | 0.35 | 35 | 0.89 | 0 | 0 | YN0yn0yn0 | hv | 0 | -10 | 10 | 1.2

## fuse_std_types
| fuse_type | i_rated_a | t_avg | t_min | t_total | x_avg | x_min | x_total
HV 100A | HV 100A | 100 | 0 | [10.0, 3.64, 0.854, 0.281, 0.1, 0.0531, 0.022, 0.01] | [10.0, 4.267, 1.21, 0.403, 0.1, 0.058, 0.022, 0.01] | 0 | [300.0, 350.0, 450.0, 550.0, 700.0, 850.0, 1200.0, 1752.0] | [600.0, 700.0, 900.0, 1150.0, 1665.0, 2000.0, 3000.0, 4313.0]
HV 10A | HV 10A | 10 | 0 | [10.0, 1675.0, 0.344, 0.156, 0.1, 0.0417, 0.0171, 0.01] | [10.0, 1.3, 0.3, 0.155, 0.1, 0.0555, 0.023, 0.01] | 0 | [30.0, 32.0, 35.0, 37.0, 39.0, 50.0, 70.0, 88.0] | [60.0, 70.0, 80.0, 87.0, 94.0, 110.0, 150.0, 216.0]
HV 125A | HV 125A | 125 | 0 | [10.0, 1.82, 0.344, 0.1, 0.0467, 0.0269, 0.01] | [10.0, 2.478, 0.426, 0.1, 0.0427, 0.0211, 0.01] | 0 | [375.0, 500.0, 700.0, 925.0, 1200.0, 1500.0, 2341.0] | [750.0, 1000.0, 1500.0, 2200.0, 3000.0, 4000.0, 5765.0]
HV 160A | HV 160A | 160 | 0 | [10.0, 4.15, 1.03, 0.198, 0.1, 0.051, 0.0172, 0.01] | [10.0, 2.3, 0.734, 0.274, 0.1, 0.046, 0.0177, 0.01] | 0 | [480.0, 550.0, 700.0, 1000.0, 1260.0, 1600.0, 2500.0, 3227.0] | [960.0, 1300.0, 1700.0, 2200.0, 2996.0, 4000.0, 6000.0, 7946.0]
HV 16A | HV 16A | 16 | 0 | [10.0, 0.352, 0.164, 0.1, 0.0649, 0.0342, 0.01] | [10.0, 2.34, 0.722, 0.181, 0.1, 0.055, 0.0296, 0.01] | 0 | [48.0, 60.0, 65.0, 71.0, 80.0, 100.0, 162.0] | [96.0, 110.0, 125.0, 150.0, 168.0, 200.0, 250.0, 398.0]
HV 200A | HV 200A | 200 | 0 | [10.0, 4.267, 1.21, 0.403, 0.1, 0.058, 0.022, 0.01] | [10.0, 3.73, 1.654, 0.328, 0.1, 0.0531, 0.019, 0.01] | 0 | [600.0, 700.0, 900.0, 1150.0, 1665.0, 2000.0, 3000.0, 4313.0] | [1200.0, 1500.0, 1800.0, 2700.0, 3960.0, 5000.0, 7500.0, 10620.0]
HV 20A | HV 20A | 20 | 0 | [10.0, 1.3, 0.3, 0.155, 0.1, 0.0555, 0.023, 0.01] | [10.0, 1.3, 0.161, 0.1, 0.0611, 0.0399, 0.0141, 0.01] | 0 | [60.0, 70.0, 80.0, 87.0, 94.0, 110.0, 150.0, 216.0] | [120.0, 150.0, 200.0, 223.0, 260.0, 300.0, 450.0, 532.0]
HV 25A | HV 25A | 25 | 0 | [10.0, 2.512, 0.833, 0.299, 0.1, 0.0372, 0.0223, 0.01] | [10.0, 3.125, 0.597, 0.198, 0.1, 0.0378, 0.022, 0.01] | 0 | [75.0, 82.0, 90.0, 100.0, 124.0, 170.0, 200.0, 289.0] | [150.0, 170.0, 210.0, 250.0, 294.0, 400.0, 500.0, 711.0]
HV 31.5A | HV 31.5A | 31.5 | 0 | [10.0, 2.34, 0.722, 0.181, 0.1, 0.055, 0.0296, 0.01] | [10.0, 2.84, 0.368, 0.164, 0.1, 0.0621, 0.0378, 0.0195, 0.01] | 0 | [95.0, 110.0, 125.0, 150.0, 165.0, 200.0, 250.0, 390.0] | [189.0, 220.0, 300.0, 350.0, 393.0, 450.0, 530.0, 700.0, 960.0]
HV 40A | HV 40A | 40 | 0 | [10.0, 1.3, 0.161, 0.1, 0.0611, 0.0399, 0.0141, 0.01] | [10.0, 2.05, 0.369, 0.198, 0.1, 0.051, 0.0298, 0.01] | 0 | [120.0, 150.0, 200.0, 223.0, 260.0, 300.0, 450.0, 532.0] | [240.0, 300.0, 400.0, 450.0, 530.0, 650.0, 800.0, 1311.0]
HV 50A | HV 50A | 50 | 0 | [10.0, 3.215, 0.597, 0.198, 0.1, 0.0378, 0.022, 0.01] | [10.0, 3.64, 0.854, 0.281, 0.1, 0.0531, 0.022, 0.01] | 0 | [150.0, 170.0, 210.0, 250.0, 294.0, 400.0, 500.0, 711.0] | [300.0, 350.0, 450.0, 550.0, 700.0, 850.0, 1200.0, 1752.0]
HV 6.3A | HV 6.3A | 6.3 | 0 | [10.0, 1.39, 0.344, 0.168, 0.1, 0.056, 0.0263, 0.01] | [10.0, 1.711, 0.516, 0.198, 0.1, 0.0634, 0.0303, 0.01] | 0 | [19.0, 19.5, 20.4, 20.8, 22.0, 25.0, 32.0, 48.0] | [38.0, 40.0, 43.0, 48.0, 53.0, 60.0, 75.0, 118.0]
HV 63A | HV 63A | 63 | 0 | [10.0, 2.84, 0.368, 0.164, 0.1, 0.0621, 0.0378, 0.0195, 0.01] | [10.0, 1.82, 0.344, 0.1, 0.0467, 0.0269, 0.01] | 0 | [189.0, 220.0, 300.0, 350.0, 393.0, 450.0, 530.0, 700.0, 961.0] | [378.0, 500.0, 700.0, 934.0, 1200.0, 1500.0, 2366.0]
HV 80A | HV 80A | 80 | 0 | [10.0, 2.05, 0.369, 0.198, 0.1, 0.051, 0.0298, 0.01] | [10.0, 4.15, 1.03, 0.198, 0.1, 0.051, 0.0172, 0.01] | 0 | [240.0, 300.0, 400.0, 450.0, 530.0, 650.0, 800.0, 1311.0] | [480.0, 550.0, 700.0, 1000.0, 1260.0, 1600.0, 2500.0, 3227.0]
Siemens NH-1-100 | Siemens NH-1-100 | 100 | [5400.0, 2000.0, 400.0, 20.0, 1.0, 0.2, 0.012, 0.004] | 0 | 0 | [150.0, 190.0, 250.0, 430.0, 900.0, 1250.0, 2700.0, 3600.0] | 0 | 0
Siemens NH-1-125 | Siemens NH-1-125 | 125 | [4800.0, 120.0, 7.0, 0.1, 0.004] | 0 | 0 | [180.0, 400.0, 740.0, 2000.0, 4250.0] | 0 | 0
Siemens NH-1-16 | Siemens NH-1-16 | 16 | [4000.0, 400.0, 2.0, 0.1, 0.04, 0.01] | 0 | 0 | [26.0, 35.0, 75.0, 150.0, 200.0, 300.0] | 0 | 0
Siemens NH-1-160 | Siemens NH-1-160 | 160 | [4800.0, 120.0, 7.0, 0.1, 0.004] | 0 | 0 | [210.0, 500.0, 900.0, 2300.0, 5000.0] | 0 | 0
Siemens NH-1-25 | Siemens NH-1-25 | 25 | [4000.0, 1000.0, 10.0, 0.2, 0.02, 0.01] | 0 | 0 | [40.0, 50.0, 100.0, 210.0, 400.0, 500.0] | 0 | 0
Siemens NH-1-50 | Siemens NH-1-50 | 50 | [4000.0, 40.0, 4.0, 1.0, 0.02, 0.01] | 0 | 0 | [86.0, 200.0, 300.0, 400.0, 1000.0, 1280.0] | 0 | 0
Siemens NH-1-63 | Siemens NH-1-63 | 63 | [4000.0, 100.0, 10.0, 2.0, 0.04, 0.01] | 0 | 0 | [100.0, 200.0, 300.0, 400.0, 1000.0, 1500.0] | 0 | 0
Siemens NH-1-80 | Siemens NH-1-80 | 80 | [4800.0, 120.0, 7.0, 0.1, 0.01] | 0 | 0 | [150.58, 250.0, 450.0, 1150.0, 2470.0] | 0 | 0
Siemens NH-2-1000 | Siemens NH-2-1000 | 1000 | [4800.0, 120.0, 7.0, 0.1, 0.004] | 0 | 0 | [1900.0, 3500.0, 8400.0, 24000.0, 52000.0] | 0 | 0
Siemens NH-2-200 | Siemens NH-2-200 | 200 | [4800.0, 120.0, 7.0, 0.1, 0.004] | 0 | 0 | [280.0, 650.0, 1200.0, 3000.0, 7000.0] | 0 | 0
Siemens NH-2-224 | Siemens NH-2-224 | 224 | [4800.0, 120.0, 7.0, 0.2, 0.04, 0.004] | 0 | 0 | [400.0, 750.0, 1453.0, 3025.0, 4315.0, 7600.0] | 0 | 0
Siemens NH-2-250 | Siemens NH-2-250 | 250 | [4800.0, 120.0, 7.0, 0.1, 0.004] | 0 | 0 | [450.0, 800.0, 1650.0, 4000.0, 8500.0] | 0 | 0
Siemens NH-2-315 | Siemens NH-2-315 | 315 | [4800.0, 120.0, 7.0, 0.1, 0.004] | 0 | 0 | [550.0, 920.0, 1900.0, 5000.0, 11000.0] | 0 | 0
Siemens NH-2-355 | Siemens NH-2-355 | 355 | [4800.0, 120.0, 6.0, 0.1, 0.004] | 0 | 0 | [650.0, 1116.27, 2350.0, 5840.0, 12790.0] | 0 | 0
Siemens NH-2-400 | Siemens NH-2-400 | 400 | [4800.0, 120.0, 7.0, 0.1, 0.004] | 0 | 0 | [720.0, 1350.0, 2800.0, 6500.0, 15000.0] | 0 | 0
Siemens NH-2-425 | Siemens NH-2-425 | 425 | [4800.0, 120.0, 7.0, 0.1, 0.004] | 0 | 0 | [850.0, 1500.0, 3050.0, 7500.0, 16500.0] | 0 | 0
Siemens NH-2-630 | Siemens NH-2-630 | 630 | [4800.0, 120.0, 7.0, 0.1, 0.004] | 0 | 0 | [1200.0, 2000.0, 4800.0, 12000.0, 26000.0] | 0 | 0

## dtypes
| element | column | dtype
0 | bus | name | object
1 | bus | vn_kv | float64
2 | bus | type | object
3 | bus | zone | object
4 | bus | in_service | bool
5 | load | name | object
6 | load | bus | uint32
7 | load | p_mw | float64
8 | load | q_mvar | float64
9 | load | const_z_percent | float64
10 | load | const_i_percent | float64
11 | load | sn_mva | float64
12 | load | scaling | float64
13 | load | in_service | bool
14 | load | type | object
15 | ext_grid | name | object
16 | ext_grid | bus | uint32
17 | ext_grid | vm_pu | float64
18 | ext_grid | va_degree | float64
19 | ext_grid | slack_weight | float64
20 | ext_grid | in_service | bool
21 | line | name | object
22 | line | std_type | object
23 | line | from_bus | uint32
24 | line | to_bus | uint32
25 | line | length_km | float64
26 | line | r_ohm_per_km | float64
27 | line | x_ohm_per_km | float64
28 | line | c_nf_per_km | float64
29 | line | g_us_per_km | float64
30 | line | max_i_ka | float64
31 | line | df | float64
32 | line | parallel | uint32
33 | line | type | object
34 | line | in_service | bool
35 | trafo | name | object
36 | trafo | std_type | object
37 | trafo | hv_bus | uint32
38 | trafo | lv_bus | uint32
39 | trafo | sn_mva | float64
40 | trafo | vn_hv_kv | float64
41 | trafo | vn_lv_kv | float64
42 | trafo | vk_percent | float64
43 | trafo | vkr_percent | float64
44 | trafo | pfe_kw | float64
45 | trafo | i0_percent | float64
46 | trafo | shift_degree | float64
47 | trafo | tap_side | object
48 | trafo | tap_neutral | int32
49 | trafo | tap_min | int32
50 | trafo | tap_max | int32
51 | trafo | tap_step_percent | float64
52 | trafo | tap_step_degree | float64
53 | trafo | tap_pos | int32
54 | trafo | tap_phase_shifter | bool
55 | trafo | parallel | uint32
56 | trafo | df | float64
57 | trafo | in_service | bool
58 | line_geodata | coords | object
59 | bus_geodata | x | float64
60 | bus_geodata | y | float64
61 | bus_geodata | coords | object

## parameters
| version | format_version | converged | OPF_converged | name | f_hz | sn_mva
0 | 2.14.6 | 2.14.0 | FALSE | FALSE |  | 50 | 1