## bus
| name | vn_kv | type | zone | in_service
0 | bus_LV_5061-15_0_3_node_0 | 0.4 | n |  | TRUE
1 | bus_LV_5061-15_0_3_node_1 | 0.4 | n |  | TRUE
2 | bus_LV_5061-15_0_3_node_2 | 0.4 | n |  | TRUE
3 | bus_LV_5061-15_0_3_node_141 | 0.4 | n |  | TRUE
4 | bus_LV_5061-15_0_3_node_4 | 0.4 | n |  | TRUE
5 | bus_LV_5061-15_0_3_node_5 | 0.4 | n |  | TRUE
6 | bus_LV_5061-15_0_3_node_6 | 0.4 | n |  | TRUE
7 | bus_LV_5061-15_0_3_node_144 | 0.4 | n |  | TRUE
8 | bus_LV_5061-15_0_3_node_140 | 0.4 | n |  | TRUE
9 | bus_LV_5061-15_0_3_node_142 | 0.4 | n |  | TRUE
10 | bus_LV_5061-15_0_3_node_145 | 0.4 | n |  | TRUE
11 | bus_LV_5061-15_0_3_node_7 | 0.4 | n |  | TRUE
12 | bus_LV_5061-15_0_3_node_8 | 0.4 | n |  | TRUE
13 | bus_LV_5061-15_0_3_node_9 | 0.4 | n |  | TRUE
14 | bus_LV_5061-15_0_3_node_10 | 0.4 | n |  | TRUE
15 | bus_LV_5061-15_0_3_node_11 | 0.4 | n |  | TRUE
16 | bus_LV_5061-15_0_3_node_13 | 0.4 | n |  | TRUE
17 | bus_LV_5061-15_0_3_node_14 | 0.4 | n |  | TRUE
18 | bus_LV_5061-15_0_3_node_12 | 0.4 | n |  | TRUE
19 | bus_LV_5061-15_0_3_node_15 | 0.4 | n |  | TRUE
20 | bus_LV_5061-15_0_3_node_27 | 0.4 | n |  | TRUE
21 | bus_LV_5061-15_0_3_node_58 | 0.4 | n |  | TRUE
22 | bus_LV_5061-15_0_3_node_57 | 0.4 | n |  | TRUE
23 | bus_LV_5061-15_0_3_node_49 | 0.4 | n |  | TRUE
24 | bus_LV_5061-15_0_3_node_29 | 0.4 | n |  | TRUE
25 | bus_LV_5061-15_0_3_node_25 | 0.4 | n |  | TRUE
26 | bus_LV_5061-15_0_3_node_51 | 0.4 | n |  | TRUE
27 | bus_LV_5061-15_0_3_node_109 | 0.4 | n |  | TRUE
28 | bus_LV_5061-15_0_3_node_52 | 0.4 | n |  | TRUE
29 | bus_LV_5061-15_0_3_node_47 | 0.4 | n |  | TRUE
30 | bus_LV_5061-15_0_3_node_16 | 0.4 | n |  | TRUE
31 | bus_LV_5061-15_0_3_node_17 | 0.4 | n |  | TRUE
32 | bus_LV_5061-15_0_3_node_18 | 0.4 | n |  | TRUE
33 | bus_LV_5061-15_0_3_node_19 | 0.4 | n |  | TRUE
34 | bus_LV_5061-15_0_3_node_20 | 0.4 | n |  | TRUE
35 | bus_LV_5061-15_0_3_node_21 | 0.4 | n |  | TRUE
36 | bus_LV_5061-15_0_3_node_22 | 0.4 | n |  | TRUE
37 | bus_LV_5061-15_0_3_node_23 | 0.4 | n |  | TRUE
38 | bus_LV_5061-15_0_3_node_24 | 0.4 | n |  | TRUE
39 | bus_LV_5061-15_0_3_node_110 | 0.4 | n |  | TRUE
40 | bus_LV_5061-15_0_3_node_81 | 0.4 | n |  | TRUE
41 | bus_LV_5061-15_0_3_node_77 | 0.4 | n |  | TRUE
42 | bus_LV_5061-15_0_3_node_106 | 0.4 | n |  | TRUE
43 | bus_LV_5061-15_0_3_node_111 | 0.4 | n |  | TRUE
44 | bus_LV_5061-15_0_3_node_108 | 0.4 | n |  | TRUE
45 | bus_LV_5061-15_0_3_node_79 | 0.4 | n |  | TRUE
46 | bus_LV_5061-15_0_3_node_76 | 0.4 | n |  | TRUE
47 | bus_LV_5061-15_0_3_node_64 | 0.4 | n |  | TRUE
48 | bus_LV_5061-15_0_3_node_61 | 0.4 | n |  | TRUE
49 | bus_LV_5061-15_0_3_node_104 | 0.4 | n |  | TRUE
50 | bus_LV_5061-15_0_3_node_26 | 0.4 | n |  | TRUE
51 | bus_LV_5061-15_0_3_node_28 | 0.4 | n |  | TRUE
52 | bus_LV_5061-15_0_3_node_30 | 0.4 | n |  | TRUE
53 | bus_LV_5061-15_0_3_node_31 | 0.4 | n |  | TRUE
54 | bus_LV_5061-15_0_3_node_40 | 0.4 | n |  | TRUE
55 | bus_LV_5061-15_0_3_node_96 | 0.4 | n |  | TRUE
56 | bus_LV_5061-15_0_3_node_41 | 0.4 | n |  | TRUE
57 | bus_LV_5061-15_0_3_node_95 | 0.4 | n |  | TRUE
58 | bus_LV_5061-15_0_3_node_32 | 0.4 | n |  | TRUE
59 | bus_LV_5061-15_0_3_node_33 | 0.4 | n |  | TRUE
60 | bus_LV_5061-15_0_3_node_34 | 0.4 | n |  | TRUE
61 | bus_LV_5061-15_0_3_node_35 | 0.4 | n |  | TRUE
62 | bus_LV_5061-15_0_3_node_36 | 0.4 | n |  | TRUE
63 | bus_LV_5061-15_0_3_node_37 | 0.4 | n |  | TRUE
64 | bus_LV_5061-15_0_3_node_38 | 0.4 | n |  | TRUE
65 | bus_LV_5061-15_0_3_node_39 | 0.4 | n |  | TRUE
66 | bus_LV_5061-15_0_3_node_94 | 0.4 | n |  | TRUE
67 | bus_LV_5061-15_0_3_node_42 | 0.4 | n |  | TRUE
68 | bus_LV_5061-15_0_3_node_67 | 0.4 | n |  | TRUE
69 | bus_LV_5061-15_0_3_node_92 | 0.4 | n |  | TRUE
70 | bus_LV_5061-15_0_3_node_43 | 0.4 | n |  | TRUE
71 | bus_LV_5061-15_0_3_node_69 | 0.4 | n |  | TRUE
72 | bus_LV_5061-15_0_3_node_90 | 0.4 | n |  | TRUE
73 | bus_LV_5061-15_0_3_node_44 | 0.4 | n |  | TRUE
74 | bus_LV_5061-15_0_3_node_45 | 0.4 | n |  | TRUE
75 | bus_LV_5061-15_0_3_node_46 | 0.4 | n |  | TRUE
76 | bus_LV_5061-15_0_3_node_48 | 0.4 | n |  | TRUE
77 | bus_LV_5061-15_0_3_node_50 | 0.4 | n |  | TRUE
78 | bus_LV_5061-15_0_3_node_53 | 0.4 | n |  | TRUE
79 | bus_LV_5061-15_0_3_node_54 | 0.4 | n |  | TRUE
80 | bus_LV_5061-15_0_3_node_88 | 0.4 | n |  | TRUE
81 | bus_LV_5061-15_0_3_node_55 | 0.4 | n |  | TRUE
82 | bus_LV_5061-15_0_3_node_56 | 0.4 | n |  | TRUE
83 | bus_LV_5061-15_0_3_node_85 | 0.4 | n |  | TRUE
84 | bus_LV_5061-15_0_3_node_86 | 0.4 | n |  | TRUE
85 | bus_LV_5061-15_0_3_node_66 | 0.4 | n |  | TRUE
86 | bus_LV_5061-15_0_3_node_59 | 0.4 | n |  | TRUE
87 | bus_LV_5061-15_0_3_node_60 | 0.4 | n |  | TRUE
88 | bus_LV_5061-15_0_3_node_62 | 0.4 | n |  | TRUE
89 | bus_LV_5061-15_0_3_node_63 | 0.4 | n |  | TRUE
90 | bus_LV_5061-15_0_3_node_65 | 0.4 | n |  | TRUE
91 | bus_LV_5061-15_0_3_node_73 | 0.4 | n |  | TRUE
92 | bus_LV_5061-15_0_3_node_74 | 0.4 | n |  | TRUE
93 | bus_LV_5061-15_0_3_node_68 | 0.4 | n |  | TRUE
94 | bus_LV_5061-15_0_3_node_70 | 0.4 | n |  | TRUE
95 | bus_LV_5061-15_0_3_node_71 | 0.4 | n |  | TRUE
96 | bus_LV_5061-15_0_3_node_72 | 0.4 | n |  | TRUE
97 | bus_LV_5061-15_0_3_node_84 | 0.4 | n |  | TRUE
98 | bus_LV_5061-15_0_3_node_122 | 0.4 | n |  | TRUE
99 | bus_LV_5061-15_0_3_node_113 | 0.4 | n |  | TRUE
100 | bus_LV_5061-15_0_3_node_112 | 0.4 | n |  | TRUE
101 | bus_LV_5061-15_0_3_node_83 | 0.4 | n |  | TRUE
102 | bus_LV_5061-15_0_3_node_119 | 0.4 | n |  | TRUE
103 | bus_LV_5061-15_0_3_node_80 | 0.4 | n |  | TRUE
104 | bus_LV_5061-15_0_3_node_82 | 0.4 | n |  | TRUE
105 | bus_LV_5061-15_0_3_node_93 | 0.4 | n |  | TRUE
106 | bus_LV_5061-15_0_3_node_114 | 0.4 | n |  | TRUE
107 | bus_LV_5061-15_0_3_node_87 | 0.4 | n |  | TRUE
108 | bus_LV_5061-15_0_3_node_107 | 0.4 | n |  | TRUE
109 | bus_LV_5061-15_0_3_node_105 | 0.4 | n |  | TRUE
110 | bus_LV_5061-15_0_3_node_97 | 0.4 | n |  | TRUE
111 | bus_LV_5061-15_0_3_node_98 | 0.4 | n |  | TRUE
112 | bus_LV_5061-15_0_3_node_99 | 0.4 | n |  | TRUE
113 | bus_LV_5061-15_0_3_node_100 | 0.4 | n |  | TRUE
114 | bus_LV_5061-15_0_3_node_131 | 0.4 | n |  | TRUE
115 | bus_LV_5061-15_0_3_node_132 | 0.4 | n |  | TRUE
116 | bus_LV_5061-15_0_3_node_133 | 0.4 | n |  | TRUE
117 | bus_LV_5061-15_0_3_node_134 | 0.4 | n |  | TRUE
118 | bus_LV_5061-15_0_3_node_101 | 0.4 | n |  | TRUE
119 | bus_LV_5061-15_0_3_node_102 | 0.4 | n |  | TRUE
120 | bus_LV_5061-15_0_3_node_103 | 0.4 | n |  | TRUE
121 | bus_LV_5061-15_0_3_node_130 | 0.4 | n |  | TRUE
122 | bus_LV_5061-15_0_3_node_129 | 0.4 | n |  | TRUE
123 | bus_LV_5061-15_0_3_node_115 | 0.4 | n |  | TRUE
124 | bus_LV_5061-15_0_3_node_116 | 0.4 | n |  | TRUE
125 | bus_LV_5061-15_0_3_node_118 | 0.4 | n |  | TRUE
126 | bus_LV_5061-15_0_3_node_117 | 0.4 | n |  | TRUE
127 | bus_LV_5061-15_0_3_node_126 | 0.4 | n |  | TRUE
128 | bus_LV_5061-15_0_3_node_120 | 0.4 | n |  | TRUE
129 | bus_LV_5061-15_0_3_node_121 | 0.4 | n |  | TRUE
130 | bus_LV_5061-15_0_3_node_124 | 0.4 | n |  | TRUE
131 | bus_LV_5061-15_0_3_node_123 | 0.4 | n |  | TRUE
132 | bus_LV_5061-15_0_3_node_125 | 0.4 | n |  | TRUE
133 | bus_LV_5061-15_0_3_node_128 | 0.4 | n |  | TRUE
134 | bus_LV_5061-15_0_3_node_135 | 0.4 | n |  | TRUE
135 | bus_LV_5061-15_0_3_node_136 | 0.4 | n |  | TRUE
136 | bus_LV_5061-15_0_3_node_137 | 0.4 | n |  | TRUE
137 | bus_LV_5061-15_0_3_node_138 | 0.4 | n |  | TRUE
138 | bus_LV_5061-15_0_3_node_139 | 0.4 | n |  | TRUE
139 | bus_LV_5061-15_0_3_node_148 | 0.4 | n |  | TRUE
140 | bus_LV_5061-15_0_3_node_151 | 0.4 | n |  | TRUE
141 | bus_LV_5061-15_0_3_node_149 | 0.4 | n |  | TRUE
142 | bus_LV_5061-15_0_3_node_146 | 0.4 | n |  | TRUE
143 | bus_LV_5061-15_0_3_node_147 | 0.4 | n |  | TRUE
144 | bus_LV_5061-15_0_3_node_150 | 0.4 | n |  | TRUE
145 | bus_MV_187_0_node_13 | 20 | n |  | TRUE

## load
| name | bus | p_mw | q_mvar | const_z_percent | const_i_percent | sn_mva | scaling | in_service | type
0 | LV_5061-15_0_3_load_0 | 0 | 0.004339 | 0.0010874 | 0 | 0 |  | 1 | TRUE | wye
1 | LV_5061-15_0_3_load_141 | 3 | 0.00092943 | 0.00023294 | 0 | 0 |  | 1 | TRUE | wye
2 | LV_5061-15_0_3_load_6 | 6 | 0.00035376 | 8.8662e-05 | 0 | 0 |  | 1 | TRUE | wye
3 | LV_5061-15_0_3_load_144 | 7 | 0.0011707 | 0.00029341 | 0 | 0 |  | 1 | TRUE | wye
4 | LV_5061-15_0_3_load_140 | 8 | 0.0013111 | 0.00032859 | 0 | 0 |  | 1 | TRUE | wye
5 | LV_5061-15_0_3_load_142 | 9 | 0.0003775 | 9.461e-05 | 0 | 0 |  | 1 | TRUE | wye
6 | LV_5061-15_0_3_load_7 | 11 | 0.0038482 | 0.00096446 | 0 | 0 |  | 1 | TRUE | wye
7 | LV_5061-15_0_3_load_8 | 12 | 0.0017007 | 0.00042623 | 0 | 0 |  | 1 | TRUE | wye
8 | LV_5061-15_0_3_load_10 | 14 | 0.0035197 | 0.00088213 | 0 | 0 |  | 1 | TRUE | wye
9 | LV_5061-15_0_3_load_11 | 15 | 0.0018954 | 0.00047504 | 0 | 0 |  | 1 | TRUE | wye
10 | LV_5061-15_0_3_load_13 | 16 | 0.0031466 | 0.00078861 | 0 | 0 |  | 1 | TRUE | wye
11 | LV_5061-15_0_3_load_14 | 17 | 0.0019194 | 0.00048105 | 0 | 0 |  | 1 | TRUE | wye
12 | LV_5061-15_0_3_load_12 | 18 | 0.0025095 | 0.00062895 | 0 | 0 |  | 1 | TRUE | wye
13 | LV_5061-15_0_3_load_58 | 21 | 0.0010635 | 0.00026655 | 0 | 0 |  | 1 | TRUE | wye
14 | LV_5061-15_0_3_load_57 | 22 | 0.0029049 | 0.00072804 | 0 | 0 |  | 1 | TRUE | wye
15 | LV_5061-15_0_3_load_29 | 24 | 0.0027409 | 0.00068693 | 0 | 0 |  | 1 | TRUE | wye
16 | LV_5061-15_0_3_load_25 | 25 | 0.0018966 | 0.00047532 | 0 | 0 |  | 1 | TRUE | wye
17 | LV_5061-15_0_3_load_51 | 26 | 0.0021717 | 0.00054428 | 0 | 0 |  | 1 | TRUE | wye
18 | LV_5061-15_0_3_load_109 | 27 | 0.0025032 | 0.00062737 | 0 | 0 |  | 1 | TRUE | wye
19 | LV_5061-15_0_3_load_52 | 28 | 0.0017166 | 0.00043023 | 0 | 0 |  | 1 | TRUE | wye
20 | LV_5061-15_0_3_load_47 | 29 | 0.0015034 | 0.0003768 | 0 | 0 |  | 1 | TRUE | wye
21 | LV_5061-15_0_3_load_16 | 30 | 0.0019551 | 0.00049 | 0 | 0 |  | 1 | TRUE | wye
22 | LV_5061-15_0_3_load_17 | 31 | 0.0022791 | 0.0005712 | 0 | 0 |  | 1 | TRUE | wye
23 | LV_5061-15_0_3_load_19 | 33 | 0.0021765 | 0.00054549 | 0 | 0 |  | 1 | TRUE | wye
24 | LV_5061-15_0_3_load_20 | 34 | 0.00030109 | 7.5461e-05 | 0 | 0 |  | 1 | TRUE | wye
25 | LV_5061-15_0_3_load_21 | 35 | 0.0019136 | 0.00047959 | 0 | 0 |  | 1 | TRUE | wye
26 | LV_5061-15_0_3_load_22 | 36 | 0.0035968 | 0.00090143 | 0 | 0 |  | 1 | TRUE | wye
27 | LV_5061-15_0_3_load_110 | 39 | 0.0034437 | 0.00086308 | 0 | 0 |  | 1 | TRUE | wye
28 | LV_5061-15_0_3_load_81 | 40 | 0.00017098 | 4.2853e-05 | 0 | 0 |  | 1 | TRUE | wye
29 | LV_5061-15_0_3_load_106 | 42 | 0.0037593 | 0.00094217 | 0 | 0 |  | 1 | TRUE | wye
30 | LV_5061-15_0_3_load_111 | 43 | 0.0026463 | 0.00066322 | 0 | 0 |  | 1 | TRUE | wye
31 | LV_5061-15_0_3_load_108 | 44 | 0.00028977 | 7.2622e-05 | 0 | 0 |  | 1 | TRUE | wye
32 | LV_5061-15_0_3_load_76 | 46 | 0.00043444 | 0.00010888 | 0 | 0 |  | 1 | TRUE | wye
33 | LV_5061-15_0_3_load_64 | 47 | 0.0013858 | 0.00034732 | 0 | 0 |  | 1 | TRUE | wye
34 | LV_5061-15_0_3_load_104 | 49 | 0.0020155 | 0.00050514 | 0 | 0 |  | 1 | TRUE | wye
35 | LV_5061-15_0_3_load_26 | 50 | 0.0039645 | 0.0009936 | 0 | 0 |  | 1 | TRUE | wye
36 | LV_5061-15_0_3_load_28 | 51 | 0.0011914 | 0.00029859 | 0 | 0 |  | 1 | TRUE | wye
37 | LV_5061-15_0_3_load_30 | 52 | 0.0014002 | 0.00035092 | 0 | 0 |  | 1 | TRUE | wye
38 | LV_5061-15_0_3_load_31 | 53 | 0.0025673 | 0.00064342 | 0 | 0 |  | 1 | TRUE | wye
39 | LV_5061-15_0_3_load_40 | 54 | 0.0014542 | 0.00036446 | 0 | 0 |  | 1 | TRUE | wye
40 | LV_5061-15_0_3_load_96 | 55 | 0.0010968 | 0.00027489 | 0 | 0 |  | 1 | TRUE | wye
41 | LV_5061-15_0_3_load_41 | 56 | 0.001361 | 0.0003411 | 0 | 0 |  | 1 | TRUE | wye
42 | LV_5061-15_0_3_load_95 | 57 | 0.0016766 | 0.0004202 | 0 | 0 |  | 1 | TRUE | wye
43 | LV_5061-15_0_3_load_32 | 58 | 0.0026641 | 0.00066769 | 0 | 0 |  | 1 | TRUE | wye
44 | LV_5061-15_0_3_load_33 | 59 | 0.0028204 | 0.00070686 | 0 | 0 |  | 1 | TRUE | wye
45 | LV_5061-15_0_3_load_34 | 60 | 0.0028457 | 0.0007132 | 0 | 0 |  | 1 | TRUE | wye
46 | LV_5061-15_0_3_load_36 | 62 | 0.001949 | 0.00048847 | 0 | 0 |  | 1 | TRUE | wye
47 | LV_5061-15_0_3_load_37 | 63 | 0.001523 | 0.00038169 | 0 | 0 |  | 1 | TRUE | wye
48 | LV_5061-15_0_3_load_38 | 64 | 0.0020611 | 0.00051655 | 0 | 0 |  | 1 | TRUE | wye
49 | LV_5061-15_0_3_load_39 | 65 | 0.0025655 | 0.00064298 | 0 | 0 |  | 1 | TRUE | wye
50 | LV_5061-15_0_3_load_94 | 66 | 0.0021428 | 0.00053705 | 0 | 0 |  | 1 | TRUE | wye
51 | LV_5061-15_0_3_load_42 | 67 | 0.0014942 | 0.00037447 | 0 | 0 |  | 1 | TRUE | wye
52 | LV_5061-15_0_3_load_92 | 69 | 0.0025352 | 0.00063539 | 0 | 0 |  | 1 | TRUE | wye
53 | LV_5061-15_0_3_load_43 | 70 | 0.0036167 | 0.00090643 | 0 | 0 |  | 1 | TRUE | wye
54 | LV_5061-15_0_3_load_90 | 72 | 0.0019067 | 0.00047785 | 0 | 0 |  | 1 | TRUE | wye
55 | LV_5061-15_0_3_load_44 | 73 | 0.0018941 | 0.00047472 | 0 | 0 |  | 1 | TRUE | wye
56 | LV_5061-15_0_3_load_45 | 74 | 0.0045508 | 0.0011405 | 0 | 0 |  | 1 | TRUE | wye
57 | LV_5061-15_0_3_load_46 | 75 | 0.0015439 | 0.00038694 | 0 | 0 |  | 1 | TRUE | wye
58 | LV_5061-15_0_3_load_48 | 76 | 0.0013362 | 0.00033487 | 0 | 0 |  | 1 | TRUE | wye
59 | LV_5061-15_0_3_load_50 | 77 | 0.0011967 | 0.00029993 | 0 | 0 |  | 1 | TRUE | wye
60 | LV_5061-15_0_3_load_53 | 78 | 0.0016161 | 0.00040504 | 0 | 0 |  | 1 | TRUE | wye
61 | LV_5061-15_0_3_load_54 | 79 | 0.0015389 | 0.00038568 | 0 | 0 |  | 1 | TRUE | wye
62 | LV_5061-15_0_3_load_88 | 80 | 0.0018499 | 0.00046362 | 0 | 0 |  | 1 | TRUE | wye
63 | LV_5061-15_0_3_load_55 | 81 | 0.0041478 | 0.0010395 | 0 | 0 |  | 1 | TRUE | wye
64 | LV_5061-15_0_3_load_56 | 82 | 0.0021863 | 0.00054793 | 0 | 0 |  | 1 | TRUE | wye
65 | LV_5061-15_0_3_load_85 | 83 | 0.0058944 | 0.0014773 | 0 | 0 |  | 1 | TRUE | wye
66 | LV_5061-15_0_3_load_86 | 84 | 0.0021641 | 0.00054236 | 0 | 0 |  | 1 | TRUE | wye
67 | LV_5061-15_0_3_load_66 | 85 | 0.0018397 | 0.00046107 | 0 | 0 |  | 1 | TRUE | wye
68 | LV_5061-15_0_3_load_59 | 86 | 0.0019469 | 0.00048793 | 0 | 0 |  | 1 | TRUE | wye
69 | LV_5061-15_0_3_load_60 | 87 | 0.0013707 | 0.00034353 | 0 | 0 |  | 1 | TRUE | wye
70 | LV_5061-15_0_3_load_62 | 88 | 0.0031021 | 0.00077746 | 0 | 0 |  | 1 | TRUE | wye
71 | LV_5061-15_0_3_load_63 | 89 | 0.0024742 | 0.0006201 | 0 | 0 |  | 1 | TRUE | wye
72 | LV_5061-15_0_3_load_65 | 90 | 0.00031174 | 7.813e-05 | 0 | 0 |  | 1 | TRUE | wye
73 | LV_5061-15_0_3_load_73 | 91 | 0.00022705 | 5.6904e-05 | 0 | 0 |  | 1 | TRUE | wye
74 | LV_5061-15_0_3_load_74 | 92 | 0.00078874 | 0.00019768 | 0 | 0 |  | 1 | TRUE | wye
75 | LV_5061-15_0_3_load_70 | 94 | 0.00048337 | 0.00012114 | 0 | 0 |  | 1 | TRUE | wye
76 | LV_5061-15_0_3_load_71 | 95 | 0.00060756 | 0.00015227 | 0 | 0 |  | 1 | TRUE | wye
77 | LV_5061-15_0_3_load_72 | 96 | 0.0015452 | 0.00038726 | 0 | 0 |  | 1 | TRUE | wye
78 | LV_5061-15_0_3_load_122 | 98 | 0.0015626 | 0.00039164 | 0 | 0 |  | 1 | TRUE | wye
79 | LV_5061-15_0_3_load_113 | 99 | 0.00033682 | 8.4414e-05 | 0 | 0 |  | 1 | TRUE | wye
80 | LV_5061-15_0_3_load_112 | 100 | 0.00042506 | 0.00010653 | 0 | 0 |  | 1 | TRUE | wye
81 | LV_5061-15_0_3_load_83 | 101 | 0.00015999 | 4.0098e-05 | 0 | 0 |  | 1 | TRUE | wye
82 | LV_5061-15_0_3_load_119 | 102 | 0.00048207 | 0.00012082 | 0 | 0 |  | 1 | TRUE | wye
83 | LV_5061-15_0_3_load_80 | 103 | 0.00069339 | 0.00017378 | 0 | 0 |  | 1 | TRUE | wye
84 | LV_5061-15_0_3_load_82 | 104 | 0.00051862 | 0.00012998 | 0 | 0 |  | 1 | TRUE | wye
85 | LV_5061-15_0_3_load_93 | 105 | 0.0022576 | 0.0005658 | 0 | 0 |  | 1 | TRUE | wye
86 | LV_5061-15_0_3_load_114 | 106 | 0.00041181 | 0.00010321 | 0 | 0 |  | 1 | TRUE | wye
87 | LV_5061-15_0_3_load_87 | 107 | 0.001864 | 0.00046717 | 0 | 0 |  | 1 | TRUE | wye
88 | LV_5061-15_0_3_load_107 | 108 | 0.0046237 | 0.0011588 | 0 | 0 |  | 1 | TRUE | wye
89 | LV_5061-15_0_3_load_105 | 109 | 0.0024326 | 0.00060967 | 0 | 0 |  | 1 | TRUE | wye
90 | LV_5061-15_0_3_load_98 | 111 | 0.00023116 | 5.7935e-05 | 0 | 0 |  | 1 | TRUE | wye
91 | LV_5061-15_0_3_load_99 | 112 | 0.00059674 | 0.00014956 | 0 | 0 |  | 1 | TRUE | wye
92 | LV_5061-15_0_3_load_131 | 114 | 0.00025557 | 6.4052e-05 | 0 | 0 |  | 1 | TRUE | wye
93 | LV_5061-15_0_3_load_132 | 115 | 0.00079337 | 0.00019884 | 0 | 0 |  | 1 | TRUE | wye
94 | LV_5061-15_0_3_load_133 | 116 | 0.00017189 | 4.3081e-05 | 0 | 0 |  | 1 | TRUE | wye
95 | LV_5061-15_0_3_load_101 | 118 | 0.0017743 | 0.00044468 | 0 | 0 |  | 1 | TRUE | wye
96 | LV_5061-15_0_3_load_102 | 119 | 0.0022647 | 0.00056759 | 0 | 0 |  | 1 | TRUE | wye
97 | LV_5061-15_0_3_load_103 | 120 | 0.0017236 | 0.00043198 | 0 | 0 |  | 1 | TRUE | wye
98 | LV_5061-15_0_3_load_130 | 121 | 0.00042687 | 0.00010698 | 0 | 0 |  | 1 | TRUE | wye
99 | LV_5061-15_0_3_load_129 | 122 | 0.00055228 | 0.00013841 | 0 | 0 |  | 1 | TRUE | wye
100 | LV_5061-15_0_3_load_115 | 123 | 0.00040097 | 0.00010049 | 0 | 0 |  | 1 | TRUE | wye
101 | LV_5061-15_0_3_load_116 | 124 | 0.0010202 | 0.00025569 | 0 | 0 |  | 1 | TRUE | wye
102 | LV_5061-15_0_3_load_118 | 125 | 0.00036258 | 9.087e-05 | 0 | 0 |  | 1 | TRUE | wye
103 | LV_5061-15_0_3_load_126 | 127 | 0.0013203 | 0.00033089 | 0 | 0 |  | 1 | TRUE | wye
104 | LV_5061-15_0_3_load_120 | 128 | 0.00029333 | 7.3516e-05 | 0 | 0 |  | 1 | TRUE | wye
105 | LV_5061-15_0_3_load_121 | 129 | 0.00033364 | 8.3618e-05 | 0 | 0 |  | 1 | TRUE | wye
106 | LV_5061-15_0_3_load_124 | 130 | 0.00031137 | 7.8036e-05 | 0 | 0 |  | 1 | TRUE | wye
107 | LV_5061-15_0_3_load_123 | 131 | 0.00035144 | 8.8079e-05 | 0 | 0 |  | 1 | TRUE | wye
108 | LV_5061-15_0_3_load_125 | 132 | 0.00067374 | 0.00016885 | 0 | 0 |  | 1 | TRUE | wye
109 | LV_5061-15_0_3_load_128 | 133 | 0.00053328 | 0.00013365 | 0 | 0 |  | 1 | TRUE | wye
110 | LV_5061-15_0_3_load_135 | 134 | 0.0002207 | 5.5314e-05 | 0 | 0 |  | 1 | TRUE | wye
111 | LV_5061-15_0_3_load_136 | 135 | 0.00098216 | 0.00024615 | 0 | 0 |  | 1 | TRUE | wye
112 | LV_5061-15_0_3_load_137 | 136 | 0.0015871 | 0.00039775 | 0 | 0 |  | 1 | TRUE | wye
113 | LV_5061-15_0_3_load_138 | 137 | 0.00083426 | 0.00020909 | 0 | 0 |  | 1 | TRUE | wye
114 | LV_5061-15_0_3_load_139 | 138 | 0.0012411 | 0.00031104 | 0 | 0 |  | 1 | TRUE | wye
115 | LV_5061-15_0_3_load_148 | 139 | 0.0013835 | 0.00034674 | 0 | 0 |  | 1 | TRUE | wye
116 | LV_5061-15_0_3_load_151 | 140 | 0.0015654 | 0.00039233 | 0 | 0 |  | 1 | TRUE | wye
117 | LV_5061-15_0_3_load_149 | 141 | 0.0014552 | 0.00036472 | 0 | 0 |  | 1 | TRUE | wye
118 | LV_5061-15_0_3_load_146 | 142 | 0.00025437 | 6.375e-05 | 0 | 0 |  | 1 | TRUE | wye
119 | LV_5061-15_0_3_load_147 | 143 | 0.00019072 | 4.78e-05 | 0 | 0 |  | 1 | TRUE | wye
120 | LV_5061-15_0_3_load_150 | 144 | 0.001462 | 0.00036642 | 0 | 0 |  | 1 | TRUE | wye

## ext_grid
| name | bus | vm_pu | va_degree | slack_weight | in_service
0 |  | 47 | 1 | 0 | 1 | TRUE

## line
| name | std_type | from_bus | to_bus | length_km | r_ohm_per_km | x_ohm_per_km | c_nf_per_km | g_us_per_km | max_i_ka | df | parallel | type | in_service
0 | LV_5061-15_0_3_line_0 | NAYY 4x150 SE | 0 | 1 | 0.03055 | 0.208 | 0.08 | 261 | 0 | 0.27 | 1 | 1 | cs | TRUE
1 | LV_5061-15_0_3_line_1 | NAYY 4x150 SE | 0 | 2 | 0.028528 | 0.208 | 0.08 | 261 | 0 | 0.27 | 1 | 1 | cs | TRUE
2 | LV_5061-15_0_3_line_2 | NAYY 4x150 SE | 1 | 3 | 0.075645 | 0.208 | 0.08 | 261 | 0 | 0.27 | 1 | 1 | cs | TRUE
3 | LV_5061-15_0_3_line_3 | NAYY 4x150 SE | 2 | 4 | 0.012945 | 0.208 | 0.08 | 261 | 0 | 0.27 | 1 | 1 | cs | TRUE
4 | LV_5061-15_0_3_line_4 | NAYY 4x150 SE | 2 | 5 | 0.060806 | 0.208 | 0.08 | 261 | 0 | 0.27 | 1 | 1 | cs | TRUE
5 | LV_5061-15_0_3_line_5 | NAYY 4x150 SE | 3 | 8 | 0.081564 | 0.208 | 0.08 | 261 | 0 | 0.27 | 1 | 1 | cs | TRUE
6 | LV_5061-15_0_3_line_6 | NAYY 4x150 SE | 4 | 6 | 0.010657 | 0.208 | 0.08 | 261 | 0 | 0.27 | 1 | 1 | cs | TRUE
7 | LV_5061-15_0_3_line_7 | NAYY 4x150 SE | 5 | 7 | 0.17511 | 0.208 | 0.08 | 261 | 0 | 0.27 | 1 | 1 | cs | TRUE
8 | LV_5061-15_0_3_line_8 | NAYY 4x150 SE | 7 | 10 | 0.27998 | 0.208 | 0.08 | 261 | 0 | 0.27 | 1 | 1 | cs | TRUE
9 | LV_5061-15_0_3_line_9 | NAYY 4x150 SE | 8 | 9 | 0.11815 | 0.208 | 0.08 | 261 | 0 | 0.27 | 1 | 1 | cs | TRUE
10 | LV_5061-15_0_3_line_10 | NAYY 4x150 SE | 10 | 142 | 0.0052677 | 0.208 | 0.08 | 261 | 0 | 0.27 | 1 | 1 | cs | TRUE
11 | LV_5061-15_0_3_line_11 | NAYY 4x150 SE | 11 | 12 | 0.015052 | 0.208 | 0.08 | 261 | 0 | 0.27 | 1 | 3 | cs | TRUE
12 | LV_5061-15_0_3_line_12 | NAYY 4x150 SE | 11 | 13 | 0.0018428 | 0.208 | 0.08 | 261 | 0 | 0.27 | 1 | 3 | cs | TRUE
13 | LV_5061-15_0_3_line_13 | NAYY 4x150 SE | 12 | 14 | 0.0071763 | 0.208 | 0.08 | 261 | 0 | 0.27 | 1 | 3 | cs | TRUE
14 | LV_5061-15_0_3_line_14 | NAYY 4x150 SE | 13 | 15 | 0.0050851 | 0.208 | 0.08 | 261 | 0 | 0.27 | 1 | 3 | cs | TRUE
15 | LV_5061-15_0_3_line_15 | NAYY 4x150 SE | 14 | 16 | 0.0045201 | 0.208 | 0.08 | 261 | 0 | 0.27 | 1 | 3 | cs | TRUE
16 | LV_5061-15_0_3_line_16 | NAYY 4x150 SE | 15 | 17 | 0.0053365 | 0.208 | 0.08 | 261 | 0 | 0.27 | 1 | 3 | cs | TRUE
17 | LV_5061-15_0_3_line_17 | NAYY 4x150 SE | 16 | 20 | 0.0070354 | 0.208 | 0.08 | 261 | 0 | 0.27 | 1 | 3 | cs | TRUE
18 | LV_5061-15_0_3_line_18 | NAYY 4x150 SE | 17 | 21 | 0.0040928 | 0.208 | 0.08 | 261 | 0 | 0.27 | 1 | 3 | cs | TRUE
19 | LV_5061-15_0_3_line_19 | NAYY 4x150 SE | 18 | 19 | 0.012701 | 0.208 | 0.08 | 261 | 0 | 0.27 | 1 | 1 | cs | TRUE
20 | LV_5061-15_0_3_line_20 | NAYY 4x150 SE | 19 | 22 | 0.0045514 | 0.208 | 0.08 | 261 | 0 | 0.27 | 1 | 3 | cs | TRUE
21 | LV_5061-15_0_3_line_21 | NAYY 4x150 SE | 19 | 23 | 0.014353 | 0.208 | 0.08 | 261 | 0 | 0.27 | 1 | 3 | cs | TRUE
22 | LV_5061-15_0_3_line_22 | NAYY 4x150 SE | 20 | 24 | 0.032128 | 0.208 | 0.08 | 261 | 0 | 0.27 | 1 | 3 | cs | TRUE
23 | LV_5061-15_0_3_line_23 | NAYY 4x150 SE | 20 | 25 | 0.014479 | 0.208 | 0.08 | 261 | 0 | 0.27 | 1 | 1 | cs | TRUE
24 | LV_5061-15_0_3_line_24 | NAYY 4x150 SE | 21 | 26 | 0.011737 | 0.208 | 0.08 | 261 | 0 | 0.27 | 1 | 3 | cs | TRUE
25 | LV_5061-15_0_3_line_25 | NAYY 4x150 SE | 22 | 27 | 0.0091491 | 0.208 | 0.08 | 261 | 0 | 0.27 | 1 | 3 | cs | TRUE
26 | LV_5061-15_0_3_line_26 | NAYY 4x150 SE | 23 | 26 | 0.0098728 | 0.208 | 0.08 | 261 | 0 | 0.27 | 1 | 3 | cs | TRUE
27 | LV_5061-15_0_3_line_27 | NAYY 4x150 SE | 23 | 28 | 0.011385 | 0.208 | 0.08 | 261 | 0 | 0.27 | 1 | 3 | cs | TRUE
28 | LV_5061-15_0_3_line_28 | NAYY 4x150 SE | 23 | 29 | 0.0074938 | 0.208 | 0.08 | 261 | 0 | 0.27 | 1 | 1 | cs | TRUE
29 | LV_5061-15_0_3_line_29 | NAYY 4x150 SE | 24 | 53 | 0.027114 | 0.208 | 0.08 | 261 | 0 | 0.27 | 1 | 3 | cs | TRUE
30 | LV_5061-15_0_3_line_30 | NAYY 4x150 SE | 25 | 50 | 0.010869 | 0.208 | 0.08 | 261 | 0 | 0.27 | 1 | 1 | cs | TRUE
31 | LV_5061-15_0_3_line_31 | NAYY 4x150 SE | 27 | 85 | 0.019785 | 0.208 | 0.08 | 261 | 0 | 0.27 | 1 | 3 | cs | TRUE
32 | LV_5061-15_0_3_line_32 | NAYY 4x150 SE | 28 | 79 | 0.0010902 | 0.208 | 0.08 | 261 | 0 | 0.27 | 1 | 3 | cs | TRUE
33 | LV_5061-15_0_3_line_33 | NAYY 4x150 SE | 29 | 75 | 0.013292 | 0.208 | 0.08 | 261 | 0 | 0.27 | 1 | 1 | cs | TRUE
34 | LV_5061-15_0_3_line_34 | NAYY 4x150 SE | 30 | 31 | 0.0040369 | 0.208 | 0.08 | 261 | 0 | 0.27 | 1 | 1 | cs | TRUE
35 | LV_5061-15_0_3_line_35 | NAYY 4x150 SE | 30 | 32 | 0.020551 | 0.208 | 0.08 | 261 | 0 | 0.27 | 1 | 2 | cs | TRUE
36 | LV_5061-15_0_3_line_36 | NAYY 4x150 SE | 31 | 33 | 0.0070425 | 0.208 | 0.08 | 261 | 0 | 0.27 | 1 | 1 | cs | TRUE
37 | LV_5061-15_0_3_line_37 | NAYY 4x150 SE | 32 | 34 | 0.042644 | 0.208 | 0.08 | 261 | 0 | 0.27 | 1 | 1 | cs | TRUE
38 | LV_5061-15_0_3_line_38 | NAYY 4x150 SE | 32 | 35 | 0.0085755 | 0.208 | 0.08 | 261 | 0 | 0.27 | 1 | 2 | cs | TRUE
39 | LV_5061-15_0_3_line_39 | NAYY 4x150 SE | 33 | 36 | 0.0081604 | 0.208 | 0.08 | 261 | 0 | 0.27 | 1 | 1 | cs | TRUE
40 | LV_5061-15_0_3_line_40 | NAYY 4x150 SE | 34 | 37 | 0.014893 | 0.208 | 0.08 | 261 | 0 | 0.27 | 1 | 1 | cs | TRUE
41 | LV_5061-15_0_3_line_41 | NAYY 4x150 SE | 35 | 38 | 0.0057053 | 0.208 | 0.08 | 261 | 0 | 0.27 | 1 | 3 | cs | TRUE
42 | LV_5061-15_0_3_line_42 | NAYY 4x150 SE | 36 | 39 | 0.012559 | 0.208 | 0.08 | 261 | 0 | 0.27 | 1 | 1 | cs | TRUE
43 | LV_5061-15_0_3_line_43 | NAYY 4x150 SE | 37 | 40 | 0.0063698 | 0.208 | 0.08 | 261 | 0 | 0.27 | 1 | 1 | cs | TRUE
44 | LV_5061-15_0_3_line_44 | NAYY 4x150 SE | 37 | 41 | 0.015599 | 0.208 | 0.08 | 261 | 0 | 0.27 | 1 | 1 | cs | TRUE
45 | LV_5061-15_0_3_line_45 | NAYY 4x150 SE | 38 | 42 | 0.0046014 | 0.208 | 0.08 | 261 | 0 | 0.27 | 1 | 3 | cs | TRUE
46 | LV_5061-15_0_3_line_46 | NAYY 4x150 SE | 39 | 43 | 0.0012467 | 0.208 | 0.08 | 261 | 0 | 0.27 | 1 | 1 | cs | TRUE
47 | LV_5061-15_0_3_line_47 | NAYY 4x150 SE | 40 | 44 | 0.017456 | 0.208 | 0.08 | 261 | 0 | 0.27 | 1 | 1 | cs | TRUE
48 | LV_5061-15_0_3_line_48 | NAYY 4x150 SE | 41 | 45 | 0.19856 | 0.208 | 0.08 | 261 | 0 | 0.27 | 1 | 1 | cs | TRUE
49 | LV_5061-15_0_3_line_49 | NAYY 4x150 SE | 41 | 46 | 0.01733 | 0.208 | 0.08 | 261 | 0 | 0.27 | 1 | 1 | cs | TRUE
50 | LV_5061-15_0_3_line_50 | NAYY 4x150 SE | 42 | 49 | 0.0039399 | 0.208 | 0.08 | 261 | 0 | 0.27 | 1 | 3 | cs | TRUE
51 | LV_5061-15_0_3_line_51 | NAYY 4x150 SE | 43 | 74 | 0.011506 | 0.208 | 0.08 | 261 | 0 | 0.27 | 1 | 1 | cs | TRUE
52 | LV_5061-15_0_3_line_52 | NAYY 4x150 SE | 45 | 101 | 0.13353 | 0.208 | 0.08 | 261 | 0 | 0.27 | 1 | 1 | cs | TRUE
53 | LV_5061-15_0_3_line_53 | NAYY 4x150 SE | 45 | 95 | 0.018332 | 0.208 | 0.08 | 261 | 0 | 0.27 | 1 | 1 | cs | TRUE
54 | LV_5061-15_0_3_line_54 | NAYY 4x150 SE | 47 | 48 | 0.019506 | 0.208 | 0.08 | 261 | 0 | 0.27 | 1 | 3 | cs | TRUE
55 | LV_5061-15_0_3_line_55 | NAYY 4x150 SE | 48 | 89 | 0.010317 | 0.208 | 0.08 | 261 | 0 | 0.27 | 1 | 3 | cs | TRUE
56 | LV_5061-15_0_3_line_56 | NAYY 4x150 SE | 48 | 86 | 0.015806 | 0.208 | 0.08 | 261 | 0 | 0.27 | 1 | 1 | cs | TRUE
57 | LV_5061-15_0_3_line_57 | NAYY 4x150 SE | 49 | 119 | 0.016905 | 0.208 | 0.08 | 261 | 0 | 0.27 | 1 | 3 | cs | TRUE
58 | LV_5061-15_0_3_line_58 | NAYY 4x150 SE | 50 | 51 | 0.027586 | 0.208 | 0.08 | 261 | 0 | 0.27 | 1 | 1 | cs | TRUE
59 | LV_5061-15_0_3_line_59 | NAYY 4x150 SE | 51 | 52 | 0.059284 | 0.208 | 0.08 | 261 | 0 | 0.27 | 1 | 1 | cs | TRUE
60 | LV_5061-15_0_3_line_60 | NAYY 4x150 SE | 52 | 54 | 0.015836 | 0.208 | 0.08 | 261 | 0 | 0.27 | 1 | 1 | cs | TRUE
61 | LV_5061-15_0_3_line_61 | NAYY 4x150 SE | 53 | 55 | 0.024313 | 0.208 | 0.08 | 261 | 0 | 0.27 | 1 | 3 | cs | TRUE
62 | LV_5061-15_0_3_line_62 | NAYY 4x150 SE | 54 | 56 | 0.053731 | 0.208 | 0.08 | 261 | 0 | 0.27 | 1 | 1 | cs | TRUE
63 | LV_5061-15_0_3_line_63 | NAYY 4x150 SE | 55 | 57 | 0.04179 | 0.208 | 0.08 | 261 | 0 | 0.27 | 1 | 3 | cs | TRUE
64 | LV_5061-15_0_3_line_64 | NAYY 4x150 SE | 56 | 72 | 0.021204 | 0.208 | 0.08 | 261 | 0 | 0.27 | 1 | 1 | cs | TRUE
65 | LV_5061-15_0_3_line_65 | NAYY 4x150 SE | 57 | 110 | 0.14804 | 0.208 | 0.08 | 261 | 0 | 0.27 | 1 | 3 | cs | TRUE
66 | LV_5061-15_0_3_line_66 | NAYY 4x150 SE | 58 | 59 | 0.0033715 | 0.208 | 0.08 | 261 | 0 | 0.27 | 1 | 1 | cs | TRUE
67 | LV_5061-15_0_3_line_67 | NAYY 4x150 SE | 58 | 60 | 0.012247 | 0.208 | 0.08 | 261 | 0 | 0.27 | 1 | 1 | cs | TRUE
68 | LV_5061-15_0_3_line_68 | NAYY 4x150 SE | 59 | 61 | 0.0054881 | 0.208 | 0.08 | 261 | 0 | 0.27 | 1 | 1 | cs | TRUE
69 | LV_5061-15_0_3_line_69 | NAYY 4x150 SE | 60 | 62 | 0.0087457 | 0.208 | 0.08 | 261 | 0 | 0.27 | 1 | 1 | cs | TRUE
70 | LV_5061-15_0_3_line_70 | NAYY 4x150 SE | 61 | 63 | 0.0065339 | 0.208 | 0.08 | 261 | 0 | 0.27 | 1 | 1 | cs | TRUE
71 | LV_5061-15_0_3_line_71 | NAYY 4x150 SE | 61 | 64 | 0.015527 | 0.208 | 0.08 | 261 | 0 | 0.27 | 1 | 1 | cs | TRUE
72 | LV_5061-15_0_3_line_72 | NAYY 4x150 SE | 62 | 65 | 0.019233 | 0.208 | 0.08 | 261 | 0 | 0.27 | 1 | 1 | cs | TRUE
73 | LV_5061-15_0_3_line_73 | NAYY 4x150 SE | 63 | 66 | 0.019381 | 0.208 | 0.08 | 261 | 0 | 0.27 | 1 | 1 | cs | TRUE
74 | LV_5061-15_0_3_line_74 | NAYY 4x150 SE | 64 | 67 | 0.010079 | 0.208 | 0.08 | 261 | 0 | 0.27 | 1 | 1 | cs | TRUE
75 | LV_5061-15_0_3_line_75 | NAYY 4x150 SE | 65 | 68 | 0.27032 | 0.208 | 0.08 | 261 | 0 | 0.27 | 1 | 1 | cs | TRUE
76 | LV_5061-15_0_3_line_76 | NAYY 4x150 SE | 66 | 69 | 0.026841 | 0.208 | 0.08 | 261 | 0 | 0.27 | 1 | 1 | cs | TRUE
77 | LV_5061-15_0_3_line_77 | NAYY 4x150 SE | 67 | 70 | 0.0015589 | 0.208 | 0.08 | 261 | 0 | 0.27 | 1 | 1 | cs | TRUE
78 | LV_5061-15_0_3_line_78 | NAYY 4x150 SE | 68 | 71 | 0.012049 | 0.208 | 0.08 | 261 | 0 | 0.27 | 1 | 1 | cs | TRUE
79 | LV_5061-15_0_3_line_79 | NAYY 4x150 SE | 69 | 105 | 0.0089138 | 0.208 | 0.08 | 261 | 0 | 0.27 | 1 | 1 | cs | TRUE
80 | LV_5061-15_0_3_line_80 | NAYY 4x150 SE | 70 | 73 | 0.0087225 | 0.208 | 0.08 | 261 | 0 | 0.27 | 1 | 1 | cs | TRUE
81 | LV_5061-15_0_3_line_81 | NAYY 4x150 SE | 71 | 96 | 0.14257 | 0.208 | 0.08 | 261 | 0 | 0.27 | 1 | 1 | cs | TRUE
82 | LV_5061-15_0_3_line_82 | NAYY 4x150 SE | 73 | 74 | 0.0024893 | 0.208 | 0.08 | 261 | 0 | 0.27 | 1 | 1 | cs | TRUE
83 | LV_5061-15_0_3_line_83 | NAYY 4x150 SE | 75 | 76 | 0.0056369 | 0.208 | 0.08 | 261 | 0 | 0.27 | 1 | 1 | cs | TRUE
84 | LV_5061-15_0_3_line_84 | NAYY 4x150 SE | 76 | 77 | 0.004735 | 0.208 | 0.08 | 261 | 0 | 0.27 | 1 | 1 | cs | TRUE
85 | LV_5061-15_0_3_line_85 | NAYY 4x150 SE | 77 | 78 | 0.024828 | 0.208 | 0.08 | 261 | 0 | 0.27 | 1 | 1 | cs | TRUE
86 | LV_5061-15_0_3_line_86 | NAYY 4x150 SE | 78 | 80 | 0.018063 | 0.208 | 0.08 | 261 | 0 | 0.27 | 1 | 1 | cs | TRUE
87 | LV_5061-15_0_3_line_87 | NAYY 4x150 SE | 79 | 81 | 0.0060111 | 0.208 | 0.08 | 261 | 0 | 0.27 | 1 | 3 | cs | TRUE
88 | LV_5061-15_0_3_line_88 | NAYY 4x150 SE | 81 | 82 | 0.00175 | 0.208 | 0.08 | 261 | 0 | 0.27 | 1 | 3 | cs | TRUE
89 | LV_5061-15_0_3_line_89 | NAYY 4x150 SE | 82 | 83 | 0.0071225 | 0.208 | 0.08 | 261 | 0 | 0.27 | 1 | 3 | cs | TRUE
90 | LV_5061-15_0_3_line_90 | NAYY 4x150 SE | 83 | 84 | 0.0046296 | 0.208 | 0.08 | 261 | 0 | 0.27 | 1 | 3 | cs | TRUE
91 | LV_5061-15_0_3_line_91 | NAYY 4x150 SE | 84 | 107 | 0.0066351 | 0.208 | 0.08 | 261 | 0 | 0.27 | 1 | 3 | cs | TRUE
92 | LV_5061-15_0_3_line_92 | NAYY 4x150 SE | 85 | 89 | 0.0048827 | 0.208 | 0.08 | 261 | 0 | 0.27 | 1 | 3 | cs | TRUE
93 | LV_5061-15_0_3_line_93 | NAYY 4x150 SE | 86 | 87 | 0.018698 | 0.208 | 0.08 | 261 | 0 | 0.27 | 1 | 1 | cs | TRUE
94 | LV_5061-15_0_3_line_94 | NAYY 4x150 SE | 87 | 88 | 0.023082 | 0.208 | 0.08 | 261 | 0 | 0.27 | 1 | 1 | cs | TRUE
95 | LV_5061-15_0_3_line_95 | NAYY 4x150 SE | 88 | 90 | 0.028583 | 0.208 | 0.08 | 261 | 0 | 0.27 | 1 | 1 | cs | TRUE
96 | LV_5061-15_0_3_line_96 | NAYY 4x150 SE | 90 | 91 | 0.017442 | 0.208 | 0.08 | 261 | 0 | 0.27 | 1 | 1 | cs | TRUE
97 | LV_5061-15_0_3_line_97 | NAYY 4x150 SE | 91 | 92 | 0.032654 | 0.208 | 0.08 | 261 | 0 | 0.27 | 1 | 1 | cs | TRUE
98 | LV_5061-15_0_3_line_98 | NAYY 4x150 SE | 93 | 94 | 0.17184 | 0.208 | 0.08 | 261 | 0 | 0.27 | 1 | 1 | cs | TRUE
99 | LV_5061-15_0_3_line_99 | NAYY 4x150 SE | 93 | 95 | 0.21032 | 0.208 | 0.08 | 261 | 0 | 0.27 | 1 | 1 | cs | TRUE
100 | LV_5061-15_0_3_line_100 | NAYY 4x150 SE | 94 | 97 | 0.014601 | 0.208 | 0.08 | 261 | 0 | 0.27 | 1 | 1 | cs | TRUE
101 | LV_5061-15_0_3_line_101 | NAYY 4x150 SE | 96 | 98 | 0.0034315 | 0.208 | 0.08 | 261 | 0 | 0.27 | 1 | 1 | cs | TRUE
102 | LV_5061-15_0_3_line_102 | NAYY 4x150 SE | 97 | 99 | 0.046096 | 0.208 | 0.08 | 261 | 0 | 0.27 | 1 | 1 | cs | TRUE
103 | LV_5061-15_0_3_line_103 | NAYY 4x150 SE | 97 | 100 | 0.21865 | 0.208 | 0.08 | 261 | 0 | 0.27 | 1 | 1 | cs | TRUE
104 | LV_5061-15_0_3_line_104 | NAYY 4x150 SE | 98 | 102 | 0.0060196 | 0.208 | 0.08 | 261 | 0 | 0.27 | 1 | 1 | cs | TRUE
105 | LV_5061-15_0_3_line_105 | NAYY 4x150 SE | 99 | 106 | 0.0075179 | 0.208 | 0.08 | 261 | 0 | 0.27 | 1 | 1 | cs | TRUE
106 | LV_5061-15_0_3_line_106 | NAYY 4x150 SE | 102 | 125 | 0.0061209 | 0.208 | 0.08 | 261 | 0 | 0.27 | 1 | 1 | cs | TRUE
107 | LV_5061-15_0_3_line_107 | NAYY 4x150 SE | 103 | 104 | 0.015853 | 0.208 | 0.08 | 261 | 0 | 0.27 | 1 | 1 | cs | TRUE
108 | LV_5061-15_0_3_line_108 | NAYY 4x150 SE | 104 | 105 | 0.011481 | 0.208 | 0.08 | 261 | 0 | 0.27 | 1 | 1 | cs | TRUE
109 | LV_5061-15_0_3_line_109 | NAYY 4x150 SE | 106 | 121 | 0.00094273 | 0.208 | 0.08 | 261 | 0 | 0.27 | 1 | 1 | cs | TRUE
110 | LV_5061-15_0_3_line_110 | NAYY 4x150 SE | 107 | 108 | 0.011051 | 0.208 | 0.08 | 261 | 0 | 0.27 | 1 | 3 | cs | TRUE
111 | LV_5061-15_0_3_line_111 | NAYY 4x150 SE | 108 | 109 | 0.012935 | 0.208 | 0.08 | 261 | 0 | 0.27 | 1 | 3 | cs | TRUE
112 | LV_5061-15_0_3_line_112 | NAYY 4x150 SE | 109 | 120 | 0.0091484 | 0.208 | 0.08 | 261 | 0 | 0.27 | 1 | 3 | cs | TRUE
113 | LV_5061-15_0_3_line_113 | NAYY 4x150 SE | 110 | 111 | 0.015867 | 0.208 | 0.08 | 261 | 0 | 0.27 | 1 | 1 | cs | TRUE
114 | LV_5061-15_0_3_line_114 | NAYY 4x150 SE | 110 | 112 | 0.29011 | 0.208 | 0.08 | 261 | 0 | 0.27 | 1 | 3 | cs | TRUE
115 | LV_5061-15_0_3_line_115 | NAYY 4x150 SE | 112 | 113 | 0.036632 | 0.208 | 0.08 | 261 | 0 | 0.27 | 1 | 3 | cs | TRUE
116 | LV_5061-15_0_3_line_116 | NAYY 4x150 SE | 113 | 114 | 0.06778 | 0.208 | 0.08 | 261 | 0 | 0.27 | 1 | 1 | cs | TRUE
117 | LV_5061-15_0_3_line_117 | NAYY 4x150 SE | 113 | 115 | 0.23391 | 0.208 | 0.08 | 261 | 0 | 0.27 | 1 | 3 | cs | TRUE
118 | LV_5061-15_0_3_line_118 | NAYY 4x150 SE | 114 | 116 | 0.021202 | 0.208 | 0.08 | 261 | 0 | 0.27 | 1 | 1 | cs | TRUE
119 | LV_5061-15_0_3_line_119 | NAYY 4x150 SE | 115 | 117 | 0.048463 | 0.208 | 0.08 | 261 | 0 | 0.27 | 1 | 1 | cs | TRUE
120 | LV_5061-15_0_3_line_120 | NAYY 4x150 SE | 116 | 134 | 0.13226 | 0.208 | 0.08 | 261 | 0 | 0.27 | 1 | 1 | cs | TRUE
121 | LV_5061-15_0_3_line_121 | NAYY 4x150 SE | 117 | 135 | 0.037619 | 0.208 | 0.08 | 261 | 0 | 0.27 | 1 | 1 | cs | TRUE
122 | LV_5061-15_0_3_line_122 | NAYY 4x150 SE | 117 | 136 | 0.080779 | 0.208 | 0.08 | 261 | 0 | 0.27 | 1 | 1 | cs | TRUE
123 | LV_5061-15_0_3_line_123 | NAYY 4x150 SE | 118 | 119 | 0.0047858 | 0.208 | 0.08 | 261 | 0 | 0.27 | 1 | 3 | cs | TRUE
124 | LV_5061-15_0_3_line_124 | NAYY 4x150 SE | 118 | 120 | 0.00926 | 0.208 | 0.08 | 261 | 0 | 0.27 | 1 | 3 | cs | TRUE
125 | LV_5061-15_0_3_line_125 | NAYY 4x150 SE | 121 | 122 | 0.013665 | 0.208 | 0.08 | 261 | 0 | 0.27 | 1 | 1 | cs | TRUE
126 | LV_5061-15_0_3_line_126 | NAYY 4x150 SE | 122 | 133 | 0.13741 | 0.208 | 0.08 | 261 | 0 | 0.27 | 1 | 1 | cs | TRUE
127 | LV_5061-15_0_3_line_127 | NAYY 4x150 SE | 123 | 124 | 0.061424 | 0.208 | 0.08 | 261 | 0 | 0.27 | 1 | 1 | cs | TRUE
128 | LV_5061-15_0_3_line_128 | NAYY 4x150 SE | 123 | 125 | 0.36216 | 0.208 | 0.08 | 261 | 0 | 0.27 | 1 | 1 | cs | TRUE
129 | LV_5061-15_0_3_line_129 | NAYY 4x150 SE | 124 | 126 | 0.15283 | 0.208 | 0.08 | 261 | 0 | 0.27 | 1 | 1 | cs | TRUE
130 | LV_5061-15_0_3_line_130 | NAYY 4x150 SE | 124 | 127 | 0.4064 | 0.208 | 0.08 | 261 | 0 | 0.27 | 1 | 1 | cs | TRUE
131 | LV_5061-15_0_3_line_131 | NAYY 4x150 SE | 126 | 128 | 0.12459 | 0.208 | 0.08 | 261 | 0 | 0.27 | 1 | 1 | cs | TRUE
132 | LV_5061-15_0_3_line_132 | NAYY 4x150 SE | 126 | 129 | 0.099035 | 0.208 | 0.08 | 261 | 0 | 0.27 | 1 | 1 | cs | TRUE
133 | LV_5061-15_0_3_line_133 | NAYY 4x150 SE | 127 | 130 | 0.14941 | 0.208 | 0.08 | 261 | 0 | 0.27 | 1 | 1 | cs | TRUE
134 | LV_5061-15_0_3_line_134 | NAYY 4x150 SE | 129 | 131 | 0.14994 | 0.208 | 0.08 | 261 | 0 | 0.27 | 1 | 1 | cs | TRUE
135 | LV_5061-15_0_3_line_135 | NAYY 4x150 SE | 130 | 132 | 0.033773 | 0.208 | 0.08 | 261 | 0 | 0.27 | 1 | 1 | cs | TRUE
136 | LV_5061-15_0_3_line_136 | NAYY 4x150 SE | 135 | 137 | 0.023248 | 0.208 | 0.08 | 261 | 0 | 0.27 | 1 | 1 | cs | TRUE
137 | LV_5061-15_0_3_line_137 | NAYY 4x150 SE | 136 | 138 | 0.0035575 | 0.208 | 0.08 | 261 | 0 | 0.27 | 1 | 1 | cs | TRUE
138 | LV_5061-15_0_3_line_138 | NAYY 4x150 SE | 137 | 139 | 0.021053 | 0.208 | 0.08 | 261 | 0 | 0.27 | 1 | 1 | cs | TRUE
139 | LV_5061-15_0_3_line_139 | NAYY 4x150 SE | 138 | 140 | 0.015096 | 0.208 | 0.08 | 261 | 0 | 0.27 | 1 | 1 | cs | TRUE
140 | LV_5061-15_0_3_line_140 | NAYY 4x150 SE | 139 | 141 | 0.017088 | 0.208 | 0.08 | 261 | 0 | 0.27 | 1 | 1 | cs | TRUE
141 | LV_5061-15_0_3_line_141 | NAYY 4x150 SE | 141 | 144 | 0.019938 | 0.208 | 0.08 | 261 | 0 | 0.27 | 1 | 1 | cs | TRUE
142 | LV_5061-15_0_3_line_142 | NAYY 4x150 SE | 142 | 143 | 0.016759 | 0.208 | 0.08 | 261 | 0 | 0.27 | 1 | 1 | cs | TRUE
143 | LV_5061-15_0_3_line_143 | NAYY 4x150 SE | 143 | 144 | 0.039697 | 0.208 | 0.08 | 261 | 0 | 0.27 | 1 | 1 | cs | TRUE

## trafo
| name | std_type | hv_bus | lv_bus | sn_mva | vn_hv_kv | vn_lv_kv | vk_percent | vkr_percent | pfe_kw | i0_percent | shift_degree | tap_side | tap_neutral | tap_min | tap_max | tap_step_percent | tap_step_degree | tap_pos | tap_phase_shifter | parallel | df | in_service
0 | LV_5061-15_0_3_trafo_64 | 0.25 MVA 20/0.4 kV | 145 | 47 | 0.25 | 20 | 0.4 | 6 | 1.44 | 0.8 | 0.32 | 150 | hv | 0 | -2 | 2 | 2.5 | 0 | 0 | FALSE | 1 | 1 | TRUE

## line_geodata
| x0 | y0 | x1 | y1 | x2 | y2 | x3 | y3 | x4 | y4 | x5 | y5 | x6 | y6 | x7 | y7 | x8 | y8 | x9 | y9 | x10 | y10 | x11 | y11 | x12 | y12 | x13 | y13 | x14 | y14 | x15 | y15 | x16 | y16 | x17 | y17 | x18 | y18 | x19 | y19 | x20 | y20 | x21 | y21 | x22 | y22 | x23 | y23 | x24 | y24 | x25 | y25 | x26 | y26 | x27 | y27 | x28 | y28 | x29 | y29 | x30 | y30
0 | 2691779.8068 | 1152844.6022 | 2691785.8735 | 1152865.9964 | 2691788.144 | 1152873.9929
1 | 2691795.9315 | 1152901.4378 | 2691790.5057 | 1152882.3102 | 2691788.144 | 1152873.9929
2 | 2691779.8068 | 1152844.6022 | 2691823.7932 | 1152783.0604
3 | 2691783.4522 | 1152905.0053 | 2691795.9315 | 1152901.4378
4 | 2691829.0485 | 1152938.0535 | 2691819.3703 | 1152922.5077 | 2691816.1134 | 1152911.6293 | 2691811.0857 | 1152897.0994 | 2691795.9315 | 1152901.4378
5 | 2691749.6964 | 1152762.3529 | 2691758.5035 | 1152769.4989 | 2691781.8104 | 1152784.1517 | 2691798.4367 | 1152787.4737 | 2691823.7932 | 1152783.0604
6 | 2691783.4522 | 1152905.0053 | 2691785.8239 | 1152912.0346 | 2691786.408 | 1152915.22
7 | 2691829.0485 | 1152938.0535 | 2691817.381 | 1152949.2825 | 2691789.4161 | 1152960.3185 | 2691768.9515 | 1152966.1658 | 2691754.1005 | 1152964.7276 | 2691743.6645 | 1152967.1701 | 2691736.2878 | 1152968.7921 | 2691730.0698 | 1152968.9086 | 2691725.0522 | 1152968.3096 | 2691714.6287 | 1152965.905 | 2691705.9043 | 1152964.3045 | 2691690.6205 | 1152963.5714 | 2691679.7094 | 1152963.4497 | 2691669.2063 | 1152964.7574 | 2691662.7061 | 1152966.5367
8 | 2691431.1553 | 1153056.7284 | 2691436.2802 | 1153059.3522 | 2691442.3977 | 1153063.8255 | 2691446.8411 | 1153068.3735 | 2691457.7342 | 1153079.768 | 2691462.3223 | 1153083.3731 | 2691466.6944 | 1153085.5408 | 2691471.4535 | 1153086.4803 | 2691476.6599 | 1153086.2593 | 2691481.9246 | 1153084.2269 | 2691487.858 | 1153081.1151 | 2691505.1601 | 1153069.7155 | 2691526.6502 | 1153051.3976 | 2691539.7385 | 1153043.5806 | 2691557.3505 | 1153032.5083 | 2691564.4495 | 1153029.4588 | 2691583.2901 | 1153023.386 | 2691594.2064 | 1153018.1154 | 2691616.0702 | 1153000.4817 | 2691636.5232 | 1152979.2466 | 2691659.0877 | 1152967.5273 | 2691662.7061 | 1152966.5367
9 | 2691749.6964 | 1152762.3529 | 2691727.2929 | 1152744.175 | 2691694.0671 | 1152732.2286 | 2691660.1007 | 1152740.6946 | 2691644.4218 | 1152751.405
10 | 2691431.1553 | 1153056.7284 | 2691428.2355 | 1153061.1128
11 | 2691275.4256 | 1153494.8801 | 2691268.4289 | 1153481.553
12 | 2691276.2822 | 1153496.5117 | 2691275.4256 | 1153494.8801
13 | 2691268.4289 | 1153481.553 | 2691267.8096 | 1153480.3735 | 2691266.539 | 1153474.6692
14 | 2691276.2822 | 1153496.5117 | 2691274.2909 | 1153501.1906
15 | 2691265.5562 | 1153470.2572 | 2691266.539 | 1153474.6692
16 | 2691272.5664 | 1153506.2171 | 2691272.9959 | 1153504.2332 | 2691274.2909 | 1153501.1906
17 | 2691266.5489 | 1153463.3108 | 2691265.4962 | 1153469.9878 | 2691265.5562 | 1153470.2572
18 | 2691272.5664 | 1153506.2171 | 2691271.7004 | 1153510.2172
19 | 2691294.4004 | 1153524.8033 | 2691287.5506 | 1153514.1072
20 | 2691294.4004 | 1153524.8033 | 2691298.6286 | 1153523.1189
21 | 2691280.9595 | 1153529.647 | 2691289.8271 | 1153527.3244 | 2691294.4004 | 1153524.8033
22 | 2691266.5489 | 1153463.3108 | 2691268.6474 | 1153457.5058 | 2691289.2556 | 1153441.7267
23 | 2691266.5489 | 1153463.3108 | 2691263.1947 | 1153459.3131 | 2691259.9604 | 1153450.6362
24 | 2691276.0929 | 1153521.0569 | 2691274.3902 | 1153518.0515 | 2691271.7004 | 1153510.2172 | 2691271.7004 | 1153510.2172
25 | 2691298.6286 | 1153523.1189 | 2691307.1281 | 1153519.7329
26 | 2691280.9595 | 1153529.647 | 2691276.0929 | 1153521.0569
27 | 2691280.9595 | 1153529.647 | 2691287.7387 | 1153538.7941
28 | 2691280.9595 | 1153529.647 | 2691274.0079 | 1153532.4455
29 | 2691311.6497 | 1153426.4827 | 2691296.939 | 1153435.8437 | 2691289.2556 | 1153441.7267
30 | 2691259.9604 | 1153450.6362 | 2691256.1643 | 1153440.4521
31 | 2691325.0093 | 1153511.3275 | 2691314.9132 | 1153516.6315 | 2691307.1281 | 1153519.7329
32 | 2691287.7387 | 1153538.7941 | 2691287.9679 | 1153539.1033 | 2691288.3799 | 1153539.6758
33 | 2691274.0079 | 1153532.4455 | 2691267.6258 | 1153535.0148 | 2691262.0495 | 1153538.181
34 | 2691381.5439 | 1153532.8866 | 2691379.1869 | 1153536.1639
35 | 2691389.9778 | 1153514.5465 | 2691387.4294 | 1153524.7029 | 2691381.5439 | 1153532.8866
36 | 2691375.075 | 1153541.8814 | 2691379.1869 | 1153536.1639
37 | 2691389.9778 | 1153514.5465 | 2691399.5594 | 1153506.6427 | 2691420.842 | 1153495.2921 | 2691426.5961 | 1153493.2597
38 | 2691389.9778 | 1153514.5465 | 2691386.2515 | 1153511.3103 | 2691382.6359 | 1153510.8885
39 | 2691369.5363 | 1153547.8742 | 2691375.075 | 1153541.8814 | 2691375.075 | 1153541.8814
40 | 2691440.6389 | 1153488.2995 | 2691426.5961 | 1153493.2597
41 | 2691377.1122 | 1153512.3166 | 2691382.6359 | 1153510.8885
42 | 2691369.5363 | 1153547.8742 | 2691361.0118 | 1153557.0977
43 | 2691440.6389 | 1153488.2995 | 2691440.7433 | 1153481.9306
44 | 2691440.6389 | 1153488.2995 | 2691456.2826 | 1153488.4927
45 | 2691377.1122 | 1153512.3166 | 2691372.987 | 1153514.3549
46 | 2691360.1656 | 1153558.0132 | 2691361.0118 | 1153557.0977
47 | 2691440.7433 | 1153481.9306 | 2691443.559 | 1153472.3676 | 2691445.7556 | 1153465.2098
48 | 2691456.2826 | 1153488.4927 | 2691462.2007 | 1153486.3591 | 2691471.1104 | 1153480.7688 | 2691479.4112 | 1153474.3465 | 2691484.1307 | 1153467.7698 | 2691487.7415 | 1153466.4905 | 2691501.1187 | 1153463.8365 | 2691514.342 | 1153464.7491 | 2691523.5932 | 1153463.4555 | 2691528.9999 | 1153461.1474 | 2691563.8031 | 1153456.9182 | 2691575.3549 | 1153453.2027 | 2691593.3507 | 1153443.5594 | 2691608.4261 | 1153437.2404 | 2691618.1289 | 1153433.4968 | 2691635.3575 | 1153428.3891 | 2691640.2021 | 1153427.7291
49 | 2691456.2826 | 1153488.4927 | 2691454.7285 | 1153493.8057 | 2691449.3565 | 1153502.9296 | 2691448.4183 | 1153503.6874
50 | 2691372.987 | 1153514.3549 | 2691369.4548 | 1153516.1002
51 | 2691360.1656 | 1153558.0132 | 2691352.3564 | 1153566.4627 | 2691352.3564 | 1153566.4627
52 | 2691640.2021 | 1153427.7291 | 2691648.7016 | 1153425.9129 | 2691662.2534 | 1153417.3473 | 2691669.094 | 1153416.1284 | 2691679.11 | 1153415.5138 | 2691691.8785 | 1153415.0523 | 2691699.9344 | 1153413.6408 | 2691713.4564 | 1153407.0427 | 2691727.8055 | 1153404.0816 | 2691740.3243 | 1153398.3577 | 2691759.2384 | 1153384.3818 | 2691762.1599 | 1153381.8223
53 | 2691640.2021 | 1153427.7291 | 2691632.3393 | 1153439.1386 | 2691629.6664 | 1153442.7285
54 | 2691336.0954 | 1153501.2657 | 2691351.2624 | 1153498.9943 | 2691355.4262 | 1153499.226
55 | 2691336.0954 | 1153501.2657 | 2691329.3318 | 1153509.0567 | 2691329.3318 | 1153509.0567
56 | 2691336.0954 | 1153501.2657 | 2691342.3937 | 1153486.7688
57 | 2691369.4548 | 1153516.1002 | 2691364.4942 | 1153518.5512 | 2691353.3414 | 1153520.7723 | 2691353.3414 | 1153520.7723
58 | 2691256.1643 | 1153440.4521 | 2691246.5292 | 1153414.6032
59 | 2691196.4011 | 1153426.6662 | 2691207.9456 | 1153417.6734 | 2691214.7376 | 1153413.0735 | 2691221.8933 | 1153410.2913 | 2691232.3634 | 1153407.0479 | 2691237.2781 | 1153406.8222 | 2691240.68 | 1153407.6742 | 2691243.0616 | 1153409.0111 | 2691245.7113 | 1153412.4088 | 2691246.5292 | 1153414.6032
60 | 2691196.4011 | 1153426.6662 | 2691195.3734 | 1153427.4667 | 2691190.0007 | 1153431.0876 | 2691185.3732 | 1153432.1181 | 2691182.0597 | 1153432.1292
61 | 2691311.6497 | 1153426.4827 | 2691332.1618 | 1153413.4299
62 | 2691175.686 | 1153470.7236 | 2691167.212 | 1153459.8155 | 2691164.6052 | 1153453.5834 | 2691164.102 | 1153446.7828 | 2691165.5045 | 1153440.3112 | 2691168.5771 | 1153436.0551 | 2691173.537 | 1153432.8394 | 2691179.9629 | 1153432.1362 | 2691182.0597 | 1153432.1292
63 | 2691369.82 | 1153395.3166 | 2691332.4506 | 1153413.2462 | 2691332.1618 | 1153413.4299
64 | 2691188.6942 | 1153487.4684 | 2691175.686 | 1153470.7236
65 | 2691469.5882 | 1153294.5999 | 2691467.4589 | 1153297.3581 | 2691465.9303 | 1153299.9809 | 2691464.6117 | 1153302.9294 | 2691463.55 | 1153306.1374 | 2691460.2786 | 1153320.4297 | 2691459.3296 | 1153323.7951 | 2691458.4169 | 1153326.2938 | 2691456.9555 | 1153329.04 | 2691455.0634 | 1153331.8463 | 2691451.9516 | 1153335.1344 | 2691448.1375 | 1153338.1783 | 2691445.0575 | 1153340.3773 | 2691439.6514 | 1153343.1525 | 2691432.9595 | 1153346.1972 | 2691424.5006 | 1153349.3818 | 2691419.3864 | 1153351.6278 | 2691416.3673 | 1153353.3608 | 2691413.127 | 1153356.0132 | 2691380.8809 | 1153387.8987 | 2691371.0623 | 1153394.7206 | 2691369.82 | 1153395.3166
66 | 2691323.7709 | 1153602.7267 | 2691326.3775 | 1153600.5882
67 | 2691317.0586 | 1153612.883 | 2691318.2098 | 1153610.4159 | 2691323.0365 | 1153603.3293 | 2691323.7709 | 1153602.7267
68 | 2691330.6203 | 1153597.1072 | 2691326.3775 | 1153600.5882
69 | 2691313.3603 | 1153620.8083 | 2691317.0586 | 1153612.883
70 | 2691330.6203 | 1153597.1072 | 2691336.4448 | 1153594.1463
71 | 2691330.6203 | 1153597.1072 | 2691337.5737 | 1153583.2241
72 | 2691305.8254 | 1153638.4217 | 2691306.5478 | 1153635.0873 | 2691312.9037 | 1153621.7868 | 2691313.3603 | 1153620.8083
73 | 2691336.4448 | 1153594.1463 | 2691352.7914 | 1153585.8366 | 2691353.7033 | 1153585.3293
74 | 2691337.5737 | 1153583.2241 | 2691337.766 | 1153582.8402 | 2691343.2522 | 1153575.7858 | 2691343.6159 | 1153575.1728
75 | 2691362.9662 | 1153883.6374 | 2691349.3965 | 1153870.7237 | 2691339.5351 | 1153865.2487 | 2691334.2443 | 1153861.4661 | 2691327.5088 | 1153855.2936 | 2691321.3103 | 1153843.0589 | 2691316.7744 | 1153832.506 | 2691307.1956 | 1153788.6676 | 2691294.7749 | 1153736.9037 | 2691290.9563 | 1153711.9307 | 2691289.4793 | 1153698.5113 | 2691291.9567 | 1153687.4533 | 2691297.5872 | 1153676.4431 | 2691305.8254 | 1153638.4217
76 | 2691377.1594 | 1153572.2814 | 2691353.7033 | 1153585.3293
77 | 2691344.4113 | 1153573.8321 | 2691343.6159 | 1153575.1728
78 | 2691362.9662 | 1153883.6374 | 2691372.0613 | 1153891.569
79 | 2691377.1594 | 1153572.2814 | 2691382.6945 | 1153569.2023 | 2691384.8514 | 1153567.7869
80 | 2691344.4113 | 1153573.8321 | 2691346.9849 | 1153569.4942 | 2691350.1885 | 1153567.6862
81 | 2691372.0613 | 1153891.569 | 2691376.6687 | 1153895.886 | 2691393.4815 | 1153900.3771 | 2691413.4202 | 1153911.2418 | 2691424.5572 | 1153932.7461 | 2691428.2231 | 1153968.2342 | 2691421.7165 | 1153986.9134 | 2691417.8881 | 1153995.4716 | 2691416.9483 | 1154002.511
82 | 2691350.1885 | 1153567.6862 | 2691352.3564 | 1153566.4627
83 | 2691257.1339 | 1153540.939 | 2691257.8421 | 1153540.5699 | 2691262.0495 | 1153538.181
84 | 2691252.9347 | 1153543.127 | 2691257.1339 | 1153540.939
85 | 2691252.9347 | 1153543.127 | 2691247.4544 | 1153545.9825 | 2691242.8192 | 1153554.1061 | 2691240.602 | 1153563.1332
86 | 2691236.3341 | 1153580.6847 | 2691240.1531 | 1153564.9611 | 2691240.602 | 1153563.1332
87 | 2691291.8909 | 1153544.555 | 2691288.3799 | 1153539.6758
88 | 2691293.6239 | 1153544.7985 | 2691291.8909 | 1153544.555 | 2691291.8909 | 1153544.555
89 | 2691293.6239 | 1153544.7985 | 2691298.4532 | 1153545.4772 | 2691300.6304 | 1153544.9269
90 | 2691305.1189 | 1153543.7924 | 2691300.6304 | 1153544.9269
91 | 2691305.1189 | 1153543.7924 | 2691307.9974 | 1153543.0649 | 2691311.2212 | 1153541.3192
92 | 2691325.0093 | 1153511.3275 | 2691329.3318 | 1153509.0567
93 | 2691351.5931 | 1153470.6266 | 2691346.2732 | 1153477.8392 | 2691342.3937 | 1153486.7688
94 | 2691351.5931 | 1153470.6266 | 2691351.5931 | 1153470.6266 | 2691371.6152 | 1153459.1415
95 | 2691396.4647 | 1153445.0171 | 2691386.3739 | 1153450.6755 | 2691371.6152 | 1153459.1415
96 | 2691396.4647 | 1153445.0171 | 2691411.6781 | 1153436.4863
97 | 2691411.6781 | 1153436.4863 | 2691421.2565 | 1153431.1152 | 2691432.8632 | 1153425.7993 | 2691441.4255 | 1153423.346
98 | 2691498.271 | 1153601.7099 | 2691492.9469 | 1153612.2243 | 2691483.7547 | 1153624.8033 | 2691475.62 | 1153634.9526 | 2691466.7907 | 1153643.3458 | 2691459.4266 | 1153650.7607 | 2691458.5191 | 1153652.9149 | 2691459.1283 | 1153655.748 | 2691460.6512 | 1153657.5389 | 2691463.2163 | 1153658.912 | 2691467.4335 | 1153658.1089 | 2691477.875 | 1153649.1621 | 2691505.2455 | 1153623.9737 | 2691514.4792 | 1153617.7547 | 2691521.9297 | 1153614.2547 | 2691541.3188 | 1153608.3235 | 2691544.537 | 1153607.0422
99 | 2691498.271 | 1153601.7099 | 2691509.9406 | 1153572.5584 | 2691521.8777 | 1153551.049 | 2691533.0356 | 1153532.852 | 2691539.8575 | 1153523.261 | 2691551.8961 | 1153513.7605 | 2691567.3184 | 1153501.2651 | 2691603.7266 | 1153471.7342 | 2691611.6269 | 1153465.4172 | 2691617.3609 | 1153459.2563 | 2691629.6664 | 1153442.7285
100 | 2691558.1027 | 1153601.6413 | 2691544.537 | 1153607.0422
101 | 2691416.9483 | 1154002.511 | 2691416.4942 | 1154005.9123
102 | 2691558.1027 | 1153601.6413 | 2691559.4853 | 1153604.5752 | 2691557.0983 | 1153609.1527 | 2691553.2058 | 1153614.33 | 2691536.4461 | 1153630.5295 | 2691531.7005 | 1153636.8504
103 | 2691558.1027 | 1153601.6413 | 2691577.7344 | 1153589.3545 | 2691618.0404 | 1153562.34 | 2691657.6056 | 1153536.6264 | 2691666.1123 | 1153533.3205 | 2691677.8026 | 1153531.086 | 2691715.329 | 1153523.8862 | 2691722.2135 | 1153522.2901 | 2691730.7485 | 1153518.1398 | 2691741.4303 | 1153510.0754 | 2691749.4841 | 1153503.1807
104 | 2691416.4942 | 1154005.9123 | 2691416.4942 | 1154005.9123 | 2691420.6166 | 1154010.2988
105 | 2691531.7005 | 1153636.8504 | 2691527.1868 | 1153642.8625
106 | 2691420.6166 | 1154010.2988 | 2691422.165 | 1154011.9465 | 2691425.9965 | 1154012.4135
107 | 2691407.3466 | 1153552.2992 | 2691402.4824 | 1153556.217 | 2691394.45 | 1153561.4881
108 | 2691384.8514 | 1153567.7869 | 2691394.45 | 1153561.4881
109 | 2691527.1868 | 1153642.8625 | 2691526.6208 | 1153643.6164
110 | 2691321.0133 | 1153536.2303 | 2691320.0209 | 1153536.5543 | 2691311.2212 | 1153541.3192
111 | 2691333.3092 | 1153532.2152 | 2691321.0133 | 1153536.2303
112 | 2691333.3092 | 1153532.2152 | 2691337.8507 | 1153530.7323 | 2691341.5404 | 1153528.3891
113 | 2691469.5882 | 1153294.5999 | 2691472.9316 | 1153296.2739 | 2691476.5194 | 1153294.9943 | 2691483.2422 | 1153290.0946
114 | 2691469.5882 | 1153294.5999 | 2691472.7696 | 1153291.7798 | 2691483.3995 | 1153284.6147 | 2691529.7425 | 1153252.3103 | 2691537.3481 | 1153247.7231 | 2691540.3386 | 1153246.3678 | 2691543.1673 | 1153245.5547 | 2691546.8519 | 1153244.977 | 2691552.3864 | 1153244.3719 | 2691561.248 | 1153243.4838 | 2691564.8895 | 1153242.7165 | 2691566.6908 | 1153241.8433 | 2691567.582 | 1153240.7673 | 2691568.0009 | 1153239.4618 | 2691567.9308 | 1153238.0154 | 2691567.3056 | 1153236.7385 | 2691566.2936 | 1153235.6669 | 2691564.7683 | 1153235.0433 | 2691562.7919 | 1153234.8132 | 2691559.2811 | 1153234.5596 | 2691550.0401 | 1153234.6526 | 2691542.9885 | 1153235.6126 | 2691537.6765 | 1153236.7215 | 2691532.0878 | 1153238.3709 | 2691485.0087 | 1153254.9768 | 2691473.7386 | 1153258.8191 | 2691430.5971 | 1153279.4321 | 2691423.8111 | 1153281.5971 | 2691418.1827 | 1153281.8229 | 2691413.0077 | 1153280.488 | 2691405.797 | 1153277.2891
115 | 2691374.6389 | 1153259.193 | 2691377.8504 | 1153263.4888 | 2691383.2185 | 1153267.2725 | 2691405.797 | 1153277.2891
116 | 2691374.6389 | 1153259.193 | 2691440.3393 | 1153242.5341
117 | 2691374.6389 | 1153259.193 | 2691378.0674 | 1153255.2649 | 2691385.616 | 1153251.3882 | 2691417.9051 | 1153240.4715 | 2691471.7757 | 1153221.8447 | 2691475.0451 | 1153219.8043 | 2691476.392 | 1153217.5233 | 2691476.6017 | 1153214.836 | 2691475.7169 | 1153212.9659 | 2691474.1417 | 1153212.0859 | 2691471.4881 | 1153211.4786 | 2691468.13 | 1153212.2836 | 2691455.5363 | 1153217.3732 | 2691451.3864 | 1153219.278 | 2691446.7631 | 1153220.5197 | 2691387.1374 | 1153228.0082 | 2691376.0822 | 1153229.3191 | 2691360.3739 | 1153229.7447
118 | 2691440.3393 | 1153242.5341 | 2691460.891 | 1153237.323
119 | 2691326.169 | 1153203.113 | 2691330.456 | 1153208.8592 | 2691341.8682 | 1153227.5102 | 2691343.021 | 1153228.9174 | 2691344.7259 | 1153229.8438 | 2691346.886 | 1153230.1101 | 2691360.3739 | 1153229.7447
120 | 2691590.3065 | 1153210.6933 | 2691549.5861 | 1153216.5681 | 2691517.5266 | 1153222.9626 | 2691460.891 | 1153237.323
121 | 2691326.169 | 1153203.113 | 2691335.1669 | 1153195.2669 | 2691349.9692 | 1153178.6369 | 2691351.8631 | 1153175.7931
122 | 2691326.169 | 1153203.113 | 2691320.5344 | 1153196.657 | 2691314.9485 | 1153186.9887 | 2691312.6187 | 1153183.7514 | 2691309.2972 | 1153180.6214 | 2691303.7144 | 1153177.8351 | 2691300.0997 | 1153174.8118 | 2691290.7705 | 1153163.5192 | 2691285.3597 | 1153159.0011 | 2691280.4268 | 1153155.8578 | 2691267.2763 | 1153151.074
123 | 2691349.334 | 1153523.3886 | 2691353.3414 | 1153520.7723
124 | 2691349.334 | 1153523.3886 | 2691346.4513 | 1153525.2705 | 2691341.5404 | 1153528.3891
125 | 2691517.8663 | 1153654.0543 | 2691521.0794 | 1153650.9973 | 2691526.6208 | 1153643.6164
126 | 2691517.8663 | 1153654.0543 | 2691514.2588 | 1153657.4865 | 2691500.0088 | 1153674.1689 | 2691496.9637 | 1153678.1251 | 2691477.2745 | 1153712.9137 | 2691468.9566 | 1153723.0046 | 2691464.1963 | 1153733.2941 | 2691463.3509 | 1153739.9408 | 2691468.7448 | 1153746.5378 | 2691475.0085 | 1153754.4711 | 2691485.7928 | 1153765.9959
127 | 2691643.2825 | 1154302.154 | 2691640.3134 | 1154312.5212 | 2691639.8972 | 1154319.697 | 2691644.6456 | 1154325.306 | 2691648.324 | 1154327.1075 | 2691658.3813 | 1154335.7769 | 2691666.6634 | 1154339.0828 | 2691676.1655 | 1154341.5277
128 | 2691425.9965 | 1154012.4135 | 2691643.2825 | 1154302.154
129 | 2691696.9975 | 1154417.87 | 2691702.0377 | 1154416.4014 | 2691711.2387 | 1154420.3216 | 2691717.658 | 1154421.9982 | 2691724.3299 | 1154421.1993 | 2691730.0053 | 1154418.3285 | 2691737.3276 | 1154414.6266 | 2691742.2089 | 1154411.4991 | 2691743.784 | 1154407.832 | 2691743.3053 | 1154403.4999 | 2691741.7694 | 1154398.0509 | 2691733.3571 | 1154386.6826 | 2691727.9696 | 1154380.7303 | 2691725.7211 | 1154373.2137 | 2691723.1905 | 1154370.6069 | 2691707.9738 | 1154362.6815 | 2691700.8769 | 1154356.1139 | 2691692.0438 | 1154348.1857 | 2691686.5496 | 1154344.1997 | 2691676.1655 | 1154341.5277
130 | 2691676.1655 | 1154341.5277 | 2692028.7857 | 1154139.4956
131 | 2691696.9975 | 1154417.87 | 2691695.0682 | 1154414.5719 | 2691692.0321 | 1154410.9013 | 2691684.2097 | 1154404.6228 | 2691668.0934 | 1154393.8043 | 2691645.2458 | 1154380.115 | 2691639.7281 | 1154374.6499 | 2691629.2634 | 1154362.5056 | 2691623.5252 | 1154357.9155 | 2691613.8251 | 1154352.498 | 2691604.9213 | 1154347.693 | 2691598.7028 | 1154343.3958
132 | 2691696.9975 | 1154417.87 | 2691699.6844 | 1154422.3024 | 2691703.7073 | 1154424.654 | 2691711.7049 | 1154429.0007 | 2691721.1719 | 1154437.6167 | 2691730.0803 | 1154447.1359 | 2691736.3059 | 1154455.4802 | 2691738.7627 | 1154461.9216 | 2691739.7652 | 1154467.6292 | 2691742.892 | 1154475.9152 | 2691747.8814 | 1154484.3185 | 2691754.9823 | 1154494.6329
133 | 2692160.0193 | 1154200.3503 | 2692160.0193 | 1154200.3503 | 2692127.852 | 1154191.5194 | 2692104.6431 | 1154183.404 | 2692093.0193 | 1154173.3424 | 2692072.9136 | 1154162.4951 | 2692041.1546 | 1154154.5381 | 2692038.2243 | 1154145.9548 | 2692028.7857 | 1154139.4956 | 2692028.7857 | 1154139.4956
134 | 2691754.9823 | 1154494.6329 | 2691763.557 | 1154503.3911 | 2691774.314 | 1154512.4271 | 2691796.5342 | 1154526.452 | 2691806.0093 | 1154533.5118 | 2691810.3584 | 1154538.6146 | 2691813.2732 | 1154543.184 | 2691815.2418 | 1154548.4283 | 2691816.9681 | 1154556.9709 | 2691817.5812 | 1154562.05 | 2691820.6212 | 1154565.9542 | 2691825.1173 | 1154567.457 | 2691831.6909 | 1154569.0694 | 2691838.1736 | 1154569.6019 | 2691843.2281 | 1154571.7136 | 2691848.0762 | 1154574.7782 | 2691858.0623 | 1154583.0356 | 2691862.9283 | 1154587.861
135 | 2692160.0193 | 1154200.3503 | 2692165.8815 | 1154206.855 | 2692167.7499 | 1154211.6087 | 2692170.8265 | 1154214.124 | 2692178.0732 | 1154214.3906 | 2692186.6908 | 1154213.3219
136 | 2691351.8631 | 1153175.7931 | 2691364.7495 | 1153156.4429
137 | 2691263.9331 | 1153149.8578 | 2691267.2763 | 1153151.074
138 | 2691376.4189 | 1153138.9203 | 2691364.7495 | 1153156.4429
139 | 2691263.9331 | 1153149.8578 | 2691249.747 | 1153144.6973
140 | 2691385.8906 | 1153124.6976 | 2691376.4189 | 1153138.9203
141 | 2691385.8906 | 1153124.6976 | 2691396.9421 | 1153108.1027
142 | 2691418.9458 | 1153075.062 | 2691428.2355 | 1153061.1128
143 | 2691418.9458 | 1153075.062 | 2691396.9421 | 1153108.1027

## bus_geodata
| x | y | coords
0 | 2691788.144 | 1152873.9929
1 | 2691779.8068 | 1152844.6022
2 | 2691795.9315 | 1152901.4378
3 | 2691823.7932 | 1152783.0604
4 | 2691783.4522 | 1152905.0053
5 | 2691829.0485 | 1152938.0535
6 | 2691786.408 | 1152915.22
7 | 2691662.7061 | 1152966.5367
8 | 2691749.6964 | 1152762.3529
9 | 2691644.4218 | 1152751.405
10 | 2691431.1553 | 1153056.7284
11 | 2691275.4256 | 1153494.8801
12 | 2691268.4289 | 1153481.553
13 | 2691276.2822 | 1153496.5117
14 | 2691266.539 | 1153474.6692
15 | 2691274.2909 | 1153501.1906
16 | 2691265.5562 | 1153470.2572
17 | 2691272.5664 | 1153506.2171
18 | 2691287.5506 | 1153514.1072
19 | 2691294.4004 | 1153524.8033
20 | 2691266.5489 | 1153463.3108
21 | 2691271.7004 | 1153510.2172
22 | 2691298.6286 | 1153523.1189
23 | 2691280.9595 | 1153529.647
24 | 2691289.2556 | 1153441.7267
25 | 2691259.9604 | 1153450.6362
26 | 2691276.0929 | 1153521.0569
27 | 2691307.1281 | 1153519.7329
28 | 2691287.7387 | 1153538.7941
29 | 2691274.0079 | 1153532.4455
30 | 2691381.5439 | 1153532.8866
31 | 2691379.1869 | 1153536.1639
32 | 2691389.9778 | 1153514.5465
33 | 2691375.075 | 1153541.8814
34 | 2691426.5961 | 1153493.2597
35 | 2691382.6359 | 1153510.8885
36 | 2691369.5363 | 1153547.8742
37 | 2691440.6389 | 1153488.2995
38 | 2691377.1122 | 1153512.3166
39 | 2691361.0118 | 1153557.0977
40 | 2691440.7433 | 1153481.9306
41 | 2691456.2826 | 1153488.4927
42 | 2691372.987 | 1153514.3549
43 | 2691360.1656 | 1153558.0132
44 | 2691445.7556 | 1153465.2098
45 | 2691640.2021 | 1153427.7291
46 | 2691448.4183 | 1153503.6874
47 | 2691355.4262 | 1153499.226
48 | 2691336.0954 | 1153501.2657
49 | 2691369.4548 | 1153516.1002
50 | 2691256.1643 | 1153440.4521
51 | 2691246.5292 | 1153414.6032
52 | 2691196.4011 | 1153426.6662
53 | 2691311.6497 | 1153426.4827
54 | 2691182.0597 | 1153432.1292
55 | 2691332.1618 | 1153413.4299
56 | 2691175.686 | 1153470.7236
57 | 2691369.82 | 1153395.3166
58 | 2691323.7709 | 1153602.7267
59 | 2691326.3775 | 1153600.5882
60 | 2691317.0586 | 1153612.883
61 | 2691330.6203 | 1153597.1072
62 | 2691313.3603 | 1153620.8083
63 | 2691336.4448 | 1153594.1463
64 | 2691337.5737 | 1153583.2241
65 | 2691305.8254 | 1153638.4217
66 | 2691353.7033 | 1153585.3293
67 | 2691343.6159 | 1153575.1728
68 | 2691362.9662 | 1153883.6374
69 | 2691377.1594 | 1153572.2814
70 | 2691344.4113 | 1153573.8321
71 | 2691372.0613 | 1153891.569
72 | 2691188.6942 | 1153487.4684
73 | 2691350.1885 | 1153567.6862
74 | 2691352.3564 | 1153566.4627
75 | 2691262.0495 | 1153538.181
76 | 2691257.1339 | 1153540.939
77 | 2691252.9347 | 1153543.127
78 | 2691240.602 | 1153563.1332
79 | 2691288.3799 | 1153539.6758
80 | 2691236.3341 | 1153580.6847
81 | 2691291.8909 | 1153544.555
82 | 2691293.6239 | 1153544.7985
83 | 2691300.6304 | 1153544.9269
84 | 2691305.1189 | 1153543.7924
85 | 2691325.0093 | 1153511.3275
86 | 2691342.3937 | 1153486.7688
87 | 2691351.5931 | 1153470.6266
88 | 2691371.6152 | 1153459.1415
89 | 2691329.3318 | 1153509.0567
90 | 2691396.4647 | 1153445.0171
91 | 2691411.6781 | 1153436.4863
92 | 2691441.4255 | 1153423.346
93 | 2691498.271 | 1153601.7099
94 | 2691544.537 | 1153607.0422
95 | 2691629.6664 | 1153442.7285
96 | 2691416.9483 | 1154002.511
97 | 2691558.1027 | 1153601.6413
98 | 2691416.4942 | 1154005.9123
99 | 2691531.7005 | 1153636.8504
100 | 2691749.4841 | 1153503.1807
101 | 2691762.1599 | 1153381.8223
102 | 2691420.6166 | 1154010.2988
103 | 2691407.3466 | 1153552.2992
104 | 2691394.45 | 1153561.4881
105 | 2691384.8514 | 1153567.7869
106 | 2691527.1868 | 1153642.8625
107 | 2691311.2212 | 1153541.3192
108 | 2691321.0133 | 1153536.2303
109 | 2691333.3092 | 1153532.2152
110 | 2691469.5882 | 1153294.5999
111 | 2691483.2422 | 1153290.0946
112 | 2691405.797 | 1153277.2891
113 | 2691374.6389 | 1153259.193
114 | 2691440.3393 | 1153242.5341
115 | 2691360.3739 | 1153229.7447
116 | 2691460.891 | 1153237.323
117 | 2691326.169 | 1153203.113
118 | 2691349.334 | 1153523.3886
119 | 2691353.3414 | 1153520.7723
120 | 2691341.5404 | 1153528.3891
121 | 2691526.6208 | 1153643.6164
122 | 2691517.8663 | 1153654.0543
123 | 2691643.2825 | 1154302.154
124 | 2691676.1655 | 1154341.5277
125 | 2691425.9965 | 1154012.4135
126 | 2691696.9975 | 1154417.87
127 | 2692028.7857 | 1154139.4956
128 | 2691598.7028 | 1154343.3958
129 | 2691754.9823 | 1154494.6329
130 | 2692160.0193 | 1154200.3503
131 | 2691862.9283 | 1154587.861
132 | 2692186.6908 | 1154213.3219
133 | 2691485.7928 | 1153765.9959
134 | 2691590.3065 | 1153210.6933
135 | 2691351.8631 | 1153175.7931
136 | 2691267.2763 | 1153151.074
137 | 2691364.7495 | 1153156.4429
138 | 2691263.9331 | 1153149.8578
139 | 2691376.4189 | 1153138.9203
140 | 2691249.747 | 1153144.6973
141 | 2691385.8906 | 1153124.6976
142 | 2691428.2355 | 1153061.1128
143 | 2691418.9458 | 1153075.062
144 | 2691396.9421 | 1153108.1027
145 | 2691336.0954 | 1153501.2657

## line_std_types
| c_nf_per_km | r_ohm_per_km | x_ohm_per_km | max_i_ka | type | q_mm2 | alpha | voltage_rating
NAYY 4x50 SE | 210 | 0.642 | 0.083 | 0.142 | cs | 50 | 0.00403 | LV
NAYY 4x120 SE | 264 | 0.225 | 0.08 | 0.242 | cs | 120 | 0.00403 | LV
NAYY 4x150 SE | 261 | 0.208 | 0.08 | 0.27 | cs | 150 | 0.00403 | LV
NA2XS2Y 1x95 RM/25 12/20 kV | 216 | 0.313 | 0.132 | 0.252 | cs | 95 | 0.00403 | MV
NA2XS2Y 1x185 RM/25 12/20 kV | 273 | 0.161 | 0.117 | 0.362 | cs | 185 | 0.00403 | MV
NA2XS2Y 1x240 RM/25 12/20 kV | 304 | 0.122 | 0.112 | 0.421 | cs | 240 | 0.00403 | MV
NA2XS2Y 1x95 RM/25 6/10 kV | 315 | 0.313 | 0.123 | 0.249 | cs | 95 | 0.00403 | MV
NA2XS2Y 1x185 RM/25 6/10 kV | 406 | 0.161 | 0.11 | 0.358 | cs | 185 | 0.00403 | MV
NA2XS2Y 1x240 RM/25 6/10 kV | 456 | 0.122 | 0.105 | 0.416 | cs | 240 | 0.00403 | MV
NA2XS2Y 1x150 RM/25 12/20 kV | 250 | 0.206 | 0.116 | 0.319 | cs | 150 | 0.00403 | MV
NA2XS2Y 1x120 RM/25 12/20 kV | 230 | 0.253 | 0.119 | 0.283 | cs | 120 | 0.00403 | MV
NA2XS2Y 1x70 RM/25 12/20 kV | 190 | 0.443 | 0.132 | 0.22 | cs | 70 | 0.00403 | MV
NA2XS2Y 1x150 RM/25 6/10 kV | 360 | 0.206 | 0.11 | 0.315 | cs | 150 | 0.00403 | MV
NA2XS2Y 1x120 RM/25 6/10 kV | 340 | 0.253 | 0.113 | 0.28 | cs | 120 | 0.00403 | MV
NA2XS2Y 1x70 RM/25 6/10 kV | 280 | 0.443 | 0.123 | 0.217 | cs | 70 | 0.00403 | MV
N2XS(FL)2Y 1x120 RM/35 64/110 kV | 112 | 0.153 | 0.166 | 0.366 | cs | 120 | 0.00393 | HV
N2XS(FL)2Y 1x185 RM/35 64/110 kV | 125 | 0.099 | 0.156 | 0.457 | cs | 185 | 0.00393 | HV
N2XS(FL)2Y 1x240 RM/35 64/110 kV | 135 | 0.075 | 0.149 | 0.526 | cs | 240 | 0.00393 | HV
N2XS(FL)2Y 1x300 RM/35 64/110 kV | 144 | 0.06 | 0.144 | 0.588 | cs | 300 | 0.00393 | HV
15-AL1/3-ST1A 0.4 | 11 | 1.8769 | 0.35 | 0.105 | ol | 16 | 0.00403 | LV
24-AL1/4-ST1A 0.4 | 11.25 | 1.2012 | 0.335 | 0.14 | ol | 24 | 0.00403 | LV
48-AL1/8-ST1A 0.4 | 12.2 | 0.5939 | 0.3 | 0.21 | ol | 48 | 0.00403 | LV
94-AL1/15-ST1A 0.4 | 13.2 | 0.306 | 0.29 | 0.35 | ol | 94 | 0.00403 | LV
34-AL1/6-ST1A 10.0 | 9.7 | 0.8342 | 0.36 | 0.17 | ol | 34 | 0.00403 | MV
48-AL1/8-ST1A 10.0 | 10.1 | 0.5939 | 0.35 | 0.21 | ol | 48 | 0.00403 | MV
70-AL1/11-ST1A 10.0 | 10.4 | 0.4132 | 0.339 | 0.29 | ol | 70 | 0.00403 | MV
94-AL1/15-ST1A 10.0 | 10.75 | 0.306 | 0.33 | 0.35 | ol | 94 | 0.00403 | MV
122-AL1/20-ST1A 10.0 | 11.1 | 0.2376 | 0.323 | 0.41 | ol | 122 | 0.00403 | MV
149-AL1/24-ST1A 10.0 | 11.25 | 0.194 | 0.315 | 0.47 | ol | 149 | 0.00403 | MV
34-AL1/6-ST1A 20.0 | 9.15 | 0.8342 | 0.382 | 0.17 | ol | 34 | 0.00403 | MV
48-AL1/8-ST1A 20.0 | 9.5 | 0.5939 | 0.372 | 0.21 | ol | 48 | 0.00403 | MV
70-AL1/11-ST1A 20.0 | 9.7 | 0.4132 | 0.36 | 0.29 | ol | 70 | 0.00403 | MV
94-AL1/15-ST1A 20.0 | 10 | 0.306 | 0.35 | 0.35 | ol | 94 | 0.00403 | MV
122-AL1/20-ST1A 20.0 | 10.3 | 0.2376 | 0.344 | 0.41 | ol | 122 | 0.00403 | MV
149-AL1/24-ST1A 20.0 | 10.5 | 0.194 | 0.337 | 0.47 | ol | 149 | 0.00403 | MV
184-AL1/30-ST1A 20.0 | 10.75 | 0.1571 | 0.33 | 0.535 | ol | 184 | 0.00403 | MV
243-AL1/39-ST1A 20.0 | 11 | 0.1188 | 0.32 | 0.645 | ol | 243 | 0.00403 | MV
48-AL1/8-ST1A 110.0 | 8 | 0.5939 | 0.46 | 0.21 | ol | 48 | 0.00403 | HV
70-AL1/11-ST1A 110.0 | 8.4 | 0.4132 | 0.45 | 0.29 | ol | 70 | 0.00403 | HV
94-AL1/15-ST1A 110.0 | 8.65 | 0.306 | 0.44 | 0.35 | ol | 94 | 0.00403 | HV
122-AL1/20-ST1A 110.0 | 8.5 | 0.2376 | 0.43 | 0.41 | ol | 122 | 0.00403 | HV
149-AL1/24-ST1A 110.0 | 8.75 | 0.194 | 0.41 | 0.47 | ol | 149 | 0.00403 | HV
184-AL1/30-ST1A 110.0 | 8.8 | 0.1571 | 0.4 | 0.535 | ol | 184 | 0.00403 | HV
243-AL1/39-ST1A 110.0 | 9 | 0.1188 | 0.39 | 0.645 | ol | 243 | 0.00403 | HV
305-AL1/39-ST1A 110.0 | 9.2 | 0.0949 | 0.38 | 0.74 | ol | 305 | 0.00403 | HV
490-AL1/64-ST1A 110.0 | 9.75 | 0.059 | 0.37 | 0.96 | ol | 490 | 0.00403 | HV
679-AL1/86-ST1A 110.0 | 9.95 | 0.042 | 0.36 | 1.15 | ol | 679 | 0.00403 | HV
490-AL1/64-ST1A 220.0 | 10 | 0.059 | 0.285 | 0.96 | ol | 490 | 0.00403 | HV
679-AL1/86-ST1A 220.0 | 11.7 | 0.042 | 0.275 | 1.15 | ol | 679 | 0.00403 | HV
490-AL1/64-ST1A 380.0 | 11 | 0.059 | 0.253 | 0.96 | ol | 490 | 0.00403 | HV
679-AL1/86-ST1A 380.0 | 14.6 | 0.042 | 0.25 | 1.15 | ol | 679 | 0.00403 | HV

## trafo_std_types
| i0_percent | pfe_kw | vkr_percent | sn_mva | vn_lv_kv | vn_hv_kv | vk_percent | shift_degree | vector_group | tap_side | tap_neutral | tap_min | tap_max | tap_step_degree | tap_step_percent | tap_phase_shifter
160 MVA 380/110 kV | 0.06 | 60 | 0.25 | 160 | 110 | 380 | 12.2 | 0 | Yy0 | hv | 0 | -9 | 9 | 0 | 1.5 | FALSE
100 MVA 220/110 kV | 0.06 | 55 | 0.26 | 100 | 110 | 220 | 12 | 0 | Yy0 | hv | 0 | -9 | 9 | 0 | 1.5 | FALSE
63 MVA 110/20 kV | 0.04 | 22 | 0.32 | 63 | 20 | 110 | 18 | 150 | YNd5 | hv | 0 | -9 | 9 | 0 | 1.5 | FALSE
40 MVA 110/20 kV | 0.05 | 18 | 0.34 | 40 | 20 | 110 | 16.2 | 150 | YNd5 | hv | 0 | -9 | 9 | 0 | 1.5 | FALSE
25 MVA 110/20 kV | 0.07 | 14 | 0.41 | 25 | 20 | 110 | 12 | 150 | YNd5 | hv | 0 | -9 | 9 | 0 | 1.5 | FALSE
63 MVA 110/10 kV | 0.04 | 22 | 0.32 | 63 | 10 | 110 | 18 | 150 | YNd5 | hv | 0 | -9 | 9 | 0 | 1.5 | FALSE
40 MVA 110/10 kV | 0.05 | 18 | 0.34 | 40 | 10 | 110 | 16.2 | 150 | YNd5 | hv | 0 | -9 | 9 | 0 | 1.5 | FALSE
25 MVA 110/10 kV | 0.07 | 14 | 0.41 | 25 | 10 | 110 | 12 | 150 | YNd5 | hv | 0 | -9 | 9 | 0 | 1.5 | FALSE
0.25 MVA 20/0.4 kV | 0.32 | 0.8 | 1.44 | 0.25 | 0.4 | 20 | 6 | 150 | Yzn5 | hv | 0 | -2 | 2 | 0 | 2.5 | FALSE
0.4 MVA 20/0.4 kV | 0.3375 | 1.35 | 1.425 | 0.4 | 0.4 | 20 | 6 | 150 | Dyn5 | hv | 0 | -2 | 2 | 0 | 2.5 | FALSE
0.63 MVA 20/0.4 kV | 0.2619 | 1.65 | 1.206 | 0.63 | 0.4 | 20 | 6 | 150 | Dyn5 | hv | 0 | -2 | 2 | 0 | 2.5 | FALSE
0.25 MVA 10/0.4 kV | 0.24 | 0.6 | 1.2 | 0.25 | 0.4 | 10 | 4 | 150 | Dyn5 | hv | 0 | -2 | 2 | 0 | 2.5 | FALSE
0.4 MVA 10/0.4 kV | 0.2375 | 0.95 | 1.325 | 0.4 | 0.4 | 10 | 4 | 150 | Dyn5 | hv | 0 | -2 | 2 | 0 | 2.5 | FALSE
0.63 MVA 10/0.4 kV | 0.1873 | 1.18 | 1.0794 | 0.63 | 0.4 | 10 | 4 | 150 | Dyn5 | hv | 0 | -2 | 2 | 0 | 2.5 | FALSE

## trafo3w_std_types
| sn_hv_mva | sn_mv_mva | sn_lv_mva | vn_hv_kv | vn_mv_kv | vn_lv_kv | vk_hv_percent | vk_mv_percent | vk_lv_percent | vkr_hv_percent | vkr_mv_percent | vkr_lv_percent | pfe_kw | i0_percent | shift_mv_degree | shift_lv_degree | vector_group | tap_side | tap_neutral | tap_min | tap_max | tap_step_percent
63/25/38 MVA 110/20/10 kV | 63 | 25 | 38 | 110 | 20 | 10 | 10.4 | 10.4 | 10.4 | 0.28 | 0.32 | 0.35 | 35 | 0.89 | 0 | 0 | YN0yn0yn0 | hv | 0 | -10 | 10 | 1.2
63/25/38 MVA 110/10/10 kV | 63 | 25 | 38 | 110 | 10 | 10 | 10.4 | 10.4 | 10.4 | 0.28 | 0.32 | 0.35 | 35 | 0.89 | 0 | 0 | YN0yn0yn0 | hv | 0 | -10 | 10 | 1.2

## fuse_std_types
| fuse_type | i_rated_a | t_avg | t_min | t_total | x_avg | x_min | x_total
HV 100A | HV 100A | 100 | 0 | [10.0, 3.64, 0.854, 0.281, 0.1, 0.0531, 0.022, 0.01] | [10.0, 4.267, 1.21, 0.403, 0.1, 0.058, 0.022, 0.01] | 0 | [300.0, 350.0, 450.0, 550.0, 700.0, 850.0, 1200.0, 1752.0] | [600.0, 700.0, 900.0, 1150.0, 1665.0, 2000.0, 3000.0, 4313.0]
HV 10A | HV 10A | 10 | 0 | [10.0, 1675.0, 0.344, 0.156, 0.1, 0.0417, 0.0171, 0.01] | [10.0, 1.3, 0.3, 0.155, 0.1, 0.0555, 0.023, 0.01] | 0 | [30.0, 32.0, 35.0, 37.0, 39.0, 50.0, 70.0, 88.0] | [60.0, 70.0, 80.0, 87.0, 94.0, 110.0, 150.0, 216.0]
HV 125A | HV 125A | 125 | 0 | [10.0, 1.82, 0.344, 0.1, 0.0467, 0.0269, 0.01] | [10.0, 2.478, 0.426, 0.1, 0.0427, 0.0211, 0.01] | 0 | [375.0, 500.0, 700.0, 925.0, 1200.0, 1500.0, 2341.0] | [750.0, 1000.0, 1500.0, 2200.0, 3000.0, 4000.0, 5765.0]
HV 160A | HV 160A | 160 | 0 | [10.0, 4.15, 1.03, 0.198, 0.1, 0.051, 0.0172, 0.01] | [10.0, 2.3, 0.734, 0.274, 0.1, 0.046, 0.0177, 0.01] | 0 | [480.0, 550.0, 700.0, 1000.0, 1260.0, 1600.0, 2500.0, 3227.0] | [960.0, 1300.0, 1700.0, 2200.0, 2996.0, 4000.0, 6000.0, 7946.0]
HV 16A | HV 16A | 16 | 0 | [10.0, 0.352, 0.164, 0.1, 0.0649, 0.0342, 0.01] | [10.0, 2.34, 0.722, 0.181, 0.1, 0.055, 0.0296, 0.01] | 0 | [48.0, 60.0, 65.0, 71.0, 80.0, 100.0, 162.0] | [96.0, 110.0, 125.0, 150.0, 168.0, 200.0, 250.0, 398.0]
HV 200A | HV 200A | 200 | 0 | [10.0, 4.267, 1.21, 0.403, 0.1, 0.058, 0.022, 0.01] | [10.0, 3.73, 1.654, 0.328, 0.1, 0.0531, 0.019, 0.01] | 0 | [600.0, 700.0, 900.0, 1150.0, 1665.0, 2000.0, 3000.0, 4313.0] | [1200.0, 1500.0, 1800.0, 2700.0, 3960.0, 5000.0, 7500.0, 10620.0]
HV 20A | HV 20A | 20 | 0 | [10.0, 1.3, 0.3, 0.155, 0.1, 0.0555, 0.023, 0.01] | [10.0, 1.3, 0.161, 0.1, 0.0611, 0.0399, 0.0141, 0.01] | 0 | [60.0, 70.0, 80.0, 87.0, 94.0, 110.0, 150.0, 216.0] | [120.0, 150.0, 200.0, 223.0, 260.0, 300.0, 450.0, 532.0]
HV 25A | HV 25A | 25 | 0 | [10.0, 2.512, 0.833, 0.299, 0.1, 0.0372, 0.0223, 0.01] | [10.0, 3.125, 0.597, 0.198, 0.1, 0.0378, 0.022, 0.01] | 0 | [75.0, 82.0, 90.0, 100.0, 124.0, 170.0, 200.0, 289.0] | [150.0, 170.0, 210.0, 250.0, 294.0, 400.0, 500.0, 711.0]
HV 31.5A | HV 31.5A | 31.5 | 0 | [10.0, 2.34, 0.722, 0.181, 0.1, 0.055, 0.0296, 0.01] | [10.0, 2.84, 0.368, 0.164, 0.1, 0.0621, 0.0378, 0.0195, 0.01] | 0 | [95.0, 110.0, 125.0, 150.0, 165.0, 200.0, 250.0, 390.0] | [189.0, 220.0, 300.0, 350.0, 393.0, 450.0, 530.0, 700.0, 960.0]
HV 40A | HV 40A | 40 | 0 | [10.0, 1.3, 0.161, 0.1, 0.0611, 0.0399, 0.0141, 0.01] | [10.0, 2.05, 0.369, 0.198, 0.1, 0.051, 0.0298, 0.01] | 0 | [120.0, 150.0, 200.0, 223.0, 260.0, 300.0, 450.0, 532.0] | [240.0, 300.0, 400.0, 450.0, 530.0, 650.0, 800.0, 1311.0]
HV 50A | HV 50A | 50 | 0 | [10.0, 3.215, 0.597, 0.198, 0.1, 0.0378, 0.022, 0.01] | [10.0, 3.64, 0.854, 0.281, 0.1, 0.0531, 0.022, 0.01] | 0 | [150.0, 170.0, 210.0, 250.0, 294.0, 400.0, 500.0, 711.0] | [300.0, 350.0, 450.0, 550.0, 700.0, 850.0, 1200.0, 1752.0]
HV 6.3A | HV 6.3A | 6.3 | 0 | [10.0, 1.39, 0.344, 0.168, 0.1, 0.056, 0.0263, 0.01] | [10.0, 1.711, 0.516, 0.198, 0.1, 0.0634, 0.0303, 0.01] | 0 | [19.0, 19.5, 20.4, 20.8, 22.0, 25.0, 32.0, 48.0] | [38.0, 40.0, 43.0, 48.0, 53.0, 60.0, 75.0, 118.0]
HV 63A | HV 63A | 63 | 0 | [10.0, 2.84, 0.368, 0.164, 0.1, 0.0621, 0.0378, 0.0195, 0.01] | [10.0, 1.82, 0.344, 0.1, 0.0467, 0.0269, 0.01] | 0 | [189.0, 220.0, 300.0, 350.0, 393.0, 450.0, 530.0, 700.0, 961.0] | [378.0, 500.0, 700.0, 934.0, 1200.0, 1500.0, 2366.0]
HV 80A | HV 80A | 80 | 0 | [10.0, 2.05, 0.369, 0.198, 0.1, 0.051, 0.0298, 0.01] | [10.0, 4.15, 1.03, 0.198, 0.1, 0.051, 0.0172, 0.01] | 0 | [240.0, 300.0, 400.0, 450.0, 530.0, 650.0, 800.0, 1311.0] | [480.0, 550.0, 700.0, 1000.0, 1260.0, 1600.0, 2500.0, 3227.0]
Siemens NH-1-100 | Siemens NH-1-100 | 100 | [5400.0, 2000.0, 400.0, 20.0, 1.0, 0.2, 0.012, 0.004] | 0 | 0 | [150.0, 190.0, 250.0, 430.0, 900.0, 1250.0, 2700.0, 3600.0] | 0 | 0
Siemens NH-1-125 | Siemens NH-1-125 | 125 | [4800.0, 120.0, 7.0, 0.1, 0.004] | 0 | 0 | [180.0, 400.0, 740.0, 2000.0, 4250.0] | 0 | 0
Siemens NH-1-16 | Siemens NH-1-16 | 16 | [4000.0, 400.0, 2.0, 0.1, 0.04, 0.01] | 0 | 0 | [26.0, 35.0, 75.0, 150.0, 200.0, 300.0] | 0 | 0
Siemens NH-1-160 | Siemens NH-1-160 | 160 | [4800.0, 120.0, 7.0, 0.1, 0.004] | 0 | 0 | [210.0, 500.0, 900.0, 2300.0, 5000.0] | 0 | 0
Siemens NH-1-25 | Siemens NH-1-25 | 25 | [4000.0, 1000.0, 10.0, 0.2, 0.02, 0.01] | 0 | 0 | [40.0, 50.0, 100.0, 210.0, 400.0, 500.0] | 0 | 0
Siemens NH-1-50 | Siemens NH-1-50 | 50 | [4000.0, 40.0, 4.0, 1.0, 0.02, 0.01] | 0 | 0 | [86.0, 200.0, 300.0, 400.0, 1000.0, 1280.0] | 0 | 0
Siemens NH-1-63 | Siemens NH-1-63 | 63 | [4000.0, 100.0, 10.0, 2.0, 0.04, 0.01] | 0 | 0 | [100.0, 200.0, 300.0, 400.0, 1000.0, 1500.0] | 0 | 0
Siemens NH-1-80 | Siemens NH-1-80 | 80 | [4800.0, 120.0, 7.0, 0.1, 0.01] | 0 | 0 | [150.58, 250.0, 450.0, 1150.0, 2470.0] | 0 | 0
Siemens NH-2-1000 | Siemens NH-2-1000 | 1000 | [4800.0, 120.0, 7.0, 0.1, 0.004] | 0 | 0 | [1900.0, 3500.0, 8400.0, 24000.0, 52000.0] | 0 | 0
Siemens NH-2-200 | Siemens NH-2-200 | 200 | [4800.0, 120.0, 7.0, 0.1, 0.004] | 0 | 0 | [280.0, 650.0, 1200.0, 3000.0, 7000.0] | 0 | 0
Siemens NH-2-224 | Siemens NH-2-224 | 224 | [4800.0, 120.0, 7.0, 0.2, 0.04, 0.004] | 0 | 0 | [400.0, 750.0, 1453.0, 3025.0, 4315.0, 7600.0] | 0 | 0
Siemens NH-2-250 | Siemens NH-2-250 | 250 | [4800.0, 120.0, 7.0, 0.1, 0.004] | 0 | 0 | [450.0, 800.0, 1650.0, 4000.0, 8500.0] | 0 | 0
Siemens NH-2-315 | Siemens NH-2-315 | 315 | [4800.0, 120.0, 7.0, 0.1, 0.004] | 0 | 0 | [550.0, 920.0, 1900.0, 5000.0, 11000.0] | 0 | 0
Siemens NH-2-355 | Siemens NH-2-355 | 355 | [4800.0, 120.0, 6.0, 0.1, 0.004] | 0 | 0 | [650.0, 1116.27, 2350.0, 5840.0, 12790.0] | 0 | 0
Siemens NH-2-400 | Siemens NH-2-400 | 400 | [4800.0, 120.0, 7.0, 0.1, 0.004] | 0 | 0 | [720.0, 1350.0, 2800.0, 6500.0, 15000.0] | 0 | 0
Siemens NH-2-425 | Siemens NH-2-425 | 425 | [4800.0, 120.0, 7.0, 0.1, 0.004] | 0 | 0 | [850.0, 1500.0, 3050.0, 7500.0, 16500.0] | 0 | 0
Siemens NH-2-630 | Siemens NH-2-630 | 630 | [4800.0, 120.0, 7.0, 0.1, 0.004] | 0 | 0 | [1200.0, 2000.0, 4800.0, 12000.0, 26000.0] | 0 | 0

## dtypes
| element | column | dtype
0 | bus | name | object
1 | bus | vn_kv | float64
2 | bus | type | object
3 | bus | zone | object
4 | bus | in_service | bool
5 | load | name | object
6 | load | bus | uint32
7 | load | p_mw | float64
8 | load | q_mvar | float64
9 | load | const_z_percent | float64
10 | load | const_i_percent | float64
11 | load | sn_mva | float64
12 | load | scaling | float64
13 | load | in_service | bool
14 | load | type | object
15 | ext_grid | name | object
16 | ext_grid | bus | uint32
17 | ext_grid | vm_pu | float64
18 | ext_grid | va_degree | float64
19 | ext_grid | slack_weight | float64
20 | ext_grid | in_service | bool
21 | line | name | object
22 | line | std_type | object
23 | line | from_bus | uint32
24 | line | to_bus | uint32
25 | line | length_km | float64
26 | line | r_ohm_per_km | float64
27 | line | x_ohm_per_km | float64
28 | line | c_nf_per_km | float64
29 | line | g_us_per_km | float64
30 | line | max_i_ka | float64
31 | line | df | float64
32 | line | parallel | uint32
33 | line | type | object
34 | line | in_service | bool
35 | trafo | name | object
36 | trafo | std_type | object
37 | trafo | hv_bus | uint32
38 | trafo | lv_bus | uint32
39 | trafo | sn_mva | float64
40 | trafo | vn_hv_kv | float64
41 | trafo | vn_lv_kv | float64
42 | trafo | vk_percent | float64
43 | trafo | vkr_percent | float64
44 | trafo | pfe_kw | float64
45 | trafo | i0_percent | float64
46 | trafo | shift_degree | float64
47 | trafo | tap_side | object
48 | trafo | tap_neutral | int32
49 | trafo | tap_min | int32
50 | trafo | tap_max | int32
51 | trafo | tap_step_percent | float64
52 | trafo | tap_step_degree | float64
53 | trafo | tap_pos | int32
54 | trafo | tap_phase_shifter | bool
55 | trafo | parallel | uint32
56 | trafo | df | float64
57 | trafo | in_service | bool
58 | line_geodata | coords | object
59 | bus_geodata | x | float64
60 | bus_geodata | y | float64
61 | bus_geodata | coords | object

## parameters
| version | format_version | converged | OPF_converged | name | f_hz | sn_mva
0 | 2.14.6 | 2.14.0 | FALSE | FALSE |  | 50 | 1