## bus
| name | vn_kv | type | zone | in_service
0 | bus_LV_5072-11_0_6_node_0 | 0.4 | n |  | TRUE
1 | bus_LV_5072-11_0_6_node_1 | 0.4 | n |  | TRUE
2 | bus_LV_5072-11_0_6_node_4 | 0.4 | n |  | TRUE
3 | bus_LV_5072-11_0_6_node_2 | 0.4 | n |  | TRUE
4 | bus_LV_5072-11_0_6_node_7 | 0.4 | n |  | TRUE
5 | bus_LV_5072-11_0_6_node_3 | 0.4 | n |  | TRUE
6 | bus_LV_5072-11_0_6_node_6 | 0.4 | n |  | TRUE
7 | bus_LV_5072-11_0_6_node_9 | 0.4 | n |  | TRUE
8 | bus_LV_5072-11_0_6_node_5 | 0.4 | n |  | TRUE
9 | bus_LV_5072-11_0_6_node_8 | 0.4 | n |  | TRUE
10 | bus_LV_5072-11_0_6_node_22 | 0.4 | n |  | TRUE
11 | bus_LV_5072-11_0_6_node_10 | 0.4 | n |  | TRUE
12 | bus_LV_5072-11_0_6_node_11 | 0.4 | n |  | TRUE
13 | bus_LV_5072-11_0_6_node_12 | 0.4 | n |  | TRUE
14 | bus_LV_5072-11_0_6_node_13 | 0.4 | n |  | TRUE
15 | bus_LV_5072-11_0_6_node_14 | 0.4 | n |  | TRUE
16 | bus_LV_5072-11_0_6_node_157 | 0.4 | n |  | TRUE
17 | bus_LV_5072-11_0_6_node_20 | 0.4 | n |  | TRUE
18 | bus_LV_5072-11_0_6_node_156 | 0.4 | n |  | TRUE
19 | bus_LV_5072-11_0_6_node_15 | 0.4 | n |  | TRUE
20 | bus_LV_5072-11_0_6_node_16 | 0.4 | n |  | TRUE
21 | bus_LV_5072-11_0_6_node_50 | 0.4 | n |  | TRUE
22 | bus_LV_5072-11_0_6_node_52 | 0.4 | n |  | TRUE
23 | bus_LV_5072-11_0_6_node_44 | 0.4 | n |  | TRUE
24 | bus_LV_5072-11_0_6_node_54 | 0.4 | n |  | TRUE
25 | bus_LV_5072-11_0_6_node_43 | 0.4 | n |  | TRUE
26 | bus_LV_5072-11_0_6_node_46 | 0.4 | n |  | TRUE
27 | bus_LV_5072-11_0_6_node_47 | 0.4 | n |  | TRUE
28 | bus_LV_5072-11_0_6_node_48 | 0.4 | n |  | TRUE
29 | bus_LV_5072-11_0_6_node_49 | 0.4 | n |  | TRUE
30 | bus_LV_5072-11_0_6_node_51 | 0.4 | n |  | TRUE
31 | bus_LV_5072-11_0_6_node_53 | 0.4 | n |  | TRUE
32 | bus_LV_5072-11_0_6_node_17 | 0.4 | n |  | TRUE
33 | bus_LV_5072-11_0_6_node_18 | 0.4 | n |  | TRUE
34 | bus_LV_5072-11_0_6_node_19 | 0.4 | n |  | TRUE
35 | bus_LV_5072-11_0_6_node_21 | 0.4 | n |  | TRUE
36 | bus_LV_5072-11_0_6_node_23 | 0.4 | n |  | TRUE
37 | bus_LV_5072-11_0_6_node_24 | 0.4 | n |  | TRUE
38 | bus_LV_5072-11_0_6_node_42 | 0.4 | n |  | TRUE
39 | bus_LV_5072-11_0_6_node_152 | 0.4 | n |  | TRUE
40 | bus_LV_5072-11_0_6_node_26 | 0.4 | n |  | TRUE
41 | bus_LV_5072-11_0_6_node_27 | 0.4 | n |  | TRUE
42 | bus_LV_5072-11_0_6_node_29 | 0.4 | n |  | TRUE
43 | bus_LV_5072-11_0_6_node_33 | 0.4 | n |  | TRUE
44 | bus_LV_5072-11_0_6_node_30 | 0.4 | n |  | TRUE
45 | bus_LV_5072-11_0_6_node_41 | 0.4 | n |  | TRUE
46 | bus_LV_5072-11_0_6_node_36 | 0.4 | n |  | TRUE
47 | bus_LV_5072-11_0_6_node_28 | 0.4 | n |  | TRUE
48 | bus_LV_5072-11_0_6_node_73 | 0.4 | n |  | TRUE
49 | bus_LV_5072-11_0_6_node_74 | 0.4 | n |  | TRUE
50 | bus_LV_5072-11_0_6_node_75 | 0.4 | n |  | TRUE
51 | bus_LV_5072-11_0_6_node_35 | 0.4 | n |  | TRUE
52 | bus_LV_5072-11_0_6_node_32 | 0.4 | n |  | TRUE
53 | bus_LV_5072-11_0_6_node_45 | 0.4 | n |  | TRUE
54 | bus_LV_5072-11_0_6_node_55 | 0.4 | n |  | TRUE
55 | bus_LV_5072-11_0_6_node_34 | 0.4 | n |  | TRUE
56 | bus_LV_5072-11_0_6_node_40 | 0.4 | n |  | TRUE
57 | bus_LV_5072-11_0_6_node_38 | 0.4 | n |  | TRUE
58 | bus_LV_5072-11_0_6_node_39 | 0.4 | n |  | TRUE
59 | bus_LV_5072-11_0_6_node_159 | 0.4 | n |  | TRUE
60 | bus_LV_5072-11_0_6_node_150 | 0.4 | n |  | TRUE
61 | bus_LV_5072-11_0_6_node_56 | 0.4 | n |  | TRUE
62 | bus_LV_5072-11_0_6_node_57 | 0.4 | n |  | TRUE
63 | bus_LV_5072-11_0_6_node_58 | 0.4 | n |  | TRUE
64 | bus_LV_5072-11_0_6_node_59 | 0.4 | n |  | TRUE
65 | bus_LV_5072-11_0_6_node_60 | 0.4 | n |  | TRUE
66 | bus_LV_5072-11_0_6_node_61 | 0.4 | n |  | TRUE
67 | bus_LV_5072-11_0_6_node_62 | 0.4 | n |  | TRUE
68 | bus_LV_5072-11_0_6_node_70 | 0.4 | n |  | TRUE
69 | bus_LV_5072-11_0_6_node_68 | 0.4 | n |  | TRUE
70 | bus_LV_5072-11_0_6_node_71 | 0.4 | n |  | TRUE
71 | bus_LV_5072-11_0_6_node_66 | 0.4 | n |  | TRUE
72 | bus_LV_5072-11_0_6_node_63 | 0.4 | n |  | TRUE
73 | bus_LV_5072-11_0_6_node_64 | 0.4 | n |  | TRUE
74 | bus_LV_5072-11_0_6_node_65 | 0.4 | n |  | TRUE
75 | bus_LV_5072-11_0_6_node_67 | 0.4 | n |  | TRUE
76 | bus_LV_5072-11_0_6_node_69 | 0.4 | n |  | TRUE
77 | bus_LV_5072-11_0_6_node_80 | 0.4 | n |  | TRUE
78 | bus_LV_5072-11_0_6_node_78 | 0.4 | n |  | TRUE
79 | bus_LV_5072-11_0_6_node_72 | 0.4 | n |  | TRUE
80 | bus_LV_5072-11_0_6_node_76 | 0.4 | n |  | TRUE
81 | bus_LV_5072-11_0_6_node_77 | 0.4 | n |  | TRUE
82 | bus_LV_5072-11_0_6_node_79 | 0.4 | n |  | TRUE
83 | bus_LV_5072-11_0_6_node_143 | 0.4 | n |  | TRUE
84 | bus_LV_5072-11_0_6_node_144 | 0.4 | n |  | TRUE
85 | bus_LV_5072-11_0_6_node_142 | 0.4 | n |  | TRUE
86 | bus_LV_5072-11_0_6_node_81 | 0.4 | n |  | TRUE
87 | bus_LV_5072-11_0_6_node_82 | 0.4 | n |  | TRUE
88 | bus_LV_5072-11_0_6_node_83 | 0.4 | n |  | TRUE
89 | bus_LV_5072-11_0_6_node_84 | 0.4 | n |  | TRUE
90 | bus_LV_5072-11_0_6_node_85 | 0.4 | n |  | TRUE
91 | bus_LV_5072-11_0_6_node_86 | 0.4 | n |  | TRUE
92 | bus_LV_5072-11_0_6_node_87 | 0.4 | n |  | TRUE
93 | bus_LV_5072-11_0_6_node_89 | 0.4 | n |  | TRUE
94 | bus_LV_5072-11_0_6_node_90 | 0.4 | n |  | TRUE
95 | bus_LV_5072-11_0_6_node_88 | 0.4 | n |  | TRUE
96 | bus_LV_5072-11_0_6_node_92 | 0.4 | n |  | TRUE
97 | bus_LV_5072-11_0_6_node_93 | 0.4 | n |  | TRUE
98 | bus_LV_5072-11_0_6_node_91 | 0.4 | n |  | TRUE
99 | bus_LV_5072-11_0_6_node_94 | 0.4 | n |  | TRUE
100 | bus_LV_5072-11_0_6_node_95 | 0.4 | n |  | TRUE
101 | bus_LV_5072-11_0_6_node_96 | 0.4 | n |  | TRUE
102 | bus_LV_5072-11_0_6_node_97 | 0.4 | n |  | TRUE
103 | bus_LV_5072-11_0_6_node_98 | 0.4 | n |  | TRUE
104 | bus_LV_5072-11_0_6_node_99 | 0.4 | n |  | TRUE
105 | bus_LV_5072-11_0_6_node_100 | 0.4 | n |  | TRUE
106 | bus_LV_5072-11_0_6_node_101 | 0.4 | n |  | TRUE
107 | bus_LV_5072-11_0_6_node_102 | 0.4 | n |  | TRUE
108 | bus_LV_5072-11_0_6_node_103 | 0.4 | n |  | TRUE
109 | bus_LV_5072-11_0_6_node_104 | 0.4 | n |  | TRUE
110 | bus_LV_5072-11_0_6_node_105 | 0.4 | n |  | TRUE
111 | bus_LV_5072-11_0_6_node_106 | 0.4 | n |  | TRUE
112 | bus_LV_5072-11_0_6_node_108 | 0.4 | n |  | TRUE
113 | bus_LV_5072-11_0_6_node_107 | 0.4 | n |  | TRUE
114 | bus_LV_5072-11_0_6_node_109 | 0.4 | n |  | TRUE
115 | bus_LV_5072-11_0_6_node_110 | 0.4 | n |  | TRUE
116 | bus_LV_5072-11_0_6_node_118 | 0.4 | n |  | TRUE
117 | bus_LV_5072-11_0_6_node_126 | 0.4 | n |  | TRUE
118 | bus_LV_5072-11_0_6_node_119 | 0.4 | n |  | TRUE
119 | bus_LV_5072-11_0_6_node_117 | 0.4 | n |  | TRUE
120 | bus_LV_5072-11_0_6_node_127 | 0.4 | n |  | TRUE
121 | bus_LV_5072-11_0_6_node_111 | 0.4 | n |  | TRUE
122 | bus_LV_5072-11_0_6_node_112 | 0.4 | n |  | TRUE
123 | bus_LV_5072-11_0_6_node_113 | 0.4 | n |  | TRUE
124 | bus_LV_5072-11_0_6_node_114 | 0.4 | n |  | TRUE
125 | bus_LV_5072-11_0_6_node_115 | 0.4 | n |  | TRUE
126 | bus_LV_5072-11_0_6_node_116 | 0.4 | n |  | TRUE
127 | bus_LV_5072-11_0_6_node_120 | 0.4 | n |  | TRUE
128 | bus_LV_5072-11_0_6_node_121 | 0.4 | n |  | TRUE
129 | bus_LV_5072-11_0_6_node_122 | 0.4 | n |  | TRUE
130 | bus_LV_5072-11_0_6_node_123 | 0.4 | n |  | TRUE
131 | bus_LV_5072-11_0_6_node_124 | 0.4 | n |  | TRUE
132 | bus_LV_5072-11_0_6_node_125 | 0.4 | n |  | TRUE
133 | bus_LV_5072-11_0_6_node_137 | 0.4 | n |  | TRUE
134 | bus_LV_5072-11_0_6_node_145 | 0.4 | n |  | TRUE
135 | bus_LV_5072-11_0_6_node_146 | 0.4 | n |  | TRUE
136 | bus_LV_5072-11_0_6_node_138 | 0.4 | n |  | TRUE
137 | bus_LV_5072-11_0_6_node_147 | 0.4 | n |  | TRUE
138 | bus_LV_5072-11_0_6_node_128 | 0.4 | n |  | TRUE
139 | bus_LV_5072-11_0_6_node_129 | 0.4 | n |  | TRUE
140 | bus_LV_5072-11_0_6_node_136 | 0.4 | n |  | TRUE
141 | bus_LV_5072-11_0_6_node_134 | 0.4 | n |  | TRUE
142 | bus_LV_5072-11_0_6_node_130 | 0.4 | n |  | TRUE
143 | bus_LV_5072-11_0_6_node_131 | 0.4 | n |  | TRUE
144 | bus_LV_5072-11_0_6_node_132 | 0.4 | n |  | TRUE
145 | bus_LV_5072-11_0_6_node_133 | 0.4 | n |  | TRUE
146 | bus_LV_5072-11_0_6_node_135 | 0.4 | n |  | TRUE
147 | bus_LV_5072-11_0_6_node_139 | 0.4 | n |  | TRUE
148 | bus_LV_5072-11_0_6_node_140 | 0.4 | n |  | TRUE
149 | bus_LV_5072-11_0_6_node_149 | 0.4 | n |  | TRUE
150 | bus_LV_5072-11_0_6_node_151 | 0.4 | n |  | TRUE
151 | bus_LV_5072-11_0_6_node_141 | 0.4 | n |  | TRUE
152 | bus_LV_5072-11_0_6_node_148 | 0.4 | n |  | TRUE
153 | bus_LV_5072-11_0_6_node_153 | 0.4 | n |  | TRUE
154 | bus_LV_5072-11_0_6_node_154 | 0.4 | n |  | TRUE
155 | bus_LV_5072-11_0_6_node_155 | 0.4 | n |  | TRUE
156 | bus_MV_188_0_node_87 | 20 | n |  | TRUE

## load
| name | bus | p_mw | q_mvar | const_z_percent | const_i_percent | sn_mva | scaling | in_service | type
0 | LV_5072-11_0_6_load_0 | 0 | 0.00089184 | 0.00022352 | 0 | 0 |  | 1 | TRUE | wye
1 | LV_5072-11_0_6_load_1 | 1 | 0.00019751 | 4.9501e-05 | 0 | 0 |  | 1 | TRUE | wye
2 | LV_5072-11_0_6_load_2 | 3 | 0.00018495 | 4.6353e-05 | 0 | 0 |  | 1 | TRUE | wye
3 | LV_5072-11_0_6_load_7 | 4 | 0.00045857 | 0.00011493 | 0 | 0 |  | 1 | TRUE | wye
4 | LV_5072-11_0_6_load_6 | 6 | 0.00016101 | 4.0354e-05 | 0 | 0 |  | 1 | TRUE | wye
5 | LV_5072-11_0_6_load_9 | 7 | 0.00019275 | 4.8309e-05 | 0 | 0 |  | 1 | TRUE | wye
6 | LV_5072-11_0_6_load_5 | 8 | 0.0017079 | 0.00042803 | 0 | 0 |  | 1 | TRUE | wye
7 | LV_5072-11_0_6_load_22 | 10 | 0.00044394 | 0.00011126 | 0 | 0 |  | 1 | TRUE | wye
8 | LV_5072-11_0_6_load_10 | 11 | 0.00013858 | 3.4732e-05 | 0 | 0 |  | 1 | TRUE | wye
9 | LV_5072-11_0_6_load_11 | 12 | 0.00013071 | 3.2758e-05 | 0 | 0 |  | 1 | TRUE | wye
10 | LV_5072-11_0_6_load_12 | 13 | 0.00018163 | 4.552e-05 | 0 | 0 |  | 1 | TRUE | wye
11 | LV_5072-11_0_6_load_13 | 14 | 0.00013014 | 3.2617e-05 | 0 | 0 |  | 1 | TRUE | wye
12 | LV_5072-11_0_6_load_157 | 16 | 0.0015368 | 0.00038517 | 0 | 0 |  | 1 | TRUE | wye
13 | LV_5072-11_0_6_load_20 | 17 | 0.00085438 | 0.00021413 | 0 | 0 |  | 1 | TRUE | wye
14 | LV_5072-11_0_6_load_156 | 18 | 0.0010095 | 0.00025302 | 0 | 0 |  | 1 | TRUE | wye
15 | LV_5072-11_0_6_load_15 | 19 | 0.00020454 | 5.1262e-05 | 0 | 0 |  | 1 | TRUE | wye
16 | LV_5072-11_0_6_load_50 | 21 | 0.00041412 | 0.00010379 | 0 | 0 |  | 1 | TRUE | wye
17 | LV_5072-11_0_6_load_52 | 22 | 0.00020878 | 5.2326e-05 | 0 | 0 |  | 1 | TRUE | wye
18 | LV_5072-11_0_6_load_44 | 23 | 0.00020135 | 5.0464e-05 | 0 | 0 |  | 1 | TRUE | wye
19 | LV_5072-11_0_6_load_54 | 24 | 0.00017066 | 4.2772e-05 | 0 | 0 |  | 1 | TRUE | wye
20 | LV_5072-11_0_6_load_43 | 25 | 0.00033133 | 8.3039e-05 | 0 | 0 |  | 1 | TRUE | wye
21 | LV_5072-11_0_6_load_46 | 26 | 0.00019979 | 5.0073e-05 | 0 | 0 |  | 1 | TRUE | wye
22 | LV_5072-11_0_6_load_47 | 27 | 0.00019996 | 5.0114e-05 | 0 | 0 |  | 1 | TRUE | wye
23 | LV_5072-11_0_6_load_48 | 28 | 0.00019979 | 5.0073e-05 | 0 | 0 |  | 1 | TRUE | wye
24 | LV_5072-11_0_6_load_49 | 29 | 0.00019975 | 5.0063e-05 | 0 | 0 |  | 1 | TRUE | wye
25 | LV_5072-11_0_6_load_51 | 30 | 0.00019996 | 5.0114e-05 | 0 | 0 |  | 1 | TRUE | wye
26 | LV_5072-11_0_6_load_53 | 31 | 0.00019574 | 4.9058e-05 | 0 | 0 |  | 1 | TRUE | wye
27 | LV_5072-11_0_6_load_17 | 32 | 0.00064718 | 0.0001622 | 0 | 0 |  | 1 | TRUE | wye
28 | LV_5072-11_0_6_load_18 | 33 | 0.00045701 | 0.00011454 | 0 | 0 |  | 1 | TRUE | wye
29 | LV_5072-11_0_6_load_24 | 37 | 0.00058787 | 0.00014733 | 0 | 0 |  | 1 | TRUE | wye
30 | LV_5072-11_0_6_load_42 | 38 | 0.00055791 | 0.00013982 | 0 | 0 |  | 1 | TRUE | wye
31 | LV_5072-11_0_6_load_152 | 39 | 0.00075287 | 0.00018869 | 0 | 0 |  | 1 | TRUE | wye
32 | LV_5072-11_0_6_load_26 | 40 | 0.00089005 | 0.00022307 | 0 | 0 |  | 1 | TRUE | wye
33 | LV_5072-11_0_6_load_33 | 43 | 0.00091249 | 0.00022869 | 0 | 0 |  | 1 | TRUE | wye
34 | LV_5072-11_0_6_load_41 | 45 | 0.00083174 | 0.00020845 | 0 | 0 |  | 1 | TRUE | wye
35 | LV_5072-11_0_6_load_36 | 46 | 0.00063577 | 0.00015934 | 0 | 0 |  | 1 | TRUE | wye
36 | LV_5072-11_0_6_load_28 | 47 | 0.0004813 | 0.00012062 | 0 | 0 |  | 1 | TRUE | wye
37 | LV_5072-11_0_6_load_73 | 48 | 0.00038224 | 9.5799e-05 | 0 | 0 |  | 1 | TRUE | wye
38 | LV_5072-11_0_6_load_74 | 49 | 0.00038236 | 9.5829e-05 | 0 | 0 |  | 1 | TRUE | wye
39 | LV_5072-11_0_6_load_35 | 51 | 0.00081651 | 0.00020464 | 0 | 0 |  | 1 | TRUE | wye
40 | LV_5072-11_0_6_load_32 | 52 | 0.0001718 | 4.3058e-05 | 0 | 0 |  | 1 | TRUE | wye
41 | LV_5072-11_0_6_load_45 | 53 | 0.00017894 | 4.4845e-05 | 0 | 0 |  | 1 | TRUE | wye
42 | LV_5072-11_0_6_load_55 | 54 | 0.00017903 | 4.4869e-05 | 0 | 0 |  | 1 | TRUE | wye
43 | LV_5072-11_0_6_load_34 | 55 | 0.0011003 | 0.00027576 | 0 | 0 |  | 1 | TRUE | wye
44 | LV_5072-11_0_6_load_40 | 56 | 0.00074741 | 0.00018732 | 0 | 0 |  | 1 | TRUE | wye
45 | LV_5072-11_0_6_load_39 | 58 | 0.00061832 | 0.00015497 | 0 | 0 |  | 1 | TRUE | wye
46 | LV_5072-11_0_6_load_159 | 59 | 0.0038643 | 0.00096847 | 0 | 0 |  | 1 | TRUE | wye
47 | LV_5072-11_0_6_load_56 | 61 | 0.00017913 | 4.4895e-05 | 0 | 0 |  | 1 | TRUE | wye
48 | LV_5072-11_0_6_load_57 | 62 | 0.00017905 | 4.4874e-05 | 0 | 0 |  | 1 | TRUE | wye
49 | LV_5072-11_0_6_load_58 | 63 | 0.00017894 | 4.4846e-05 | 0 | 0 |  | 1 | TRUE | wye
50 | LV_5072-11_0_6_load_59 | 64 | 0.00017889 | 4.4835e-05 | 0 | 0 |  | 1 | TRUE | wye
51 | LV_5072-11_0_6_load_60 | 65 | 0.00017912 | 4.4892e-05 | 0 | 0 |  | 1 | TRUE | wye
52 | LV_5072-11_0_6_load_61 | 66 | 0.00017891 | 4.484e-05 | 0 | 0 |  | 1 | TRUE | wye
53 | LV_5072-11_0_6_load_68 | 69 | 0.00017903 | 4.487e-05 | 0 | 0 |  | 1 | TRUE | wye
54 | LV_5072-11_0_6_load_71 | 70 | 0.00012638 | 3.1674e-05 | 0 | 0 |  | 1 | TRUE | wye
55 | LV_5072-11_0_6_load_66 | 71 | 0.00024421 | 6.1204e-05 | 0 | 0 |  | 1 | TRUE | wye
56 | LV_5072-11_0_6_load_63 | 72 | 0.00017906 | 4.4878e-05 | 0 | 0 |  | 1 | TRUE | wye
57 | LV_5072-11_0_6_load_64 | 73 | 0.00017901 | 4.4865e-05 | 0 | 0 |  | 1 | TRUE | wye
58 | LV_5072-11_0_6_load_69 | 76 | 0.00043182 | 0.00010822 | 0 | 0 |  | 1 | TRUE | wye
59 | LV_5072-11_0_6_load_80 | 77 | 0.00066702 | 0.00016717 | 0 | 0 |  | 1 | TRUE | wye
60 | LV_5072-11_0_6_load_78 | 78 | 0.00039436 | 9.8837e-05 | 0 | 0 |  | 1 | TRUE | wye
61 | LV_5072-11_0_6_load_72 | 79 | 0.0001482 | 3.7142e-05 | 0 | 0 |  | 1 | TRUE | wye
62 | LV_5072-11_0_6_load_76 | 80 | 0.00038216 | 9.5779e-05 | 0 | 0 |  | 1 | TRUE | wye
63 | LV_5072-11_0_6_load_77 | 81 | 0.0014061 | 0.0003524 | 0 | 0 |  | 1 | TRUE | wye
64 | LV_5072-11_0_6_load_79 | 82 | 0.0011478 | 0.00028766 | 0 | 0 |  | 1 | TRUE | wye
65 | LV_5072-11_0_6_load_144 | 84 | 0.0010264 | 0.00025723 | 0 | 0 |  | 1 | TRUE | wye
66 | LV_5072-11_0_6_load_142 | 85 | 0.0018724 | 0.00046926 | 0 | 0 |  | 1 | TRUE | wye
67 | LV_5072-11_0_6_load_81 | 86 | 0.00018673 | 4.6799e-05 | 0 | 0 |  | 1 | TRUE | wye
68 | LV_5072-11_0_6_load_82 | 87 | 0.00018331 | 4.5942e-05 | 0 | 0 |  | 1 | TRUE | wye
69 | LV_5072-11_0_6_load_85 | 90 | 0.00034202 | 8.5719e-05 | 0 | 0 |  | 1 | TRUE | wye
70 | LV_5072-11_0_6_load_89 | 93 | 0.00016163 | 4.0509e-05 | 0 | 0 |  | 1 | TRUE | wye
71 | LV_5072-11_0_6_load_90 | 94 | 0.00012812 | 3.2109e-05 | 0 | 0 |  | 1 | TRUE | wye
72 | LV_5072-11_0_6_load_91 | 98 | 0.00025631 | 6.4237e-05 | 0 | 0 |  | 1 | TRUE | wye
73 | LV_5072-11_0_6_load_94 | 99 | 0.00014439 | 3.6188e-05 | 0 | 0 |  | 1 | TRUE | wye
74 | LV_5072-11_0_6_load_95 | 100 | 0.00014406 | 3.6104e-05 | 0 | 0 |  | 1 | TRUE | wye
75 | LV_5072-11_0_6_load_96 | 101 | 0.002026 | 0.00050777 | 0 | 0 |  | 1 | TRUE | wye
76 | LV_5072-11_0_6_load_98 | 103 | 0.00052988 | 0.0001328 | 0 | 0 |  | 1 | TRUE | wye
77 | LV_5072-11_0_6_load_99 | 104 | 0.00087765 | 0.00021996 | 0 | 0 |  | 1 | TRUE | wye
78 | LV_5072-11_0_6_load_100 | 105 | 0.0004481 | 0.0001123 | 0 | 0 |  | 1 | TRUE | wye
79 | LV_5072-11_0_6_load_101 | 106 | 0.0015527 | 0.00038915 | 0 | 0 |  | 1 | TRUE | wye
80 | LV_5072-11_0_6_load_102 | 107 | 0.0042459 | 0.0010641 | 0 | 0 |  | 1 | TRUE | wye
81 | LV_5072-11_0_6_load_103 | 108 | 0.0037041 | 0.00092835 | 0 | 0 |  | 1 | TRUE | wye
82 | LV_5072-11_0_6_load_104 | 109 | 0.0023413 | 0.00058679 | 0 | 0 |  | 1 | TRUE | wye
83 | LV_5072-11_0_6_load_105 | 110 | 0.0023097 | 0.00057886 | 0 | 0 |  | 1 | TRUE | wye
84 | LV_5072-11_0_6_load_106 | 111 | 0.0011322 | 0.00028374 | 0 | 0 |  | 1 | TRUE | wye
85 | LV_5072-11_0_6_load_109 | 114 | 0.0033923 | 0.0008502 | 0 | 0 |  | 1 | TRUE | wye
86 | LV_5072-11_0_6_load_110 | 115 | 0.00045983 | 0.00011524 | 0 | 0 |  | 1 | TRUE | wye
87 | LV_5072-11_0_6_load_126 | 117 | 0.00039297 | 9.8488e-05 | 0 | 0 |  | 1 | TRUE | wye
88 | LV_5072-11_0_6_load_119 | 118 | 0.0041856 | 0.001049 | 0 | 0 |  | 1 | TRUE | wye
89 | LV_5072-11_0_6_load_117 | 119 | 0.0055814 | 0.0013988 | 0 | 0 |  | 1 | TRUE | wye
90 | LV_5072-11_0_6_load_127 | 120 | 0.0031548 | 0.00079066 | 0 | 0 |  | 1 | TRUE | wye
91 | LV_5072-11_0_6_load_111 | 121 | 0.0024195 | 0.00060639 | 0 | 0 |  | 1 | TRUE | wye
92 | LV_5072-11_0_6_load_112 | 122 | 0.0018448 | 0.00046235 | 0 | 0 |  | 1 | TRUE | wye
93 | LV_5072-11_0_6_load_113 | 123 | 0.0021188 | 0.00053101 | 0 | 0 |  | 1 | TRUE | wye
94 | LV_5072-11_0_6_load_114 | 124 | 0.0024602 | 0.00061659 | 0 | 0 |  | 1 | TRUE | wye
95 | LV_5072-11_0_6_load_115 | 125 | 0.0022303 | 0.00055896 | 0 | 0 |  | 1 | TRUE | wye
96 | LV_5072-11_0_6_load_116 | 126 | 0.0020557 | 0.00051521 | 0 | 0 |  | 1 | TRUE | wye
97 | LV_5072-11_0_6_load_120 | 127 | 0.0011857 | 0.00029716 | 0 | 0 |  | 1 | TRUE | wye
98 | LV_5072-11_0_6_load_121 | 128 | 0.001185 | 0.000297 | 0 | 0 |  | 1 | TRUE | wye
99 | LV_5072-11_0_6_load_122 | 129 | 0.0014029 | 0.0003516 | 0 | 0 |  | 1 | TRUE | wye
100 | LV_5072-11_0_6_load_123 | 130 | 0.00091326 | 0.00022888 | 0 | 0 |  | 1 | TRUE | wye
101 | LV_5072-11_0_6_load_124 | 131 | 0.0022178 | 0.00055583 | 0 | 0 |  | 1 | TRUE | wye
102 | LV_5072-11_0_6_load_145 | 134 | 0.0010563 | 0.00026473 | 0 | 0 |  | 1 | TRUE | wye
103 | LV_5072-11_0_6_load_146 | 135 | 0.0015204 | 0.00038105 | 0 | 0 |  | 1 | TRUE | wye
104 | LV_5072-11_0_6_load_138 | 136 | 0.00091669 | 0.00022974 | 0 | 0 |  | 1 | TRUE | wye
105 | LV_5072-11_0_6_load_147 | 137 | 0.0015754 | 0.00039483 | 0 | 0 |  | 1 | TRUE | wye
106 | LV_5072-11_0_6_load_128 | 138 | 0.0008547 | 0.00021421 | 0 | 0 |  | 1 | TRUE | wye
107 | LV_5072-11_0_6_load_129 | 139 | 0.0011578 | 0.00029017 | 0 | 0 |  | 1 | TRUE | wye
108 | LV_5072-11_0_6_load_136 | 140 | 0.00075743 | 0.00018983 | 0 | 0 |  | 1 | TRUE | wye
109 | LV_5072-11_0_6_load_134 | 141 | 0.00097362 | 0.00024401 | 0 | 0 |  | 1 | TRUE | wye
110 | LV_5072-11_0_6_load_130 | 142 | 0.0013406 | 0.00033598 | 0 | 0 |  | 1 | TRUE | wye
111 | LV_5072-11_0_6_load_131 | 143 | 0.0014897 | 0.00037336 | 0 | 0 |  | 1 | TRUE | wye
112 | LV_5072-11_0_6_load_132 | 144 | 0.00080914 | 0.00020279 | 0 | 0 |  | 1 | TRUE | wye
113 | LV_5072-11_0_6_load_133 | 145 | 0.0016324 | 0.00040912 | 0 | 0 |  | 1 | TRUE | wye
114 | LV_5072-11_0_6_load_135 | 146 | 0.001991 | 0.000499 | 0 | 0 |  | 1 | TRUE | wye
115 | LV_5072-11_0_6_load_139 | 147 | 0.00063418 | 0.00015894 | 0 | 0 |  | 1 | TRUE | wye
116 | LV_5072-11_0_6_load_140 | 148 | 0.001098 | 0.00027517 | 0 | 0 |  | 1 | TRUE | wye
117 | LV_5072-11_0_6_load_149 | 149 | 0.0012516 | 0.00031367 | 0 | 0 |  | 1 | TRUE | wye
118 | LV_5072-11_0_6_load_151 | 150 | 0.0014091 | 0.00035316 | 0 | 0 |  | 1 | TRUE | wye
119 | LV_5072-11_0_6_load_141 | 151 | 0.00090341 | 0.00022641 | 0 | 0 |  | 1 | TRUE | wye
120 | LV_5072-11_0_6_load_148 | 152 | 0.0010638 | 0.00026661 | 0 | 0 |  | 1 | TRUE | wye
121 | LV_5072-11_0_6_load_153 | 153 | 0.0011256 | 0.00028209 | 0 | 0 |  | 1 | TRUE | wye
122 | LV_5072-11_0_6_load_154 | 154 | 0.00086303 | 0.00021629 | 0 | 0 |  | 1 | TRUE | wye
123 | LV_5072-11_0_6_load_155 | 155 | 0.0013553 | 0.00033968 | 0 | 0 |  | 1 | TRUE | wye

## ext_grid
| name | bus | vm_pu | va_degree | slack_weight | in_service
0 |  | 50 | 1 | 0 | 1 | TRUE

## line
| name | std_type | from_bus | to_bus | length_km | r_ohm_per_km | x_ohm_per_km | c_nf_per_km | g_us_per_km | max_i_ka | df | parallel | type | in_service
0 | LV_5072-11_0_6_line_0 | NAYY 4x150 SE | 0 | 1 | 0.003932 | 0.208 | 0.08 | 261 | 0 | 0.27 | 1 | 3 | cs | TRUE
1 | LV_5072-11_0_6_line_1 | NAYY 4x150 SE | 0 | 2 | 0.24479 | 0.208 | 0.08 | 261 | 0 | 0.27 | 1 | 2 | cs | TRUE
2 | LV_5072-11_0_6_line_2 | NAYY 4x150 SE | 1 | 3 | 0.0015463 | 0.208 | 0.08 | 261 | 0 | 0.27 | 1 | 3 | cs | TRUE
3 | LV_5072-11_0_6_line_3 | NAYY 4x150 SE | 2 | 4 | 0.012457 | 0.208 | 0.08 | 261 | 0 | 0.27 | 1 | 1 | cs | TRUE
4 | LV_5072-11_0_6_line_4 | NAYY 4x150 SE | 2 | 5 | 0.10743 | 0.208 | 0.08 | 261 | 0 | 0.27 | 1 | 1 | cs | TRUE
5 | LV_5072-11_0_6_line_5 | NAYY 4x150 SE | 3 | 6 | 0.0084082 | 0.208 | 0.08 | 261 | 0 | 0.27 | 1 | 3 | cs | TRUE
6 | LV_5072-11_0_6_line_6 | NAYY 4x150 SE | 4 | 10 | 0.0047815 | 0.208 | 0.08 | 261 | 0 | 0.27 | 1 | 1 | cs | TRUE
7 | LV_5072-11_0_6_line_7 | NAYY 4x150 SE | 5 | 8 | 0.15143 | 0.208 | 0.08 | 261 | 0 | 0.27 | 1 | 1 | cs | TRUE
8 | LV_5072-11_0_6_line_8 | NAYY 4x150 SE | 6 | 7 | 3.8624e-05 | 0.208 | 0.08 | 261 | 0 | 0.27 | 1 | 3 | cs | TRUE
9 | LV_5072-11_0_6_line_9 | NAYY 4x150 SE | 7 | 11 | 0.010898 | 0.208 | 0.08 | 261 | 0 | 0.27 | 1 | 3 | cs | TRUE
10 | LV_5072-11_0_6_line_10 | NAYY 4x150 SE | 8 | 9 | 0.071431 | 0.208 | 0.08 | 261 | 0 | 0.27 | 1 | 1 | cs | TRUE
11 | LV_5072-11_0_6_line_11 | NAYY 4x150 SE | 9 | 16 | 0.094358 | 0.208 | 0.08 | 261 | 0 | 0.27 | 1 | 1 | cs | TRUE
12 | LV_5072-11_0_6_line_12 | NAYY 4x150 SE | 10 | 17 | 0.0037994 | 0.208 | 0.08 | 261 | 0 | 0.27 | 1 | 1 | cs | TRUE
13 | LV_5072-11_0_6_line_13 | NAYY 4x150 SE | 11 | 12 | 0.00022165 | 0.208 | 0.08 | 261 | 0 | 0.27 | 1 | 3 | cs | TRUE
14 | LV_5072-11_0_6_line_14 | NAYY 4x150 SE | 12 | 13 | 0.0083596 | 0.208 | 0.08 | 261 | 0 | 0.27 | 1 | 3 | cs | TRUE
15 | LV_5072-11_0_6_line_15 | NAYY 4x150 SE | 13 | 14 | 0.0020062 | 0.208 | 0.08 | 261 | 0 | 0.27 | 1 | 3 | cs | TRUE
16 | LV_5072-11_0_6_line_16 | NAYY 4x150 SE | 14 | 15 | 0.48772 | 0.208 | 0.08 | 261 | 0 | 0.27 | 1 | 3 | cs | TRUE
17 | LV_5072-11_0_6_line_17 | NAYY 4x150 SE | 15 | 19 | 0.060591 | 0.208 | 0.08 | 261 | 0 | 0.27 | 1 | 1 | cs | TRUE
18 | LV_5072-11_0_6_line_18 | NAYY 4x150 SE | 15 | 20 | 0.090578 | 0.208 | 0.08 | 261 | 0 | 0.27 | 1 | 3 | cs | TRUE
19 | LV_5072-11_0_6_line_19 | NAYY 4x150 SE | 16 | 18 | 0.015144 | 0.208 | 0.08 | 261 | 0 | 0.27 | 1 | 1 | cs | TRUE
20 | LV_5072-11_0_6_line_20 | NAYY 4x150 SE | 17 | 33 | 0.0087503 | 0.208 | 0.08 | 261 | 0 | 0.27 | 1 | 1 | cs | TRUE
21 | LV_5072-11_0_6_line_21 | NAYY 4x150 SE | 18 | 155 | 0.0096744 | 0.208 | 0.08 | 261 | 0 | 0.27 | 1 | 1 | cs | TRUE
22 | LV_5072-11_0_6_line_22 | NAYY 4x150 SE | 19 | 21 | 0.010047 | 0.208 | 0.08 | 261 | 0 | 0.27 | 1 | 1 | cs | TRUE
23 | LV_5072-11_0_6_line_23 | NAYY 4x150 SE | 20 | 22 | 0.012966 | 0.208 | 0.08 | 261 | 0 | 0.27 | 1 | 3 | cs | TRUE
24 | LV_5072-11_0_6_line_24 | NAYY 4x150 SE | 21 | 29 | 0.0050955 | 0.208 | 0.08 | 261 | 0 | 0.27 | 1 | 1 | cs | TRUE
25 | LV_5072-11_0_6_line_25 | NAYY 4x150 SE | 22 | 30 | 0.04243 | 0.208 | 0.08 | 261 | 0 | 0.27 | 1 | 3 | cs | TRUE
26 | LV_5072-11_0_6_line_26 | NAYY 4x150 SE | 23 | 24 | 0.011588 | 0.208 | 0.08 | 261 | 0 | 0.27 | 1 | 3 | cs | TRUE
27 | LV_5072-11_0_6_line_27 | NAYY 4x150 SE | 23 | 25 | 0.16455 | 0.208 | 0.08 | 261 | 0 | 0.27 | 1 | 3 | cs | TRUE
28 | LV_5072-11_0_6_line_28 | NAYY 4x150 SE | 24 | 31 | 0.0011907 | 0.208 | 0.08 | 261 | 0 | 0.27 | 1 | 3 | cs | TRUE
29 | LV_5072-11_0_6_line_29 | NAYY 4x150 SE | 25 | 52 | 0.44323 | 0.208 | 0.08 | 261 | 0 | 0.27 | 1 | 3 | cs | TRUE
30 | LV_5072-11_0_6_line_30 | NAYY 4x150 SE | 26 | 27 | 0.018088 | 0.208 | 0.08 | 261 | 0 | 0.27 | 1 | 1 | cs | TRUE
31 | LV_5072-11_0_6_line_31 | NAYY 4x150 SE | 27 | 28 | 0.01171 | 0.208 | 0.08 | 261 | 0 | 0.27 | 1 | 1 | cs | TRUE
32 | LV_5072-11_0_6_line_32 | NAYY 4x150 SE | 28 | 29 | 0.020394 | 0.208 | 0.08 | 261 | 0 | 0.27 | 1 | 1 | cs | TRUE
33 | LV_5072-11_0_6_line_33 | NAYY 4x150 SE | 30 | 31 | 0.028216 | 0.208 | 0.08 | 261 | 0 | 0.27 | 1 | 3 | cs | TRUE
34 | LV_5072-11_0_6_line_34 | NAYY 4x150 SE | 32 | 33 | 0.15342 | 0.208 | 0.08 | 261 | 0 | 0.27 | 1 | 1 | cs | TRUE
35 | LV_5072-11_0_6_line_35 | NAYY 4x150 SE | 32 | 34 | 0.093213 | 0.208 | 0.08 | 261 | 0 | 0.27 | 1 | 1 | cs | TRUE
36 | LV_5072-11_0_6_line_36 | NAYY 4x150 SE | 34 | 35 | 0.014603 | 0.208 | 0.08 | 261 | 0 | 0.27 | 1 | 1 | cs | TRUE
37 | LV_5072-11_0_6_line_37 | NAYY 4x150 SE | 35 | 36 | 0.065358 | 0.208 | 0.08 | 261 | 0 | 0.27 | 1 | 1 | cs | TRUE
38 | LV_5072-11_0_6_line_38 | NAYY 4x150 SE | 35 | 37 | 0.16191 | 0.208 | 0.08 | 261 | 0 | 0.27 | 1 | 1 | cs | TRUE
39 | LV_5072-11_0_6_line_39 | NAYY 4x150 SE | 36 | 38 | 0.21197 | 0.208 | 0.08 | 261 | 0 | 0.27 | 1 | 1 | cs | TRUE
40 | LV_5072-11_0_6_line_40 | NAYY 4x150 SE | 38 | 39 | 0.012137 | 0.208 | 0.08 | 261 | 0 | 0.27 | 1 | 1 | cs | TRUE
41 | LV_5072-11_0_6_line_41 | NAYY 4x150 SE | 40 | 41 | 0.10595 | 0.208 | 0.08 | 261 | 0 | 0.27 | 1 | 1 | cs | TRUE
42 | LV_5072-11_0_6_line_42 | NAYY 4x150 SE | 41 | 42 | 0.062703 | 0.208 | 0.08 | 261 | 0 | 0.27 | 1 | 1 | cs | TRUE
43 | LV_5072-11_0_6_line_43 | NAYY 4x150 SE | 42 | 43 | 0.020711 | 0.208 | 0.08 | 261 | 0 | 0.27 | 1 | 1 | cs | TRUE
44 | LV_5072-11_0_6_line_44 | NAYY 4x150 SE | 43 | 45 | 0.0074384 | 0.208 | 0.08 | 261 | 0 | 0.27 | 1 | 1 | cs | TRUE
45 | LV_5072-11_0_6_line_45 | NAYY 4x150 SE | 44 | 45 | 0.027305 | 0.208 | 0.08 | 261 | 0 | 0.27 | 1 | 1 | cs | TRUE
46 | LV_5072-11_0_6_line_46 | NAYY 4x150 SE | 44 | 46 | 0.023494 | 0.208 | 0.08 | 261 | 0 | 0.27 | 1 | 1 | cs | TRUE
47 | LV_5072-11_0_6_line_47 | NAYY 4x150 SE | 46 | 51 | 0.0014452 | 0.208 | 0.08 | 261 | 0 | 0.27 | 1 | 1 | cs | TRUE
48 | LV_5072-11_0_6_line_48 | NAYY 4x150 SE | 47 | 48 | 0.19477 | 0.208 | 0.08 | 261 | 0 | 0.27 | 1 | 1 | cs | TRUE
49 | LV_5072-11_0_6_line_49 | NAYY 4x150 SE | 48 | 49 | 0.0090671 | 0.208 | 0.08 | 261 | 0 | 0.27 | 1 | 3 | cs | TRUE
50 | LV_5072-11_0_6_line_50 | NAYY 4x150 SE | 48 | 50 | 0.23729 | 0.208 | 0.08 | 261 | 0 | 0.27 | 1 | 3 | cs | TRUE
51 | LV_5072-11_0_6_line_51 | NAYY 4x150 SE | 49 | 80 | 0.0093265 | 0.208 | 0.08 | 261 | 0 | 0.27 | 1 | 3 | cs | TRUE
52 | LV_5072-11_0_6_line_52 | NAYY 4x150 SE | 50 | 81 | 0.12846 | 0.208 | 0.08 | 261 | 0 | 0.27 | 1 | 3 | cs | TRUE
53 | LV_5072-11_0_6_line_53 | NAYY 4x150 SE | 51 | 55 | 0.00524 | 0.208 | 0.08 | 261 | 0 | 0.27 | 1 | 1 | cs | TRUE
54 | LV_5072-11_0_6_line_54 | NAYY 4x150 SE | 52 | 53 | 0.011117 | 0.208 | 0.08 | 261 | 0 | 0.27 | 1 | 3 | cs | TRUE
55 | LV_5072-11_0_6_line_55 | NAYY 4x150 SE | 53 | 54 | 0.0099081 | 0.208 | 0.08 | 261 | 0 | 0.27 | 1 | 3 | cs | TRUE
56 | LV_5072-11_0_6_line_56 | NAYY 4x150 SE | 54 | 61 | 0.0025523 | 0.208 | 0.08 | 261 | 0 | 0.27 | 1 | 3 | cs | TRUE
57 | LV_5072-11_0_6_line_57 | NAYY 4x150 SE | 55 | 56 | 0.19315 | 0.208 | 0.08 | 261 | 0 | 0.27 | 1 | 1 | cs | TRUE
58 | LV_5072-11_0_6_line_58 | NAYY 4x150 SE | 56 | 57 | 0.083992 | 0.208 | 0.08 | 261 | 0 | 0.27 | 1 | 1 | cs | TRUE
59 | LV_5072-11_0_6_line_59 | NAYY 4x150 SE | 57 | 58 | 0.054745 | 0.208 | 0.08 | 261 | 0 | 0.27 | 1 | 1 | cs | TRUE
60 | LV_5072-11_0_6_line_60 | NAYY 4x150 SE | 58 | 59 | 0.14734 | 0.208 | 0.08 | 261 | 0 | 0.27 | 1 | 1 | cs | TRUE
61 | LV_5072-11_0_6_line_61 | NAYY 4x150 SE | 59 | 60 | 0.22385 | 0.208 | 0.08 | 261 | 0 | 0.27 | 1 | 1 | cs | TRUE
62 | LV_5072-11_0_6_line_62 | NAYY 4x150 SE | 60 | 149 | 0.033638 | 0.208 | 0.08 | 261 | 0 | 0.27 | 1 | 1 | cs | TRUE
63 | LV_5072-11_0_6_line_63 | NAYY 4x150 SE | 61 | 62 | 0.0080813 | 0.208 | 0.08 | 261 | 0 | 0.27 | 1 | 3 | cs | TRUE
64 | LV_5072-11_0_6_line_64 | NAYY 4x150 SE | 62 | 63 | 0.0041967 | 0.208 | 0.08 | 261 | 0 | 0.27 | 1 | 3 | cs | TRUE
65 | LV_5072-11_0_6_line_65 | NAYY 4x150 SE | 63 | 64 | 0.0086271 | 0.208 | 0.08 | 261 | 0 | 0.27 | 1 | 3 | cs | TRUE
66 | LV_5072-11_0_6_line_66 | NAYY 4x150 SE | 64 | 65 | 0.0086473 | 0.208 | 0.08 | 261 | 0 | 0.27 | 1 | 3 | cs | TRUE
67 | LV_5072-11_0_6_line_67 | NAYY 4x150 SE | 65 | 66 | 0.045243 | 0.208 | 0.08 | 261 | 0 | 0.27 | 1 | 3 | cs | TRUE
68 | LV_5072-11_0_6_line_68 | NAYY 4x150 SE | 66 | 67 | 0.00053683 | 0.208 | 0.08 | 261 | 0 | 0.27 | 1 | 3 | cs | TRUE
69 | LV_5072-11_0_6_line_69 | NAYY 4x150 SE | 67 | 68 | 0.024969 | 0.208 | 0.08 | 261 | 0 | 0.27 | 1 | 1 | cs | TRUE
70 | LV_5072-11_0_6_line_70 | NAYY 4x150 SE | 67 | 69 | 0.004473 | 0.208 | 0.08 | 261 | 0 | 0.27 | 1 | 3 | cs | TRUE
71 | LV_5072-11_0_6_line_71 | NAYY 4x150 SE | 68 | 70 | 0.068502 | 0.208 | 0.08 | 261 | 0 | 0.27 | 1 | 1 | cs | TRUE
72 | LV_5072-11_0_6_line_72 | NAYY 4x150 SE | 69 | 71 | 0.015569 | 0.208 | 0.08 | 261 | 0 | 0.27 | 1 | 3 | cs | TRUE
73 | LV_5072-11_0_6_line_73 | NAYY 4x150 SE | 70 | 79 | 0.36434 | 0.208 | 0.08 | 261 | 0 | 0.27 | 1 | 1 | cs | TRUE
74 | LV_5072-11_0_6_line_74 | NAYY 4x150 SE | 71 | 73 | 0.041926 | 0.208 | 0.08 | 261 | 0 | 0.27 | 1 | 3 | cs | TRUE
75 | LV_5072-11_0_6_line_75 | NAYY 4x150 SE | 72 | 73 | 0.023923 | 0.208 | 0.08 | 261 | 0 | 0.27 | 1 | 3 | cs | TRUE
76 | LV_5072-11_0_6_line_76 | NAYY 4x150 SE | 72 | 74 | 0.076871 | 0.208 | 0.08 | 261 | 0 | 0.27 | 1 | 3 | cs | TRUE
77 | LV_5072-11_0_6_line_77 | NAYY 4x150 SE | 74 | 75 | 0.16657 | 0.208 | 0.08 | 261 | 0 | 0.27 | 1 | 3 | cs | TRUE
78 | LV_5072-11_0_6_line_78 | NAYY 4x150 SE | 75 | 76 | 0.12423 | 0.208 | 0.08 | 261 | 0 | 0.27 | 1 | 3 | cs | TRUE
79 | LV_5072-11_0_6_line_79 | NAYY 4x150 SE | 76 | 77 | 0.012309 | 0.208 | 0.08 | 261 | 0 | 0.27 | 1 | 3 | cs | TRUE
80 | LV_5072-11_0_6_line_80 | NAYY 4x150 SE | 77 | 78 | 0.039148 | 0.208 | 0.08 | 261 | 0 | 0.27 | 1 | 3 | cs | TRUE
81 | LV_5072-11_0_6_line_81 | NAYY 4x150 SE | 78 | 80 | 0.013861 | 0.208 | 0.08 | 261 | 0 | 0.27 | 1 | 3 | cs | TRUE
82 | LV_5072-11_0_6_line_82 | NAYY 4x150 SE | 81 | 82 | 0.066955 | 0.208 | 0.08 | 261 | 0 | 0.27 | 1 | 3 | cs | TRUE
83 | LV_5072-11_0_6_line_83 | NAYY 4x150 SE | 82 | 83 | 0.051891 | 0.208 | 0.08 | 261 | 0 | 0.27 | 1 | 3 | cs | TRUE
84 | LV_5072-11_0_6_line_84 | NAYY 4x150 SE | 83 | 84 | 0.021956 | 0.208 | 0.08 | 261 | 0 | 0.27 | 1 | 1 | cs | TRUE
85 | LV_5072-11_0_6_line_85 | NAYY 4x150 SE | 83 | 85 | 0.033574 | 0.208 | 0.08 | 261 | 0 | 0.27 | 1 | 3 | cs | TRUE
86 | LV_5072-11_0_6_line_86 | NAYY 4x150 SE | 84 | 152 | 0.064201 | 0.208 | 0.08 | 261 | 0 | 0.27 | 1 | 1 | cs | TRUE
87 | LV_5072-11_0_6_line_87 | NAYY 4x150 SE | 85 | 151 | 0.0089512 | 0.208 | 0.08 | 261 | 0 | 0.27 | 1 | 3 | cs | TRUE
88 | LV_5072-11_0_6_line_88 | NAYY 4x150 SE | 86 | 87 | 0.0057219 | 0.208 | 0.08 | 261 | 0 | 0.27 | 1 | 1 | cs | TRUE
89 | LV_5072-11_0_6_line_89 | NAYY 4x150 SE | 86 | 88 | 0.17041 | 0.208 | 0.08 | 261 | 0 | 0.27 | 1 | 1 | cs | TRUE
90 | LV_5072-11_0_6_line_90 | NAYY 4x150 SE | 87 | 89 | 0.030424 | 0.208 | 0.08 | 261 | 0 | 0.27 | 1 | 1 | cs | TRUE
91 | LV_5072-11_0_6_line_91 | NAYY 4x150 SE | 88 | 90 | 0.038487 | 0.208 | 0.08 | 261 | 0 | 0.27 | 1 | 1 | cs | TRUE
92 | LV_5072-11_0_6_line_92 | NAYY 4x150 SE | 88 | 91 | 0.014045 | 0.208 | 0.08 | 261 | 0 | 0.27 | 1 | 1 | cs | TRUE
93 | LV_5072-11_0_6_line_93 | NAYY 4x150 SE | 89 | 92 | 0.09611 | 0.208 | 0.08 | 261 | 0 | 0.27 | 1 | 1 | cs | TRUE
94 | LV_5072-11_0_6_line_94 | NAYY 4x150 SE | 91 | 93 | 0.059984 | 0.208 | 0.08 | 261 | 0 | 0.27 | 1 | 1 | cs | TRUE
95 | LV_5072-11_0_6_line_95 | NAYY 4x150 SE | 92 | 94 | 0.066649 | 0.208 | 0.08 | 261 | 0 | 0.27 | 1 | 1 | cs | TRUE
96 | LV_5072-11_0_6_line_96 | NAYY 4x150 SE | 93 | 95 | 0.045382 | 0.208 | 0.08 | 261 | 0 | 0.27 | 1 | 1 | cs | TRUE
97 | LV_5072-11_0_6_line_97 | NAYY 4x150 SE | 94 | 97 | 0.051471 | 0.208 | 0.08 | 261 | 0 | 0.27 | 1 | 1 | cs | TRUE
98 | LV_5072-11_0_6_line_98 | NAYY 4x150 SE | 95 | 96 | 0.02761 | 0.208 | 0.08 | 261 | 0 | 0.27 | 1 | 1 | cs | TRUE
99 | LV_5072-11_0_6_line_99 | NAYY 4x150 SE | 96 | 98 | 0.11743 | 0.208 | 0.08 | 261 | 0 | 0.27 | 1 | 1 | cs | TRUE
100 | LV_5072-11_0_6_line_100 | NAYY 4x150 SE | 97 | 99 | 0.0028073 | 0.208 | 0.08 | 261 | 0 | 0.27 | 1 | 1 | cs | TRUE
101 | LV_5072-11_0_6_line_101 | NAYY 4x150 SE | 97 | 100 | 0.027842 | 0.208 | 0.08 | 261 | 0 | 0.27 | 1 | 1 | cs | TRUE
102 | LV_5072-11_0_6_line_102 | NAYY 4x150 SE | 99 | 101 | 0.17905 | 0.208 | 0.08 | 261 | 0 | 0.27 | 1 | 1 | cs | TRUE
103 | LV_5072-11_0_6_line_103 | NAYY 4x150 SE | 101 | 102 | 0.011738 | 0.208 | 0.08 | 261 | 0 | 0.27 | 1 | 1 | cs | TRUE
104 | LV_5072-11_0_6_line_104 | NAYY 4x150 SE | 102 | 103 | 0.024525 | 0.208 | 0.08 | 261 | 0 | 0.27 | 1 | 1 | cs | TRUE
105 | LV_5072-11_0_6_line_105 | NAYY 4x150 SE | 102 | 104 | 0.095685 | 0.208 | 0.08 | 261 | 0 | 0.27 | 1 | 1 | cs | TRUE
106 | LV_5072-11_0_6_line_106 | NAYY 4x150 SE | 103 | 105 | 0.0050249 | 0.208 | 0.08 | 261 | 0 | 0.27 | 1 | 1 | cs | TRUE
107 | LV_5072-11_0_6_line_107 | NAYY 4x150 SE | 105 | 106 | 0.20038 | 0.208 | 0.08 | 261 | 0 | 0.27 | 1 | 1 | cs | TRUE
108 | LV_5072-11_0_6_line_108 | NAYY 4x150 SE | 106 | 107 | 0.009956 | 0.208 | 0.08 | 261 | 0 | 0.27 | 1 | 1 | cs | TRUE
109 | LV_5072-11_0_6_line_109 | NAYY 4x150 SE | 107 | 108 | 0.025096 | 0.208 | 0.08 | 261 | 0 | 0.27 | 1 | 1 | cs | TRUE
110 | LV_5072-11_0_6_line_110 | NAYY 4x150 SE | 108 | 109 | 0.0074768 | 0.208 | 0.08 | 261 | 0 | 0.27 | 1 | 1 | cs | TRUE
111 | LV_5072-11_0_6_line_111 | NAYY 4x150 SE | 109 | 110 | 0.01003 | 0.208 | 0.08 | 261 | 0 | 0.27 | 1 | 1 | cs | TRUE
112 | LV_5072-11_0_6_line_112 | NAYY 4x150 SE | 110 | 111 | 0.027375 | 0.208 | 0.08 | 261 | 0 | 0.27 | 1 | 1 | cs | TRUE
113 | LV_5072-11_0_6_line_113 | NAYY 4x150 SE | 111 | 112 | 0.00714 | 0.208 | 0.08 | 261 | 0 | 0.27 | 1 | 1 | cs | TRUE
114 | LV_5072-11_0_6_line_114 | NAYY 4x150 SE | 112 | 115 | 0.0059694 | 0.208 | 0.08 | 261 | 0 | 0.27 | 1 | 3 | cs | TRUE
115 | LV_5072-11_0_6_line_115 | NAYY 4x150 SE | 112 | 113 | 0.003449 | 0.208 | 0.08 | 261 | 0 | 0.27 | 1 | 3 | cs | TRUE
116 | LV_5072-11_0_6_line_116 | NAYY 4x150 SE | 113 | 114 | 0.014708 | 0.208 | 0.08 | 261 | 0 | 0.27 | 1 | 2 | cs | TRUE
117 | LV_5072-11_0_6_line_117 | NAYY 4x150 SE | 114 | 116 | 0.0079935 | 0.208 | 0.08 | 261 | 0 | 0.27 | 1 | 1 | cs | TRUE
118 | LV_5072-11_0_6_line_118 | NAYY 4x150 SE | 115 | 117 | 0.0019148 | 0.208 | 0.08 | 261 | 0 | 0.27 | 1 | 3 | cs | TRUE
119 | LV_5072-11_0_6_line_119 | NAYY 4x150 SE | 116 | 118 | 0.010088 | 0.208 | 0.08 | 261 | 0 | 0.27 | 1 | 1 | cs | TRUE
120 | LV_5072-11_0_6_line_120 | NAYY 4x150 SE | 116 | 119 | 0.0093387 | 0.208 | 0.08 | 261 | 0 | 0.27 | 1 | 1 | cs | TRUE
121 | LV_5072-11_0_6_line_121 | NAYY 4x150 SE | 117 | 120 | 0.0017196 | 0.208 | 0.08 | 261 | 0 | 0.27 | 1 | 3 | cs | TRUE
122 | LV_5072-11_0_6_line_122 | NAYY 4x150 SE | 118 | 127 | 0.0037361 | 0.208 | 0.08 | 261 | 0 | 0.27 | 1 | 1 | cs | TRUE
123 | LV_5072-11_0_6_line_123 | NAYY 4x150 SE | 119 | 126 | 0.0055978 | 0.208 | 0.08 | 261 | 0 | 0.27 | 1 | 1 | cs | TRUE
124 | LV_5072-11_0_6_line_124 | NAYY 4x150 SE | 120 | 138 | 0.0059509 | 0.208 | 0.08 | 261 | 0 | 0.27 | 1 | 3 | cs | TRUE
125 | LV_5072-11_0_6_line_125 | NAYY 4x150 SE | 121 | 122 | 0.005257 | 0.208 | 0.08 | 261 | 0 | 0.27 | 1 | 1 | cs | TRUE
126 | LV_5072-11_0_6_line_126 | NAYY 4x150 SE | 121 | 123 | 0.00030018 | 0.208 | 0.08 | 261 | 0 | 0.27 | 1 | 1 | cs | TRUE
127 | LV_5072-11_0_6_line_127 | NAYY 4x150 SE | 122 | 124 | 0.0092673 | 0.208 | 0.08 | 261 | 0 | 0.27 | 1 | 1 | cs | TRUE
128 | LV_5072-11_0_6_line_128 | NAYY 4x150 SE | 124 | 125 | 0.0011958 | 0.208 | 0.08 | 261 | 0 | 0.27 | 1 | 1 | cs | TRUE
129 | LV_5072-11_0_6_line_129 | NAYY 4x150 SE | 125 | 126 | 0.00017991 | 0.208 | 0.08 | 261 | 0 | 0.27 | 1 | 1 | cs | TRUE
130 | LV_5072-11_0_6_line_130 | NAYY 4x150 SE | 127 | 128 | 0.012402 | 0.208 | 0.08 | 261 | 0 | 0.27 | 1 | 1 | cs | TRUE
131 | LV_5072-11_0_6_line_131 | NAYY 4x150 SE | 128 | 129 | 0.00052401 | 0.208 | 0.08 | 261 | 0 | 0.27 | 1 | 1 | cs | TRUE
132 | LV_5072-11_0_6_line_132 | NAYY 4x150 SE | 129 | 130 | 0.010271 | 0.208 | 0.08 | 261 | 0 | 0.27 | 1 | 1 | cs | TRUE
133 | LV_5072-11_0_6_line_133 | NAYY 4x150 SE | 130 | 131 | 0.015672 | 0.208 | 0.08 | 261 | 0 | 0.27 | 1 | 1 | cs | TRUE
134 | LV_5072-11_0_6_line_134 | NAYY 4x150 SE | 131 | 132 | 0.022649 | 0.208 | 0.08 | 261 | 0 | 0.27 | 1 | 1 | cs | TRUE
135 | LV_5072-11_0_6_line_135 | NAYY 4x150 SE | 132 | 133 | 0.050714 | 0.208 | 0.08 | 261 | 0 | 0.27 | 1 | 1 | cs | TRUE
136 | LV_5072-11_0_6_line_136 | NAYY 4x150 SE | 133 | 134 | 0.02196 | 0.208 | 0.08 | 261 | 0 | 0.27 | 1 | 1 | cs | TRUE
137 | LV_5072-11_0_6_line_137 | NAYY 4x150 SE | 133 | 135 | 0.0046231 | 0.208 | 0.08 | 261 | 0 | 0.27 | 1 | 1 | cs | TRUE
138 | LV_5072-11_0_6_line_138 | NAYY 4x150 SE | 134 | 149 | 0.041326 | 0.208 | 0.08 | 261 | 0 | 0.27 | 1 | 1 | cs | TRUE
139 | LV_5072-11_0_6_line_139 | NAYY 4x150 SE | 136 | 137 | 0.0069976 | 0.208 | 0.08 | 261 | 0 | 0.27 | 1 | 1 | cs | TRUE
140 | LV_5072-11_0_6_line_140 | NAYY 4x150 SE | 137 | 150 | 0.02758 | 0.208 | 0.08 | 261 | 0 | 0.27 | 1 | 1 | cs | TRUE
141 | LV_5072-11_0_6_line_141 | NAYY 4x150 SE | 138 | 139 | 0.0053702 | 0.208 | 0.08 | 261 | 0 | 0.27 | 1 | 3 | cs | TRUE
142 | LV_5072-11_0_6_line_142 | NAYY 4x150 SE | 139 | 140 | 0.0072839 | 0.208 | 0.08 | 261 | 0 | 0.27 | 1 | 3 | cs | TRUE
143 | LV_5072-11_0_6_line_143 | NAYY 4x150 SE | 140 | 141 | 0.005053 | 0.208 | 0.08 | 261 | 0 | 0.27 | 1 | 3 | cs | TRUE
144 | LV_5072-11_0_6_line_144 | NAYY 4x150 SE | 141 | 144 | 0.0090362 | 0.208 | 0.08 | 261 | 0 | 0.27 | 1 | 3 | cs | TRUE
145 | LV_5072-11_0_6_line_145 | NAYY 4x150 SE | 142 | 143 | 0.0055211 | 0.208 | 0.08 | 261 | 0 | 0.27 | 1 | 3 | cs | TRUE
146 | LV_5072-11_0_6_line_146 | NAYY 4x150 SE | 142 | 144 | 0.0019775 | 0.208 | 0.08 | 261 | 0 | 0.27 | 1 | 3 | cs | TRUE
147 | LV_5072-11_0_6_line_147 | NAYY 4x150 SE | 143 | 145 | 0.0017922 | 0.208 | 0.08 | 261 | 0 | 0.27 | 1 | 3 | cs | TRUE
148 | LV_5072-11_0_6_line_148 | NAYY 4x150 SE | 145 | 146 | 0.010449 | 0.208 | 0.08 | 261 | 0 | 0.27 | 1 | 3 | cs | TRUE
149 | LV_5072-11_0_6_line_149 | NAYY 4x150 SE | 146 | 147 | 0.0028894 | 0.208 | 0.08 | 261 | 0 | 0.27 | 1 | 3 | cs | TRUE
150 | LV_5072-11_0_6_line_150 | NAYY 4x150 SE | 147 | 148 | 0.011199 | 0.208 | 0.08 | 261 | 0 | 0.27 | 1 | 3 | cs | TRUE
151 | LV_5072-11_0_6_line_151 | NAYY 4x150 SE | 148 | 151 | 0.00047022 | 0.208 | 0.08 | 261 | 0 | 0.27 | 1 | 3 | cs | TRUE
152 | LV_5072-11_0_6_line_152 | NAYY 4x150 SE | 150 | 152 | 0.065865 | 0.208 | 0.08 | 261 | 0 | 0.27 | 1 | 1 | cs | TRUE
153 | LV_5072-11_0_6_line_153 | NAYY 4x150 SE | 153 | 154 | 0.017621 | 0.208 | 0.08 | 261 | 0 | 0.27 | 1 | 1 | cs | TRUE
154 | LV_5072-11_0_6_line_154 | NAYY 4x150 SE | 154 | 155 | 0.019068 | 0.208 | 0.08 | 261 | 0 | 0.27 | 1 | 1 | cs | TRUE

## trafo
| name | std_type | hv_bus | lv_bus | sn_mva | vn_hv_kv | vn_lv_kv | vk_percent | vkr_percent | pfe_kw | i0_percent | shift_degree | tap_side | tap_neutral | tap_min | tap_max | tap_step_percent | tap_step_degree | tap_pos | tap_phase_shifter | parallel | df | in_service
0 | LV_5072-11_0_6_trafo_75 | 0.25 MVA 20/0.4 kV | 156 | 50 | 0.25 | 20 | 0.4 | 6 | 1.44 | 0.8 | 0.32 | 150 | hv | 0 | -2 | 2 | 2.5 | 0 | 0 | FALSE | 1 | 1 | TRUE

## line_geodata
| x0 | y0 | x1 | y1 | x2 | y2 | x3 | y3 | x4 | y4 | x5 | y5 | x6 | y6 | x7 | y7 | x8 | y8 | x9 | y9 | x10 | y10 | x11 | y11 | x12 | y12 | x13 | y13 | x14 | y14 | x15 | y15 | x16 | y16 | x17 | y17 | x18 | y18 | x19 | y19 | x20 | y20 | x21 | y21 | x22 | y22 | x23 | y23 | x24 | y24 | x25 | y25 | x26 | y26 | x27 | y27 | x28 | y28 | x29 | y29 | x30 | y30 | x31 | y31 | x32 | y32 | x33 | y33 | x34 | y34 | x35 | y35 | x36 | y36 | x37 | y37 | x38 | y38 | x39 | y39
0 | 2707771.3877 | 1147993.5848 | 2707775.1515 | 1147992.4471
1 | 2707581.7359 | 1148148.3639 | 2707771.3877 | 1147993.5848
2 | 2707776.6317 | 1147991.9997 | 2707776.6317 | 1147991.9997 | 2707775.1515 | 1147992.4471
3 | 2707581.7359 | 1148148.3639 | 2707571.1232 | 1148141.8412
4 | 2707615.6503 | 1148231.6675 | 2707605.4021 | 1148227.4596 | 2707592.3576 | 1148219.8329 | 2707577.4162 | 1148202.7219 | 2707569.0557 | 1148186.1398 | 2707572.2213 | 1148170.5974 | 2707579.0957 | 1148154.6987 | 2707581.7359 | 1148148.3639
5 | 2707776.6317 | 1147991.9997 | 2707781.9804 | 1147985.5121
6 | 2707567.0496 | 1148139.3375 | 2707571.1232 | 1148141.8412
7 | 2707615.6503 | 1148231.6675 | 2707630.7653 | 1148237.7635 | 2707647.9697 | 1148243.4188 | 2707658.4307 | 1148250.7548 | 2707663.9764 | 1148260.2155 | 2707662.7875 | 1148270.4342 | 2707656.1809 | 1148278.6548 | 2707649.4036 | 1148281.8136 | 2707634.1111 | 1148281.3625 | 2707623.7697 | 1148283.2346 | 2707617.8931 | 1148289.2892 | 2707611.8919 | 1148302.3238 | 2707606.6758 | 1148317.8407
8 | 2707782.005 | 1147985.4823 | 2707781.9804 | 1147985.5121
9 | 2707788.7757 | 1147976.9436 | 2707784.0752 | 1147982.9714 | 2707782.005 | 1147985.4823
10 | 2707542.3086 | 1148345.8545 | 2707556.7816 | 1148342.7219 | 2707579.593 | 1148334.6014 | 2707589.5632 | 1148329.8541 | 2707601.1989 | 1148324.3138 | 2707606.6758 | 1148317.8407
11 | 2707542.3086 | 1148345.8545 | 2707540.4893 | 1148355.2615 | 2707535.3907 | 1148364.2096 | 2707531.1061 | 1148373.1723 | 2707529.7689 | 1148382.6768 | 2707531.5705 | 1148397.9299 | 2707528.8464 | 1148411.5568 | 2707515.6239 | 1148432.8569 | 2707515.344 | 1148433.4101
12 | 2707563.8127 | 1148137.3481 | 2707563.8127 | 1148137.3481 | 2707567.0496 | 1148139.3375
13 | 2707788.912 | 1147976.7688 | 2707788.7757 | 1147976.9436
14 | 2707788.912 | 1147976.7688 | 2707794.0526 | 1147970.1766
15 | 2707794.0526 | 1147970.1766 | 2707795.2863 | 1147968.5946
16 | 2707795.2863 | 1147968.5946 | 2708047.6312 | 1147551.2323
17 | 2708047.6312 | 1147551.2323 | 2708029.481 | 1147506.5449 | 2708020.7697 | 1147497.7785
18 | 2708047.6312 | 1147551.2323 | 2708055.5817 | 1147519.9768 | 2708058.4625 | 1147509.266 | 2708057.8301 | 1147499.982 | 2708056.2262 | 1147488.7571 | 2708055.7077 | 1147485.1121 | 2708062.8277 | 1147463.3368
19 | 2707511.5083 | 1148447.9408 | 2707513.5777 | 1148436.9008 | 2707515.344 | 1148433.4101
20 | 2707563.8127 | 1148137.3481 | 2707562.2074 | 1148134.7622 | 2707557.5559 | 1148131.4563
21 | 2707508.5899 | 1148457.1069 | 2707510.7424 | 1148452.0267 | 2707511.5083 | 1148447.9408
22 | 2708020.7697 | 1147497.7785 | 2708013.6875 | 1147490.6516 | 2708013.6875 | 1147490.6516
23 | 2708062.8277 | 1147463.3368 | 2708059.3162 | 1147462.0952 | 2708053.8765 | 1147460.43 | 2708051.7265 | 1147457.6023
24 | 2708008.7855 | 1147489.2606 | 2708013.6875 | 1147490.6516
25 | 2708015.9298 | 1147437.0862 | 2708027.1789 | 1147439.1378 | 2708044.4983 | 1147450.0552 | 2708048.4428 | 1147453.2836 | 2708051.7265 | 1147457.6023
26 | 2707986.8188 | 1147435.1854 | 2707977.4453 | 1147428.3716
27 | 2707977.4453 | 1147428.3716 | 2707968.1639 | 1147421.6249 | 2707950.4508 | 1147413.8027 | 2707934.8778 | 1147408.7317 | 2707926.489 | 1147407.0137 | 2707917.8417 | 1147398.7091 | 2707913.6895 | 1147393.7761 | 2707898.6571 | 1147393.2623 | 2707877.7485 | 1147393.5661 | 2707859.0326 | 1147395.8327 | 2707839.4493 | 1147397.2055 | 2707823.6201 | 1147395.7103 | 2707823.6201 | 1147395.7103
28 | 2707987.782 | 1147435.8855 | 2707987.782 | 1147435.8855 | 2707986.8188 | 1147435.1854
29 | 2707412.9147 | 1147229.0446 | 2707823.6201 | 1147395.7103
30 | 2707960.4993 | 1147475.5586 | 2707977.9004 | 1147480.4964
31 | 2707977.9004 | 1147480.4964 | 2707989.1657 | 1147483.6931
32 | 2707989.1657 | 1147483.6931 | 2708008.7855 | 1147489.2606
33 | 2708015.9298 | 1147437.0862 | 2708012.1022 | 1147436.3881 | 2707987.782 | 1147435.8855
34 | 2707416.9863 | 1148147.3415 | 2707427.4043 | 1148142.8526 | 2707441.0168 | 1148137.1693 | 2707455.532 | 1148134.7153 | 2707471.3447 | 1148126.2584 | 2707487.5139 | 1148126.2467 | 2707501.1918 | 1148121.2095 | 2707521.2386 | 1148114.3849 | 2707538.7934 | 1148115.0651 | 2707543.6091 | 1148121.5441 | 2707557.5559 | 1148131.4563
35 | 2707358.82 | 1148186.3366 | 2707355.6974 | 1148178.3758 | 2707351.2933 | 1148168.1908 | 2707354.3265 | 1148160.9068 | 2707362.1439 | 1148158.4333 | 2707371.2447 | 1148157.2169 | 2707392.8483 | 1148148.7963 | 2707403.1379 | 1148151.1255 | 2707409.1674 | 1148150.7105 | 2707416.9863 | 1148147.3415
36 | 2707357.8588 | 1148199.7615 | 2707360.3696 | 1148196.7931 | 2707360.1302 | 1148189.5398 | 2707358.82 | 1148186.3366
37 | 2707357.8588 | 1148199.7615 | 2707354.9005 | 1148203.2666 | 2707346.1368 | 1148209.2811 | 2707333.9186 | 1148224.6623 | 2707328.9655 | 1148236.2371 | 2707327.8552 | 1148254.1511
38 | 2707357.8588 | 1148199.7615 | 2707352.4561 | 1148198.6312 | 2707347.5402 | 1148199.4886 | 2707333.5895 | 1148205.1995 | 2707317.8235 | 1148205.8748 | 2707306.685 | 1148207.6554 | 2707297.3631 | 1148211.3696 | 2707290.6549 | 1148213.674 | 2707274.5394 | 1148218.0233 | 2707261.5486 | 1148221.1608 | 2707257.1655 | 1148221.005 | 2707254.9214 | 1148218.052 | 2707255.7126 | 1148206.403 | 2707256.9816 | 1148198.9764 | 2707253.3518 | 1148193.6083 | 2707246.2384 | 1148193.6485 | 2707235.4399 | 1148197.0363 | 2707225.9956 | 1148199.9023
39 | 2707327.8552 | 1148254.1511 | 2707329.4211 | 1148257.6591 | 2707332.272 | 1148257.5876 | 2707333.523 | 1148254.6301 | 2707336.8831 | 1148251.8437 | 2707351.2397 | 1148239.736 | 2707360.2823 | 1148234.8828 | 2707364.8802 | 1148230.7398 | 2707372.947 | 1148228.0595 | 2707380.1284 | 1148225.9305 | 2707387.0496 | 1148222.4516 | 2707389.6824 | 1148222.1205 | 2707390.0533 | 1148223.717 | 2707389.263 | 1148225.8265 | 2707382.6982 | 1148230.4236 | 2707380.294 | 1148232.1486 | 2707379.022 | 1148236.7178 | 2707379.4841 | 1148249.1451 | 2707382.1263 | 1148254.7514 | 2707384.2755 | 1148258.7144 | 2707386.0348 | 1148261.7144 | 2707386.1137 | 1148265.0401 | 2707387.1849 | 1148266.1377 | 2707388.7251 | 1148265.0533 | 2707394.4985 | 1148258.3074 | 2707398.2532 | 1148249.7688 | 2707399.3273 | 1148246.8193 | 2707400.8031 | 1148245.9006 | 2707401.9994 | 1148247.3006 | 2707401.866 | 1148250.0444 | 2707400.9122 | 1148260.89 | 2707399.1598 | 1148272.5885 | 2707399.6175 | 1148274.4868 | 2707401.2328 | 1148274.7936 | 2707403.3438 | 1148274.4309 | 2707406.0025 | 1148270.0644 | 2707411.655 | 1148262.7826 | 2707415.6578 | 1148258.4178 | 2707415.976 | 1148253.0645 | 2707416.1102 | 1148251.7114
40 | 2707423.3783 | 1148243.2789 | 2707416.4911 | 1148247.8703 | 2707416.1102 | 1148251.7114
41 | 2707127.1148 | 1148103.6613 | 2707132.7283 | 1148092.9431 | 2707131.8303 | 1148087.2901 | 2707130.6951 | 1148082.8782 | 2707132.279 | 1148076.3132 | 2707142.1287 | 1148059.3329 | 2707152.1111 | 1148044.4007 | 2707167.0213 | 1148017.1482 | 2707170.728 | 1148009.8813
42 | 2707127.1148 | 1148103.6613 | 2707120.6858 | 1148101.0565 | 2707111.1786 | 1148100.0758 | 2707100.806 | 1148101.1033 | 2707082.5314 | 1148103.3245 | 2707068.0606 | 1148113.2295
43 | 2707068.0606 | 1148113.2295 | 2707049.1456 | 1148121.6654
44 | 2707042.2823 | 1148124.4898 | 2707043.4393 | 1148124.2104 | 2707049.1456 | 1148121.6654
45 | 2707017.1353 | 1148134.7946 | 2707025.9866 | 1148129.8931 | 2707038.2939 | 1148125.4532 | 2707042.2823 | 1148124.4898
46 | 2707017.1353 | 1148134.7946 | 2707014.6794 | 1148131.2154 | 2707010.0398 | 1148112.6322
47 | 2707008.835 | 1148111.8339 | 2707010.0398 | 1148112.6322
48 | 2707109.03 | 1147455.278 | 2707257.186 | 1147581.7045
49 | 2707109.03 | 1147455.278 | 2707112.5282 | 1147446.9129
50 | 2706960.0038 | 1147589.5631 | 2707008.1302 | 1147570.1269 | 2707018.2077 | 1147563.268 | 2707027.2816 | 1147540.2587 | 2707035.8846 | 1147525.1684 | 2707044.584 | 1147477.8479 | 2707052.9001 | 1147467.2332 | 2707060.4103 | 1147464.3647 | 2707083.7443 | 1147468.0482 | 2707098.8912 | 1147474.2101 | 2707109.03 | 1147455.278
51 | 2707112.5282 | 1147446.9129 | 2707116.1264 | 1147438.3085
52 | 2706960.0038 | 1147589.5631 | 2706951.9629 | 1147595.9468 | 2706942.9108 | 1147607.7939 | 2706931.0759 | 1147635.335 | 2706924.6291 | 1147643.2257 | 2706916.503 | 1147650.086 | 2706912.2092 | 1147656.5585 | 2706906.6211 | 1147666.2768 | 2706902.5651 | 1147678.8351 | 2706898.214 | 1147682.9162 | 2706892.753 | 1147683.7421 | 2706888.2838 | 1147682.3509 | 2706885.7688 | 1147679.0597
53 | 2707004.4668 | 1148108.9397 | 2707008.835 | 1148111.8339
54 | 2707412.9147 | 1147229.0446 | 2707417.1966 | 1147218.7848
55 | 2707417.1966 | 1147218.7848 | 2707417.6751 | 1147217.6382 | 2707421.0586 | 1147209.6603
56 | 2707421.0586 | 1147209.6603 | 2707422.0552 | 1147207.3106
57 | 2707004.4668 | 1148108.9397 | 2706856.4316 | 1147984.8697
58 | 2706794.4537 | 1148016.3361 | 2706794.3178 | 1148024.0053 | 2706797.0513 | 1148024.9321 | 2706799.074 | 1148020.454 | 2706811.2274 | 1148013.865 | 2706819.0614 | 1148007.8555 | 2706834.9406 | 1147996.0515 | 2706846.1211 | 1147986.7215 | 2706856.4316 | 1147984.8697
59 | 2706794.4537 | 1148016.3361 | 2706803.4379 | 1147996.5715 | 2706808.0646 | 1147981.6994 | 2706808.8903 | 1147973.6867 | 2706810.2149 | 1147967.862 | 2706812.4979 | 1147965.3015
60 | 2706812.4979 | 1147965.3015 | 2706700.5853 | 1147869.4685
61 | 2706732.969 | 1147647.9771 | 2706700.5853 | 1147869.4685
62 | 2706732.969 | 1147647.9771 | 2706732.6815 | 1147644.2585 | 2706733.1844 | 1147641.0209 | 2706734.851 | 1147638.004 | 2706737.8942 | 1147634.9003 | 2706740.6671 | 1147633.1817 | 2706754.9195 | 1147626.8967
63 | 2707425.2105 | 1147199.8708 | 2707422.0552 | 1147207.3106
64 | 2707425.2105 | 1147199.8708 | 2707426.8491 | 1147196.0072
65 | 2707430.2176 | 1147188.0648 | 2707430.2176 | 1147188.0648 | 2707426.8491 | 1147196.0072
66 | 2707430.2176 | 1147188.0648 | 2707434.0162 | 1147180.2965
67 | 2707434.0162 | 1147180.2965 | 2707438.8844 | 1147170.3411 | 2707443.6286 | 1147160.1969 | 2707442.5129 | 1147150.8154 | 2707432.794 | 1147141.4243
68 | 2707432.4079 | 1147141.0513 | 2707432.794 | 1147141.4243
69 | 2707432.4079 | 1147141.0513 | 2707453.0267 | 1147126.8874
70 | 2707432.4079 | 1147141.0513 | 2707428.9726 | 1147138.1866
71 | 2707453.0267 | 1147126.8874 | 2707465.5537 | 1147115.8591 | 2707474.2467 | 1147089.7861 | 2707483.8231 | 1147067.4219
72 | 2707428.9726 | 1147138.1866 | 2707419.8192 | 1147130.5536 | 2707416.742 | 1147128.589
73 | 2707483.8231 | 1147067.4219 | 2707749.1065 | 1146817.6891
74 | 2707377.8293 | 1147115.6007 | 2707385.4691 | 1147115.5653 | 2707403.9283 | 1147120.4084 | 2707416.742 | 1147128.589
75 | 2707354.6566 | 1147120.6947 | 2707359.0301 | 1147118.7855 | 2707373.0839 | 1147115.6226 | 2707377.8293 | 1147115.6007
76 | 2707318.3399 | 1147180.6787 | 2707318.9489 | 1147171.0723 | 2707319.9829 | 1147159.1719 | 2707323.1266 | 1147144.852 | 2707331.1501 | 1147133.8988 | 2707344.079 | 1147125.3124 | 2707354.6566 | 1147120.6947
77 | 2707184.199 | 1147269.5721 | 2707195.4779 | 1147272.9525 | 2707217.0417 | 1147253.1121 | 2707231.7806 | 1147237.3307 | 2707266.7608 | 1147221.2203 | 2707306.386 | 1147188.4488 | 2707318.3399 | 1147180.6787
78 | 2707184.199 | 1147269.5721 | 2707180.2017 | 1147275.7605 | 2707181.1609 | 1147292.2326 | 2707176.494 | 1147298.9207 | 2707161.4486 | 1147313.8073 | 2707142.7157 | 1147340.3692 | 2707138.6756 | 1147351.1266 | 2707135.8221 | 1147362.9835 | 2707131.7382 | 1147372.7505 | 2707129.6477 | 1147376.4676
79 | 2707123.6137 | 1147387.1964 | 2707129.6477 | 1147376.4676
80 | 2707123.6137 | 1147387.1964 | 2707119.585 | 1147394.3596 | 2707120.223 | 1147425.2827
81 | 2707116.1264 | 1147438.3085 | 2707120.2865 | 1147428.3606 | 2707120.223 | 1147425.2827
82 | 2706905.7094 | 1147616.3436 | 2706903.7193 | 1147618.1166 | 2706898.687 | 1147628.5451 | 2706891.9142 | 1147650.4836 | 2706886.7432 | 1147667.0026 | 2706884.7468 | 1147673.8827 | 2706885.7688 | 1147679.0597 | 2706885.7688 | 1147679.0597
83 | 2706896.417 | 1147601.4875 | 2706905.0506 | 1147595.0364 | 2706911.4656 | 1147592.404 | 2706916.6606 | 1147594.0194 | 2706919.2697 | 1147598.0683 | 2706919.1847 | 1147602.8588 | 2706915.3803 | 1147607.7278 | 2706905.7094 | 1147616.3436
84 | 2706896.417 | 1147601.4875 | 2706891.6231 | 1147605.8386 | 2706878.211 | 1147611.8825 | 2706877.4703 | 1147612.0947
85 | 2706896.417 | 1147601.4875 | 2706894.2791 | 1147595.1233 | 2706896.2471 | 1147583.3506 | 2706899.6614 | 1147572.3263 | 2706900.1835 | 1147568.9839
86 | 2706877.4703 | 1147612.0947 | 2706866.5522 | 1147615.2224 | 2706858.3151 | 1147619.2457 | 2706852.6125 | 1147625.8933 | 2706843.1501 | 1147635.7653 | 2706831.8288 | 1147644.7705 | 2706826.255 | 1147648.6271
87 | 2706901.5648 | 1147560.14 | 2706900.1835 | 1147568.9839
88 | 2707258.027 | 1146918.5732 | 2707254.0454 | 1146922.6129 | 2707254.0212 | 1146922.6565
89 | 2707295.785 | 1146773.3594 | 2707296.5107 | 1146791.2838 | 2707298.8627 | 1146816.2529 | 2707300.8084 | 1146835.9891 | 2707301.0706 | 1146846.2893 | 2707300.0519 | 1146861.6477 | 2707299.7075 | 1146878.8304 | 2707299.0516 | 1146884.1666 | 2707297.8131 | 1146895.0405 | 2707295.6448 | 1146899.0267 | 2707291.0748 | 1146903.2703 | 2707285.4815 | 1146906.3061 | 2707274.0777 | 1146907.7486 | 2707266.5363 | 1146910.594 | 2707259.5379 | 1146917.0403 | 2707258.027 | 1146918.5732
90 | 2707256.907 | 1146948.3026 | 2707250.384 | 1146943.1499 | 2707248.2476 | 1146937.1413 | 2707250.0213 | 1146929.8571 | 2707254.0212 | 1146922.6565
91 | 2707322.8198 | 1146794.1428 | 2707322.9473 | 1146786.9849 | 2707320.6198 | 1146783.5079 | 2707311.7293 | 1146777.9794 | 2707302.6609 | 1146774.2378 | 2707295.785 | 1146773.3594
92 | 2707295.8813 | 1146759.3187 | 2707295.785 | 1146773.3594
93 | 2707199.9883 | 1147000.8575 | 2707207.0625 | 1146991.0103 | 2707218.8911 | 1146982.0926 | 2707231.866 | 1146976.1084 | 2707249.9715 | 1146968.9147 | 2707264.243 | 1146965.1884 | 2707265.1097 | 1146963.5472 | 2707265.7327 | 1146961.3457 | 2707265.4133 | 1146956.8483 | 2707262.4898 | 1146952.7603 | 2707256.907 | 1146948.3026
94 | 2707295.8813 | 1146759.3187 | 2707300.76 | 1146753.2794 | 2707304.171 | 1146745.9576 | 2707306.4564 | 1146742.307 | 2707310.7447 | 1146739.2147 | 2707319.6083 | 1146735.0475 | 2707322.8821 | 1146732.8377 | 2707326.7544 | 1146712.3965
95 | 2707199.9883 | 1147000.8575 | 2707195.6009 | 1147012.1201 | 2707190.697 | 1147018.3036 | 2707184.4544 | 1147024.163 | 2707176.0026 | 1147028.1042 | 2707154.6675 | 1147034.1845 | 2707148.7489 | 1147036.5141 | 2707148.5626 | 1147036.6613
96 | 2707331.0763 | 1146667.4748 | 2707331.583 | 1146686.9074 | 2707326.7544 | 1146712.3965
97 | 2707118.4941 | 1147077.6141 | 2707127.3598 | 1147068.9661 | 2707133.1913 | 1147061.1646 | 2707138.5805 | 1147052.7439 | 2707141.5415 | 1147046.0811 | 2707144.4945 | 1147039.874 | 2707148.5626 | 1147036.6613
98 | 2707339.3285 | 1146641.1269 | 2707331.0763 | 1146667.4748
99 | 2707339.3285 | 1146641.1269 | 2707340.7945 | 1146630.8575 | 2707347.3698 | 1146612.396 | 2707352.0937 | 1146602.5404 | 2707355.6156 | 1146599.3566 | 2707364.1857 | 1146593.1274 | 2707368.4562 | 1146590.613 | 2707373.8051 | 1146584.9268 | 2707384.3013 | 1146579.6992 | 2707386.9077 | 1146576.5769 | 2707388.2227 | 1146569.1845 | 2707398.266 | 1146558.7566 | 2707405.5421 | 1146550.9924
100 | 2707118.4941 | 1147077.6141 | 2707116.6079 | 1147079.6934
101 | 2707118.4941 | 1147077.6141 | 2707120.3908 | 1147072.0442 | 2707121.3538 | 1147065.4126 | 2707120.4896 | 1147060.4385 | 2707117.3301 | 1147053.6335 | 2707115.6366 | 1147051.5241
102 | 2707116.6079 | 1147079.6934 | 2707100.2909 | 1147097.6814 | 2707075.3776 | 1147134.3737 | 2707070.6207 | 1147142.2387 | 2707062.8001 | 1147154.3409 | 2707052.0488 | 1147174.8633 | 2707049.5433 | 1147184.0024 | 2707045.2143 | 1147197.1896 | 2707038.6672 | 1147203.344 | 2707033.2216 | 1147205.4376 | 2707024.9985 | 1147207.3373 | 2707018.5732 | 1147206.6339 | 2707008.8176 | 1147203.9812 | 2707008.372 | 1147203.8776
103 | 2706996.9179 | 1147202.2356 | 2706999.346 | 1147201.7784 | 2707008.372 | 1147203.8776
104 | 2706996.9179 | 1147202.2356 | 2706994.802 | 1147203.2876 | 2706985.2693 | 1147211.8795 | 2706978.7842 | 1147218.5858
105 | 2706996.9179 | 1147202.2356 | 2707004.8017 | 1147191.7576 | 2707012.7888 | 1147183.2495 | 2707014.8638 | 1147173.6913 | 2707015.8125 | 1147161.8005 | 2707018.4093 | 1147148.3824 | 2707016.3807 | 1147141.92 | 2707010.0208 | 1147133.6351 | 2707005.3908 | 1147119.655 | 2707004.3202 | 1147116.2378
106 | 2706975.2911 | 1147222.198 | 2706975.2911 | 1147222.198 | 2706978.7842 | 1147218.5858
107 | 2706975.2911 | 1147222.198 | 2706973.1784 | 1147225.6628 | 2706971.5692 | 1147234.0841 | 2706967.3033 | 1147251.9532 | 2706962.6313 | 1147265.8682 | 2706957.766 | 1147276.3886 | 2706951.7087 | 1147290.4458 | 2706936.4866 | 1147318.7829 | 2706921.708 | 1147345.5157 | 2706914.4707 | 1147360.2747 | 2706904.789 | 1147379.0151 | 2706893.5617 | 1147403.0426 | 2706893.0817 | 1147403.9634
108 | 2706888.4799 | 1147412.7921 | 2706888.4799 | 1147412.7921 | 2706893.0817 | 1147403.9634
109 | 2706888.4799 | 1147412.7921 | 2706886.9205 | 1147423.1822 | 2706886.0359 | 1147433.6399 | 2706886.5681 | 1147437.6999
110 | 2706888.3184 | 1147444.9322 | 2706887.0102 | 1147441.0731 | 2706886.5681 | 1147437.6999
111 | 2706892.2387 | 1147454.1533 | 2706889.1564 | 1147447.4041 | 2706888.3184 | 1147444.9322
112 | 2706897.9259 | 1147480.5031 | 2706897.9815 | 1147470.8757 | 2706895.4937 | 1147461.2809 | 2706892.2387 | 1147454.1533
113 | 2706897.3694 | 1147487.62 | 2706897.9259 | 1147480.5031
114 | 2706897.3694 | 1147487.62 | 2706896.9047 | 1147493.5714
115 | 2706897.3694 | 1147487.62 | 2706894.0773 | 1147486.561
116 | 2706894.0773 | 1147486.561 | 2706889.4276 | 1147487.1122 | 2706879.4439 | 1147488.0301
117 | 2706871.484 | 1147488.7618 | 2706879.4439 | 1147488.0301
118 | 2706896.7557 | 1147495.4803 | 2706896.9047 | 1147493.5714
119 | 2706871.484 | 1147488.7618 | 2706870.1329 | 1147490.8726 | 2706867.8268 | 1147498.095
120 | 2706871.484 | 1147488.7618 | 2706869.6872 | 1147485.25 | 2706870.297 | 1147479.8907
121 | 2706896.6218 | 1147497.1947 | 2706896.7557 | 1147495.4803
122 | 2706867.8268 | 1147498.095 | 2706866.6904 | 1147501.6541
123 | 2706864.8193 | 1147478.7371 | 2706870.297 | 1147479.8907 | 2706870.297 | 1147479.8907
124 | 2706896.6218 | 1147497.1947 | 2706896.2163 | 1147502.3869 | 2706896.1719 | 1147503.1285
125 | 2706849.2607 | 1147475.4605 | 2706854.4048 | 1147476.5438
126 | 2706848.9669 | 1147475.3986 | 2706849.2607 | 1147475.4605
127 | 2706854.4048 | 1147476.5438 | 2706863.4732 | 1147478.4536
128 | 2706864.6433 | 1147478.7 | 2706863.4732 | 1147478.4536
129 | 2706864.6433 | 1147478.7 | 2706864.8193 | 1147478.7371
130 | 2706866.6904 | 1147501.6541 | 2706866.4158 | 1147502.5142 | 2706863.6632 | 1147513.6792
131 | 2706863.5378 | 1147514.188 | 2706863.6632 | 1147513.6792
132 | 2706863.5378 | 1147514.188 | 2706862.1611 | 1147519.7721 | 2706860.3356 | 1147523.9071
133 | 2706851.526 | 1147536.6639 | 2706857.9433 | 1147529.3257 | 2706860.3356 | 1147523.9071
134 | 2706837.1308 | 1147554.1395 | 2706844.6921 | 1147544.4784 | 2706851.526 | 1147536.6639
135 | 2706837.1308 | 1147554.1395 | 2706833.3017 | 1147553.4712 | 2706829.7853 | 1147554.2316 | 2706827.2739 | 1147557.2335 | 2706824.6699 | 1147564.1584 | 2706820.7416 | 1147571.6826 | 2706816.3522 | 1147577.9199 | 2706807.8976 | 1147586.4089 | 2706804.9117 | 1147588.8798
136 | 2706804.9117 | 1147588.8798 | 2706789.0315 | 1147603.7192 | 2706788.8642 | 1147603.871
137 | 2706804.9117 | 1147588.8798 | 2706806.0491 | 1147584.3989
138 | 2706788.8642 | 1147603.871 | 2706779.4987 | 1147612.367 | 2706776.2595 | 1147614.8223 | 2706771.8031 | 1147618.3457 | 2706766.2783 | 1147621.4721 | 2706754.9439 | 1147626.8859 | 2706754.9195 | 1147626.8967
139 | 2706804.316 | 1147633.6133 | 2706807.7079 | 1147627.4927
140 | 2706804.316 | 1147633.6133 | 2706802.4695 | 1147636.9453 | 2706795.8285 | 1147652.3375 | 2706792.7618 | 1147658.6378
141 | 2706895.8504 | 1147508.4891 | 2706896.1719 | 1147503.1285
142 | 2706895.8504 | 1147508.4891 | 2706895.4143 | 1147515.7599
143 | 2706895.4143 | 1147515.7599 | 2706895.1118 | 1147520.8039
144 | 2706898.0654 | 1147528.7621 | 2706894.8854 | 1147524.5775 | 2706895.1118 | 1147520.8039
145 | 2706899.2618 | 1147530.3366 | 2706899.2618 | 1147530.3366 | 2706898.5151 | 1147535.807
146 | 2706898.0654 | 1147528.7621 | 2706899.2618 | 1147530.3366
147 | 2706898.2727 | 1147537.5827 | 2706898.5151 | 1147535.807
148 | 2706898.2727 | 1147537.5827 | 2706898.0522 | 1147539.1986 | 2706895.414 | 1147547.6128
149 | 2706895.9815 | 1147550.446 | 2706895.414 | 1147547.6128 | 2706895.414 | 1147547.6128
150 | 2706901.6374 | 1147559.6754 | 2706896.7618 | 1147554.3411 | 2706895.9815 | 1147550.446
151 | 2706901.5648 | 1147560.14 | 2706901.6374 | 1147559.6754 | 2706901.6374 | 1147559.6754
152 | 2706826.255 | 1147648.6271 | 2706818.8876 | 1147653.7247 | 2706809.7276 | 1147660.8448 | 2706805.4736 | 1147666.8177 | 2706802.8078 | 1147674.1974 | 2706798.3476 | 1147676.6311 | 2706793.3063 | 1147676.3194 | 2706789.3652 | 1147672.0023 | 2706789.3631 | 1147665.6204 | 2706792.7618 | 1147658.6378
153 | 2707496.4689 | 1148491.5351 | 2707498.1688 | 1148481.7327 | 2707501.1568 | 1148474.6661
154 | 2707501.1568 | 1148474.6661 | 2707504.4398 | 1148466.9016 | 2707508.5899 | 1148457.1069

## bus_geodata
| x | y | coords
0 | 2707771.3877 | 1147993.5848
1 | 2707775.1515 | 1147992.4471
2 | 2707581.7359 | 1148148.3639
3 | 2707776.6317 | 1147991.9997
4 | 2707571.1232 | 1148141.8412
5 | 2707615.6503 | 1148231.6675
6 | 2707781.9804 | 1147985.5121
7 | 2707782.005 | 1147985.4823
8 | 2707606.6758 | 1148317.8407
9 | 2707542.3086 | 1148345.8545
10 | 2707567.0496 | 1148139.3375
11 | 2707788.7757 | 1147976.9436
12 | 2707788.912 | 1147976.7688
13 | 2707794.0527 | 1147970.1766
14 | 2707795.2863 | 1147968.5946
15 | 2708047.6312 | 1147551.2323
16 | 2707515.344 | 1148433.4101
17 | 2707563.8127 | 1148137.3481
18 | 2707511.5083 | 1148447.9408
19 | 2708020.7697 | 1147497.7785
20 | 2708062.8277 | 1147463.3368
21 | 2708013.6875 | 1147490.6516
22 | 2708051.7265 | 1147457.6023
23 | 2707977.4453 | 1147428.3716
24 | 2707986.8188 | 1147435.1854
25 | 2707823.6201 | 1147395.7103
26 | 2707960.4993 | 1147475.5586
27 | 2707977.9004 | 1147480.4964
28 | 2707989.1657 | 1147483.6931
29 | 2708008.7855 | 1147489.2606
30 | 2708015.9298 | 1147437.0862
31 | 2707987.782 | 1147435.8855
32 | 2707416.9863 | 1148147.3415
33 | 2707557.5559 | 1148131.4563
34 | 2707358.82 | 1148186.3366
35 | 2707357.8588 | 1148199.7615
36 | 2707327.8552 | 1148254.1511
37 | 2707225.9956 | 1148199.9023
38 | 2707416.1102 | 1148251.7114
39 | 2707423.3783 | 1148243.2789
40 | 2707170.728 | 1148009.8813
41 | 2707127.1148 | 1148103.6613
42 | 2707068.0606 | 1148113.2295
43 | 2707049.1456 | 1148121.6654
44 | 2707017.1353 | 1148134.7946
45 | 2707042.2823 | 1148124.4898
46 | 2707010.0398 | 1148112.6322
47 | 2707257.186 | 1147581.7045
48 | 2707109.03 | 1147455.278
49 | 2707112.5282 | 1147446.9129
50 | 2706960.0038 | 1147589.5631
51 | 2707008.835 | 1148111.834
52 | 2707412.9147 | 1147229.0446
53 | 2707417.1966 | 1147218.7848
54 | 2707421.0586 | 1147209.6603
55 | 2707004.4668 | 1148108.9397
56 | 2706856.4316 | 1147984.8697
57 | 2706794.4537 | 1148016.3361
58 | 2706812.4979 | 1147965.3015
59 | 2706700.5853 | 1147869.4685
60 | 2706732.969 | 1147647.9771
61 | 2707422.0552 | 1147207.3106
62 | 2707425.2105 | 1147199.8708
63 | 2707426.8491 | 1147196.0072
64 | 2707430.2176 | 1147188.0648
65 | 2707434.0162 | 1147180.2965
66 | 2707432.794 | 1147141.4243
67 | 2707432.4079 | 1147141.0513
68 | 2707453.0267 | 1147126.8874
69 | 2707428.9726 | 1147138.1866
70 | 2707483.8231 | 1147067.4219
71 | 2707416.742 | 1147128.589
72 | 2707354.6566 | 1147120.6947
73 | 2707377.8293 | 1147115.6007
74 | 2707318.3399 | 1147180.6787
75 | 2707184.199 | 1147269.5721
76 | 2707129.6477 | 1147376.4676
77 | 2707123.6137 | 1147387.1964
78 | 2707120.223 | 1147425.2827
79 | 2707749.1065 | 1146817.6891
80 | 2707116.1264 | 1147438.3085
81 | 2706885.7688 | 1147679.0597
82 | 2706905.7094 | 1147616.3436
83 | 2706896.417 | 1147601.4875
84 | 2706877.4703 | 1147612.0947
85 | 2706900.1835 | 1147568.9839
86 | 2707258.027 | 1146918.5732
87 | 2707254.0212 | 1146922.6565
88 | 2707295.785 | 1146773.3594
89 | 2707256.907 | 1146948.3026
90 | 2707322.8198 | 1146794.1428
91 | 2707295.8813 | 1146759.3187
92 | 2707199.9883 | 1147000.8575
93 | 2707326.7544 | 1146712.3965
94 | 2707148.5626 | 1147036.6613
95 | 2707331.0763 | 1146667.4748
96 | 2707339.3285 | 1146641.1269
97 | 2707118.4941 | 1147077.6141
98 | 2707405.5421 | 1146550.9924
99 | 2707116.6079 | 1147079.6934
100 | 2707115.6366 | 1147051.5241
101 | 2707008.372 | 1147203.8776
102 | 2706996.9179 | 1147202.2356
103 | 2706978.7842 | 1147218.5858
104 | 2707004.3202 | 1147116.2378
105 | 2706975.2911 | 1147222.198
106 | 2706893.0817 | 1147403.9634
107 | 2706888.4799 | 1147412.7921
108 | 2706886.5681 | 1147437.6999
109 | 2706888.3184 | 1147444.9322
110 | 2706892.2387 | 1147454.1533
111 | 2706897.9259 | 1147480.5031
112 | 2706897.3694 | 1147487.62
113 | 2706894.0773 | 1147486.561
114 | 2706879.4439 | 1147488.0301
115 | 2706896.9047 | 1147493.5714
116 | 2706871.484 | 1147488.7618
117 | 2706896.7557 | 1147495.4803
118 | 2706867.8268 | 1147498.095
119 | 2706870.297 | 1147479.8907
120 | 2706896.6218 | 1147497.1947
121 | 2706849.2607 | 1147475.4605
122 | 2706854.4048 | 1147476.5438
123 | 2706848.9669 | 1147475.3986
124 | 2706863.4732 | 1147478.4536
125 | 2706864.6433 | 1147478.7
126 | 2706864.8193 | 1147478.7371
127 | 2706866.6904 | 1147501.6541
128 | 2706863.6632 | 1147513.6792
129 | 2706863.5378 | 1147514.188
130 | 2706860.3356 | 1147523.9071
131 | 2706851.526 | 1147536.6639
132 | 2706837.1308 | 1147554.1395
133 | 2706804.9117 | 1147588.8798
134 | 2706788.8642 | 1147603.871
135 | 2706806.0491 | 1147584.3989
136 | 2706807.7079 | 1147627.4927
137 | 2706804.316 | 1147633.6133
138 | 2706896.1719 | 1147503.1285
139 | 2706895.8504 | 1147508.4891
140 | 2706895.4143 | 1147515.7599
141 | 2706895.1118 | 1147520.8039
142 | 2706899.2618 | 1147530.3366
143 | 2706898.5151 | 1147535.807
144 | 2706898.0654 | 1147528.7621
145 | 2706898.2727 | 1147537.5827
146 | 2706895.414 | 1147547.6128
147 | 2706895.9815 | 1147550.446
148 | 2706901.6374 | 1147559.6754
149 | 2706754.9195 | 1147626.8967
150 | 2706792.7618 | 1147658.6378
151 | 2706901.5648 | 1147560.14
152 | 2706826.255 | 1147648.6271
153 | 2707496.4689 | 1148491.5351
154 | 2707501.1568 | 1148474.6661
155 | 2707508.5899 | 1148457.1069
156 | 2706896.417 | 1147601.4875

## line_std_types
| c_nf_per_km | r_ohm_per_km | x_ohm_per_km | max_i_ka | type | q_mm2 | alpha | voltage_rating
NAYY 4x50 SE | 210 | 0.642 | 0.083 | 0.142 | cs | 50 | 0.00403 | LV
NAYY 4x120 SE | 264 | 0.225 | 0.08 | 0.242 | cs | 120 | 0.00403 | LV
NAYY 4x150 SE | 261 | 0.208 | 0.08 | 0.27 | cs | 150 | 0.00403 | LV
NA2XS2Y 1x95 RM/25 12/20 kV | 216 | 0.313 | 0.132 | 0.252 | cs | 95 | 0.00403 | MV
NA2XS2Y 1x185 RM/25 12/20 kV | 273 | 0.161 | 0.117 | 0.362 | cs | 185 | 0.00403 | MV
NA2XS2Y 1x240 RM/25 12/20 kV | 304 | 0.122 | 0.112 | 0.421 | cs | 240 | 0.00403 | MV
NA2XS2Y 1x95 RM/25 6/10 kV | 315 | 0.313 | 0.123 | 0.249 | cs | 95 | 0.00403 | MV
NA2XS2Y 1x185 RM/25 6/10 kV | 406 | 0.161 | 0.11 | 0.358 | cs | 185 | 0.00403 | MV
NA2XS2Y 1x240 RM/25 6/10 kV | 456 | 0.122 | 0.105 | 0.416 | cs | 240 | 0.00403 | MV
NA2XS2Y 1x150 RM/25 12/20 kV | 250 | 0.206 | 0.116 | 0.319 | cs | 150 | 0.00403 | MV
NA2XS2Y 1x120 RM/25 12/20 kV | 230 | 0.253 | 0.119 | 0.283 | cs | 120 | 0.00403 | MV
NA2XS2Y 1x70 RM/25 12/20 kV | 190 | 0.443 | 0.132 | 0.22 | cs | 70 | 0.00403 | MV
NA2XS2Y 1x150 RM/25 6/10 kV | 360 | 0.206 | 0.11 | 0.315 | cs | 150 | 0.00403 | MV
NA2XS2Y 1x120 RM/25 6/10 kV | 340 | 0.253 | 0.113 | 0.28 | cs | 120 | 0.00403 | MV
NA2XS2Y 1x70 RM/25 6/10 kV | 280 | 0.443 | 0.123 | 0.217 | cs | 70 | 0.00403 | MV
N2XS(FL)2Y 1x120 RM/35 64/110 kV | 112 | 0.153 | 0.166 | 0.366 | cs | 120 | 0.00393 | HV
N2XS(FL)2Y 1x185 RM/35 64/110 kV | 125 | 0.099 | 0.156 | 0.457 | cs | 185 | 0.00393 | HV
N2XS(FL)2Y 1x240 RM/35 64/110 kV | 135 | 0.075 | 0.149 | 0.526 | cs | 240 | 0.00393 | HV
N2XS(FL)2Y 1x300 RM/35 64/110 kV | 144 | 0.06 | 0.144 | 0.588 | cs | 300 | 0.00393 | HV
15-AL1/3-ST1A 0.4 | 11 | 1.8769 | 0.35 | 0.105 | ol | 16 | 0.00403 | LV
24-AL1/4-ST1A 0.4 | 11.25 | 1.2012 | 0.335 | 0.14 | ol | 24 | 0.00403 | LV
48-AL1/8-ST1A 0.4 | 12.2 | 0.5939 | 0.3 | 0.21 | ol | 48 | 0.00403 | LV
94-AL1/15-ST1A 0.4 | 13.2 | 0.306 | 0.29 | 0.35 | ol | 94 | 0.00403 | LV
34-AL1/6-ST1A 10.0 | 9.7 | 0.8342 | 0.36 | 0.17 | ol | 34 | 0.00403 | MV
48-AL1/8-ST1A 10.0 | 10.1 | 0.5939 | 0.35 | 0.21 | ol | 48 | 0.00403 | MV
70-AL1/11-ST1A 10.0 | 10.4 | 0.4132 | 0.339 | 0.29 | ol | 70 | 0.00403 | MV
94-AL1/15-ST1A 10.0 | 10.75 | 0.306 | 0.33 | 0.35 | ol | 94 | 0.00403 | MV
122-AL1/20-ST1A 10.0 | 11.1 | 0.2376 | 0.323 | 0.41 | ol | 122 | 0.00403 | MV
149-AL1/24-ST1A 10.0 | 11.25 | 0.194 | 0.315 | 0.47 | ol | 149 | 0.00403 | MV
34-AL1/6-ST1A 20.0 | 9.15 | 0.8342 | 0.382 | 0.17 | ol | 34 | 0.00403 | MV
48-AL1/8-ST1A 20.0 | 9.5 | 0.5939 | 0.372 | 0.21 | ol | 48 | 0.00403 | MV
70-AL1/11-ST1A 20.0 | 9.7 | 0.4132 | 0.36 | 0.29 | ol | 70 | 0.00403 | MV
94-AL1/15-ST1A 20.0 | 10 | 0.306 | 0.35 | 0.35 | ol | 94 | 0.00403 | MV
122-AL1/20-ST1A 20.0 | 10.3 | 0.2376 | 0.344 | 0.41 | ol | 122 | 0.00403 | MV
149-AL1/24-ST1A 20.0 | 10.5 | 0.194 | 0.337 | 0.47 | ol | 149 | 0.00403 | MV
184-AL1/30-ST1A 20.0 | 10.75 | 0.1571 | 0.33 | 0.535 | ol | 184 | 0.00403 | MV
243-AL1/39-ST1A 20.0 | 11 | 0.1188 | 0.32 | 0.645 | ol | 243 | 0.00403 | MV
48-AL1/8-ST1A 110.0 | 8 | 0.5939 | 0.46 | 0.21 | ol | 48 | 0.00403 | HV
70-AL1/11-ST1A 110.0 | 8.4 | 0.4132 | 0.45 | 0.29 | ol | 70 | 0.00403 | HV
94-AL1/15-ST1A 110.0 | 8.65 | 0.306 | 0.44 | 0.35 | ol | 94 | 0.00403 | HV
122-AL1/20-ST1A 110.0 | 8.5 | 0.2376 | 0.43 | 0.41 | ol | 122 | 0.00403 | HV
149-AL1/24-ST1A 110.0 | 8.75 | 0.194 | 0.41 | 0.47 | ol | 149 | 0.00403 | HV
184-AL1/30-ST1A 110.0 | 8.8 | 0.1571 | 0.4 | 0.535 | ol | 184 | 0.00403 | HV
243-AL1/39-ST1A 110.0 | 9 | 0.1188 | 0.39 | 0.645 | ol | 243 | 0.00403 | HV
305-AL1/39-ST1A 110.0 | 9.2 | 0.0949 | 0.38 | 0.74 | ol | 305 | 0.00403 | HV
490-AL1/64-ST1A 110.0 | 9.75 | 0.059 | 0.37 | 0.96 | ol | 490 | 0.00403 | HV
679-AL1/86-ST1A 110.0 | 9.95 | 0.042 | 0.36 | 1.15 | ol | 679 | 0.00403 | HV
490-AL1/64-ST1A 220.0 | 10 | 0.059 | 0.285 | 0.96 | ol | 490 | 0.00403 | HV
679-AL1/86-ST1A 220.0 | 11.7 | 0.042 | 0.275 | 1.15 | ol | 679 | 0.00403 | HV
490-AL1/64-ST1A 380.0 | 11 | 0.059 | 0.253 | 0.96 | ol | 490 | 0.00403 | HV
679-AL1/86-ST1A 380.0 | 14.6 | 0.042 | 0.25 | 1.15 | ol | 679 | 0.00403 | HV

## trafo_std_types
| i0_percent | pfe_kw | vkr_percent | sn_mva | vn_lv_kv | vn_hv_kv | vk_percent | shift_degree | vector_group | tap_side | tap_neutral | tap_min | tap_max | tap_step_degree | tap_step_percent | tap_phase_shifter
160 MVA 380/110 kV | 0.06 | 60 | 0.25 | 160 | 110 | 380 | 12.2 | 0 | Yy0 | hv | 0 | -9 | 9 | 0 | 1.5 | FALSE
100 MVA 220/110 kV | 0.06 | 55 | 0.26 | 100 | 110 | 220 | 12 | 0 | Yy0 | hv | 0 | -9 | 9 | 0 | 1.5 | FALSE
63 MVA 110/20 kV | 0.04 | 22 | 0.32 | 63 | 20 | 110 | 18 | 150 | YNd5 | hv | 0 | -9 | 9 | 0 | 1.5 | FALSE
40 MVA 110/20 kV | 0.05 | 18 | 0.34 | 40 | 20 | 110 | 16.2 | 150 | YNd5 | hv | 0 | -9 | 9 | 0 | 1.5 | FALSE
25 MVA 110/20 kV | 0.07 | 14 | 0.41 | 25 | 20 | 110 | 12 | 150 | YNd5 | hv | 0 | -9 | 9 | 0 | 1.5 | FALSE
63 MVA 110/10 kV | 0.04 | 22 | 0.32 | 63 | 10 | 110 | 18 | 150 | YNd5 | hv | 0 | -9 | 9 | 0 | 1.5 | FALSE
40 MVA 110/10 kV | 0.05 | 18 | 0.34 | 40 | 10 | 110 | 16.2 | 150 | YNd5 | hv | 0 | -9 | 9 | 0 | 1.5 | FALSE
25 MVA 110/10 kV | 0.07 | 14 | 0.41 | 25 | 10 | 110 | 12 | 150 | YNd5 | hv | 0 | -9 | 9 | 0 | 1.5 | FALSE
0.25 MVA 20/0.4 kV | 0.32 | 0.8 | 1.44 | 0.25 | 0.4 | 20 | 6 | 150 | Yzn5 | hv | 0 | -2 | 2 | 0 | 2.5 | FALSE
0.4 MVA 20/0.4 kV | 0.3375 | 1.35 | 1.425 | 0.4 | 0.4 | 20 | 6 | 150 | Dyn5 | hv | 0 | -2 | 2 | 0 | 2.5 | FALSE
0.63 MVA 20/0.4 kV | 0.2619 | 1.65 | 1.206 | 0.63 | 0.4 | 20 | 6 | 150 | Dyn5 | hv | 0 | -2 | 2 | 0 | 2.5 | FALSE
0.25 MVA 10/0.4 kV | 0.24 | 0.6 | 1.2 | 0.25 | 0.4 | 10 | 4 | 150 | Dyn5 | hv | 0 | -2 | 2 | 0 | 2.5 | FALSE
0.4 MVA 10/0.4 kV | 0.2375 | 0.95 | 1.325 | 0.4 | 0.4 | 10 | 4 | 150 | Dyn5 | hv | 0 | -2 | 2 | 0 | 2.5 | FALSE
0.63 MVA 10/0.4 kV | 0.1873 | 1.18 | 1.0794 | 0.63 | 0.4 | 10 | 4 | 150 | Dyn5 | hv | 0 | -2 | 2 | 0 | 2.5 | FALSE

## trafo3w_std_types
| sn_hv_mva | sn_mv_mva | sn_lv_mva | vn_hv_kv | vn_mv_kv | vn_lv_kv | vk_hv_percent | vk_mv_percent | vk_lv_percent | vkr_hv_percent | vkr_mv_percent | vkr_lv_percent | pfe_kw | i0_percent | shift_mv_degree | shift_lv_degree | vector_group | tap_side | tap_neutral | tap_min | tap_max | tap_step_percent
63/25/38 MVA 110/20/10 kV | 63 | 25 | 38 | 110 | 20 | 10 | 10.4 | 10.4 | 10.4 | 0.28 | 0.32 | 0.35 | 35 | 0.89 | 0 | 0 | YN0yn0yn0 | hv | 0 | -10 | 10 | 1.2
63/25/38 MVA 110/10/10 kV | 63 | 25 | 38 | 110 | 10 | 10 | 10.4 | 10.4 | 10.4 | 0.28 | 0.32 | 0.35 | 35 | 0.89 | 0 | 0 | YN0yn0yn0 | hv | 0 | -10 | 10 | 1.2

## fuse_std_types
| fuse_type | i_rated_a | t_avg | t_min | t_total | x_avg | x_min | x_total
HV 100A | HV 100A | 100 | 0 | [10.0, 3.64, 0.854, 0.281, 0.1, 0.0531, 0.022, 0.01] | [10.0, 4.267, 1.21, 0.403, 0.1, 0.058, 0.022, 0.01] | 0 | [300.0, 350.0, 450.0, 550.0, 700.0, 850.0, 1200.0, 1752.0] | [600.0, 700.0, 900.0, 1150.0, 1665.0, 2000.0, 3000.0, 4313.0]
HV 10A | HV 10A | 10 | 0 | [10.0, 1675.0, 0.344, 0.156, 0.1, 0.0417, 0.0171, 0.01] | [10.0, 1.3, 0.3, 0.155, 0.1, 0.0555, 0.023, 0.01] | 0 | [30.0, 32.0, 35.0, 37.0, 39.0, 50.0, 70.0, 88.0] | [60.0, 70.0, 80.0, 87.0, 94.0, 110.0, 150.0, 216.0]
HV 125A | HV 125A | 125 | 0 | [10.0, 1.82, 0.344, 0.1, 0.0467, 0.0269, 0.01] | [10.0, 2.478, 0.426, 0.1, 0.0427, 0.0211, 0.01] | 0 | [375.0, 500.0, 700.0, 925.0, 1200.0, 1500.0, 2341.0] | [750.0, 1000.0, 1500.0, 2200.0, 3000.0, 4000.0, 5765.0]
HV 160A | HV 160A | 160 | 0 | [10.0, 4.15, 1.03, 0.198, 0.1, 0.051, 0.0172, 0.01] | [10.0, 2.3, 0.734, 0.274, 0.1, 0.046, 0.0177, 0.01] | 0 | [480.0, 550.0, 700.0, 1000.0, 1260.0, 1600.0, 2500.0, 3227.0] | [960.0, 1300.0, 1700.0, 2200.0, 2996.0, 4000.0, 6000.0, 7946.0]
HV 16A | HV 16A | 16 | 0 | [10.0, 0.352, 0.164, 0.1, 0.0649, 0.0342, 0.01] | [10.0, 2.34, 0.722, 0.181, 0.1, 0.055, 0.0296, 0.01] | 0 | [48.0, 60.0, 65.0, 71.0, 80.0, 100.0, 162.0] | [96.0, 110.0, 125.0, 150.0, 168.0, 200.0, 250.0, 398.0]
HV 200A | HV 200A | 200 | 0 | [10.0, 4.267, 1.21, 0.403, 0.1, 0.058, 0.022, 0.01] | [10.0, 3.73, 1.654, 0.328, 0.1, 0.0531, 0.019, 0.01] | 0 | [600.0, 700.0, 900.0, 1150.0, 1665.0, 2000.0, 3000.0, 4313.0] | [1200.0, 1500.0, 1800.0, 2700.0, 3960.0, 5000.0, 7500.0, 10620.0]
HV 20A | HV 20A | 20 | 0 | [10.0, 1.3, 0.3, 0.155, 0.1, 0.0555, 0.023, 0.01] | [10.0, 1.3, 0.161, 0.1, 0.0611, 0.0399, 0.0141, 0.01] | 0 | [60.0, 70.0, 80.0, 87.0, 94.0, 110.0, 150.0, 216.0] | [120.0, 150.0, 200.0, 223.0, 260.0, 300.0, 450.0, 532.0]
HV 25A | HV 25A | 25 | 0 | [10.0, 2.512, 0.833, 0.299, 0.1, 0.0372, 0.0223, 0.01] | [10.0, 3.125, 0.597, 0.198, 0.1, 0.0378, 0.022, 0.01] | 0 | [75.0, 82.0, 90.0, 100.0, 124.0, 170.0, 200.0, 289.0] | [150.0, 170.0, 210.0, 250.0, 294.0, 400.0, 500.0, 711.0]
HV 31.5A | HV 31.5A | 31.5 | 0 | [10.0, 2.34, 0.722, 0.181, 0.1, 0.055, 0.0296, 0.01] | [10.0, 2.84, 0.368, 0.164, 0.1, 0.0621, 0.0378, 0.0195, 0.01] | 0 | [95.0, 110.0, 125.0, 150.0, 165.0, 200.0, 250.0, 390.0] | [189.0, 220.0, 300.0, 350.0, 393.0, 450.0, 530.0, 700.0, 960.0]
HV 40A | HV 40A | 40 | 0 | [10.0, 1.3, 0.161, 0.1, 0.0611, 0.0399, 0.0141, 0.01] | [10.0, 2.05, 0.369, 0.198, 0.1, 0.051, 0.0298, 0.01] | 0 | [120.0, 150.0, 200.0, 223.0, 260.0, 300.0, 450.0, 532.0] | [240.0, 300.0, 400.0, 450.0, 530.0, 650.0, 800.0, 1311.0]
HV 50A | HV 50A | 50 | 0 | [10.0, 3.215, 0.597, 0.198, 0.1, 0.0378, 0.022, 0.01] | [10.0, 3.64, 0.854, 0.281, 0.1, 0.0531, 0.022, 0.01] | 0 | [150.0, 170.0, 210.0, 250.0, 294.0, 400.0, 500.0, 711.0] | [300.0, 350.0, 450.0, 550.0, 700.0, 850.0, 1200.0, 1752.0]
HV 6.3A | HV 6.3A | 6.3 | 0 | [10.0, 1.39, 0.344, 0.168, 0.1, 0.056, 0.0263, 0.01] | [10.0, 1.711, 0.516, 0.198, 0.1, 0.0634, 0.0303, 0.01] | 0 | [19.0, 19.5, 20.4, 20.8, 22.0, 25.0, 32.0, 48.0] | [38.0, 40.0, 43.0, 48.0, 53.0, 60.0, 75.0, 118.0]
HV 63A | HV 63A | 63 | 0 | [10.0, 2.84, 0.368, 0.164, 0.1, 0.0621, 0.0378, 0.0195, 0.01] | [10.0, 1.82, 0.344, 0.1, 0.0467, 0.0269, 0.01] | 0 | [189.0, 220.0, 300.0, 350.0, 393.0, 450.0, 530.0, 700.0, 961.0] | [378.0, 500.0, 700.0, 934.0, 1200.0, 1500.0, 2366.0]
HV 80A | HV 80A | 80 | 0 | [10.0, 2.05, 0.369, 0.198, 0.1, 0.051, 0.0298, 0.01] | [10.0, 4.15, 1.03, 0.198, 0.1, 0.051, 0.0172, 0.01] | 0 | [240.0, 300.0, 400.0, 450.0, 530.0, 650.0, 800.0, 1311.0] | [480.0, 550.0, 700.0, 1000.0, 1260.0, 1600.0, 2500.0, 3227.0]
Siemens NH-1-100 | Siemens NH-1-100 | 100 | [5400.0, 2000.0, 400.0, 20.0, 1.0, 0.2, 0.012, 0.004] | 0 | 0 | [150.0, 190.0, 250.0, 430.0, 900.0, 1250.0, 2700.0, 3600.0] | 0 | 0
Siemens NH-1-125 | Siemens NH-1-125 | 125 | [4800.0, 120.0, 7.0, 0.1, 0.004] | 0 | 0 | [180.0, 400.0, 740.0, 2000.0, 4250.0] | 0 | 0
Siemens NH-1-16 | Siemens NH-1-16 | 16 | [4000.0, 400.0, 2.0, 0.1, 0.04, 0.01] | 0 | 0 | [26.0, 35.0, 75.0, 150.0, 200.0, 300.0] | 0 | 0
Siemens NH-1-160 | Siemens NH-1-160 | 160 | [4800.0, 120.0, 7.0, 0.1, 0.004] | 0 | 0 | [210.0, 500.0, 900.0, 2300.0, 5000.0] | 0 | 0
Siemens NH-1-25 | Siemens NH-1-25 | 25 | [4000.0, 1000.0, 10.0, 0.2, 0.02, 0.01] | 0 | 0 | [40.0, 50.0, 100.0, 210.0, 400.0, 500.0] | 0 | 0
Siemens NH-1-50 | Siemens NH-1-50 | 50 | [4000.0, 40.0, 4.0, 1.0, 0.02, 0.01] | 0 | 0 | [86.0, 200.0, 300.0, 400.0, 1000.0, 1280.0] | 0 | 0
Siemens NH-1-63 | Siemens NH-1-63 | 63 | [4000.0, 100.0, 10.0, 2.0, 0.04, 0.01] | 0 | 0 | [100.0, 200.0, 300.0, 400.0, 1000.0, 1500.0] | 0 | 0
Siemens NH-1-80 | Siemens NH-1-80 | 80 | [4800.0, 120.0, 7.0, 0.1, 0.01] | 0 | 0 | [150.58, 250.0, 450.0, 1150.0, 2470.0] | 0 | 0
Siemens NH-2-1000 | Siemens NH-2-1000 | 1000 | [4800.0, 120.0, 7.0, 0.1, 0.004] | 0 | 0 | [1900.0, 3500.0, 8400.0, 24000.0, 52000.0] | 0 | 0
Siemens NH-2-200 | Siemens NH-2-200 | 200 | [4800.0, 120.0, 7.0, 0.1, 0.004] | 0 | 0 | [280.0, 650.0, 1200.0, 3000.0, 7000.0] | 0 | 0
Siemens NH-2-224 | Siemens NH-2-224 | 224 | [4800.0, 120.0, 7.0, 0.2, 0.04, 0.004] | 0 | 0 | [400.0, 750.0, 1453.0, 3025.0, 4315.0, 7600.0] | 0 | 0
Siemens NH-2-250 | Siemens NH-2-250 | 250 | [4800.0, 120.0, 7.0, 0.1, 0.004] | 0 | 0 | [450.0, 800.0, 1650.0, 4000.0, 8500.0] | 0 | 0
Siemens NH-2-315 | Siemens NH-2-315 | 315 | [4800.0, 120.0, 7.0, 0.1, 0.004] | 0 | 0 | [550.0, 920.0, 1900.0, 5000.0, 11000.0] | 0 | 0
Siemens NH-2-355 | Siemens NH-2-355 | 355 | [4800.0, 120.0, 6.0, 0.1, 0.004] | 0 | 0 | [650.0, 1116.27, 2350.0, 5840.0, 12790.0] | 0 | 0
Siemens NH-2-400 | Siemens NH-2-400 | 400 | [4800.0, 120.0, 7.0, 0.1, 0.004] | 0 | 0 | [720.0, 1350.0, 2800.0, 6500.0, 15000.0] | 0 | 0
Siemens NH-2-425 | Siemens NH-2-425 | 425 | [4800.0, 120.0, 7.0, 0.1, 0.004] | 0 | 0 | [850.0, 1500.0, 3050.0, 7500.0, 16500.0] | 0 | 0
Siemens NH-2-630 | Siemens NH-2-630 | 630 | [4800.0, 120.0, 7.0, 0.1, 0.004] | 0 | 0 | [1200.0, 2000.0, 4800.0, 12000.0, 26000.0] | 0 | 0

## dtypes
| element | column | dtype
0 | bus | name | object
1 | bus | vn_kv | float64
2 | bus | type | object
3 | bus | zone | object
4 | bus | in_service | bool
5 | load | name | object
6 | load | bus | uint32
7 | load | p_mw | float64
8 | load | q_mvar | float64
9 | load | const_z_percent | float64
10 | load | const_i_percent | float64
11 | load | sn_mva | float64
12 | load | scaling | float64
13 | load | in_service | bool
14 | load | type | object
15 | ext_grid | name | object
16 | ext_grid | bus | uint32
17 | ext_grid | vm_pu | float64
18 | ext_grid | va_degree | float64
19 | ext_grid | slack_weight | float64
20 | ext_grid | in_service | bool
21 | line | name | object
22 | line | std_type | object
23 | line | from_bus | uint32
24 | line | to_bus | uint32
25 | line | length_km | float64
26 | line | r_ohm_per_km | float64
27 | line | x_ohm_per_km | float64
28 | line | c_nf_per_km | float64
29 | line | g_us_per_km | float64
30 | line | max_i_ka | float64
31 | line | df | float64
32 | line | parallel | uint32
33 | line | type | object
34 | line | in_service | bool
35 | trafo | name | object
36 | trafo | std_type | object
37 | trafo | hv_bus | uint32
38 | trafo | lv_bus | uint32
39 | trafo | sn_mva | float64
40 | trafo | vn_hv_kv | float64
41 | trafo | vn_lv_kv | float64
42 | trafo | vk_percent | float64
43 | trafo | vkr_percent | float64
44 | trafo | pfe_kw | float64
45 | trafo | i0_percent | float64
46 | trafo | shift_degree | float64
47 | trafo | tap_side | object
48 | trafo | tap_neutral | int32
49 | trafo | tap_min | int32
50 | trafo | tap_max | int32
51 | trafo | tap_step_percent | float64
52 | trafo | tap_step_degree | float64
53 | trafo | tap_pos | int32
54 | trafo | tap_phase_shifter | bool
55 | trafo | parallel | uint32
56 | trafo | df | float64
57 | trafo | in_service | bool
58 | line_geodata | coords | object
59 | bus_geodata | x | float64
60 | bus_geodata | y | float64
61 | bus_geodata | coords | object

## parameters
| version | format_version | converged | OPF_converged | name | f_hz | sn_mva
0 | 2.14.6 | 2.14.0 | FALSE | FALSE |  | 50 | 1