## bus
| name | vn_kv | type | zone | in_service
0 | bus_LV_5072-13_0_4_node_0 | 0.4 | n |  | TRUE
1 | bus_LV_5072-13_0_4_node_1 | 0.4 | n |  | TRUE
2 | bus_LV_5072-13_0_4_node_114 | 0.4 | n |  | TRUE
3 | bus_LV_5072-13_0_4_node_199 | 0.4 | n |  | TRUE
4 | bus_LV_5072-13_0_4_node_116 | 0.4 | n |  | TRUE
5 | bus_LV_5072-13_0_4_node_3 | 0.4 | n |  | TRUE
6 | bus_LV_5072-13_0_4_node_113 | 0.4 | n |  | TRUE
7 | bus_LV_5072-13_0_4_node_64 | 0.4 | n |  | TRUE
8 | bus_LV_5072-13_0_4_node_184 | 0.4 | n |  | TRUE
9 | bus_LV_5072-13_0_4_node_62 | 0.4 | n |  | TRUE
10 | bus_LV_5072-13_0_4_node_4 | 0.4 | n |  | TRUE
11 | bus_LV_5072-13_0_4_node_7 | 0.4 | n |  | TRUE
12 | bus_LV_5072-13_0_4_node_6 | 0.4 | n |  | TRUE
13 | bus_LV_5072-13_0_4_node_177 | 0.4 | n |  | TRUE
14 | bus_LV_5072-13_0_4_node_132 | 0.4 | n |  | TRUE
15 | bus_LV_5072-13_0_4_node_176 | 0.4 | n |  | TRUE
16 | bus_LV_5072-13_0_4_node_130 | 0.4 | n |  | TRUE
17 | bus_LV_5072-13_0_4_node_175 | 0.4 | n |  | TRUE
18 | bus_LV_5072-13_0_4_node_9 | 0.4 | n |  | TRUE
19 | bus_LV_5072-13_0_4_node_10 | 0.4 | n |  | TRUE
20 | bus_LV_5072-13_0_4_node_11 | 0.4 | n |  | TRUE
21 | bus_LV_5072-13_0_4_node_12 | 0.4 | n |  | TRUE
22 | bus_LV_5072-13_0_4_node_13 | 0.4 | n |  | TRUE
23 | bus_LV_5072-13_0_4_node_14 | 0.4 | n |  | TRUE
24 | bus_LV_5072-13_0_4_node_83 | 0.4 | n |  | TRUE
25 | bus_LV_5072-13_0_4_node_15 | 0.4 | n |  | TRUE
26 | bus_LV_5072-13_0_4_node_16 | 0.4 | n |  | TRUE
27 | bus_LV_5072-13_0_4_node_18 | 0.4 | n |  | TRUE
28 | bus_LV_5072-13_0_4_node_88 | 0.4 | n |  | TRUE
29 | bus_LV_5072-13_0_4_node_17 | 0.4 | n |  | TRUE
30 | bus_LV_5072-13_0_4_node_87 | 0.4 | n |  | TRUE
31 | bus_LV_5072-13_0_4_node_19 | 0.4 | n |  | TRUE
32 | bus_LV_5072-13_0_4_node_20 | 0.4 | n |  | TRUE
33 | bus_LV_5072-13_0_4_node_23 | 0.4 | n |  | TRUE
34 | bus_LV_5072-13_0_4_node_21 | 0.4 | n |  | TRUE
35 | bus_LV_5072-13_0_4_node_22 | 0.4 | n |  | TRUE
36 | bus_LV_5072-13_0_4_node_24 | 0.4 | n |  | TRUE
37 | bus_LV_5072-13_0_4_node_25 | 0.4 | n |  | TRUE
38 | bus_LV_5072-13_0_4_node_26 | 0.4 | n |  | TRUE
39 | bus_LV_5072-13_0_4_node_27 | 0.4 | n |  | TRUE
40 | bus_LV_5072-13_0_4_node_28 | 0.4 | n |  | TRUE
41 | bus_LV_5072-13_0_4_node_29 | 0.4 | n |  | TRUE
42 | bus_LV_5072-13_0_4_node_30 | 0.4 | n |  | TRUE
43 | bus_LV_5072-13_0_4_node_31 | 0.4 | n |  | TRUE
44 | bus_LV_5072-13_0_4_node_32 | 0.4 | n |  | TRUE
45 | bus_LV_5072-13_0_4_node_33 | 0.4 | n |  | TRUE
46 | bus_LV_5072-13_0_4_node_34 | 0.4 | n |  | TRUE
47 | bus_LV_5072-13_0_4_node_39 | 0.4 | n |  | TRUE
48 | bus_LV_5072-13_0_4_node_35 | 0.4 | n |  | TRUE
49 | bus_LV_5072-13_0_4_node_37 | 0.4 | n |  | TRUE
50 | bus_LV_5072-13_0_4_node_36 | 0.4 | n |  | TRUE
51 | bus_LV_5072-13_0_4_node_41 | 0.4 | n |  | TRUE
52 | bus_LV_5072-13_0_4_node_46 | 0.4 | n |  | TRUE
53 | bus_LV_5072-13_0_4_node_38 | 0.4 | n |  | TRUE
54 | bus_LV_5072-13_0_4_node_40 | 0.4 | n |  | TRUE
55 | bus_LV_5072-13_0_4_node_45 | 0.4 | n |  | TRUE
56 | bus_LV_5072-13_0_4_node_42 | 0.4 | n |  | TRUE
57 | bus_LV_5072-13_0_4_node_49 | 0.4 | n |  | TRUE
58 | bus_LV_5072-13_0_4_node_43 | 0.4 | n |  | TRUE
59 | bus_LV_5072-13_0_4_node_47 | 0.4 | n |  | TRUE
60 | bus_LV_5072-13_0_4_node_50 | 0.4 | n |  | TRUE
61 | bus_LV_5072-13_0_4_node_95 | 0.4 | n |  | TRUE
62 | bus_LV_5072-13_0_4_node_96 | 0.4 | n |  | TRUE
63 | bus_LV_5072-13_0_4_node_186 | 0.4 | n |  | TRUE
64 | bus_LV_5072-13_0_4_node_187 | 0.4 | n |  | TRUE
65 | bus_LV_5072-13_0_4_node_189 | 0.4 | n |  | TRUE
66 | bus_LV_5072-13_0_4_node_190 | 0.4 | n |  | TRUE
67 | bus_LV_5072-13_0_4_node_117 | 0.4 | n |  | TRUE
68 | bus_LV_5072-13_0_4_node_51 | 0.4 | n |  | TRUE
69 | bus_LV_5072-13_0_4_node_200 | 0.4 | n |  | TRUE
70 | bus_LV_5072-13_0_4_node_58 | 0.4 | n |  | TRUE
71 | bus_LV_5072-13_0_4_node_60 | 0.4 | n |  | TRUE
72 | bus_LV_5072-13_0_4_node_56 | 0.4 | n |  | TRUE
73 | bus_LV_5072-13_0_4_node_52 | 0.4 | n |  | TRUE
74 | bus_LV_5072-13_0_4_node_53 | 0.4 | n |  | TRUE
75 | bus_LV_5072-13_0_4_node_54 | 0.4 | n |  | TRUE
76 | bus_LV_5072-13_0_4_node_84 | 0.4 | n |  | TRUE
77 | bus_LV_5072-13_0_4_node_85 | 0.4 | n |  | TRUE
78 | bus_LV_5072-13_0_4_node_55 | 0.4 | n |  | TRUE
79 | bus_LV_5072-13_0_4_node_57 | 0.4 | n |  | TRUE
80 | bus_LV_5072-13_0_4_node_59 | 0.4 | n |  | TRUE
81 | bus_LV_5072-13_0_4_node_76 | 0.4 | n |  | TRUE
82 | bus_LV_5072-13_0_4_node_69 | 0.4 | n |  | TRUE
83 | bus_LV_5072-13_0_4_node_61 | 0.4 | n |  | TRUE
84 | bus_LV_5072-13_0_4_node_63 | 0.4 | n |  | TRUE
85 | bus_LV_5072-13_0_4_node_68 | 0.4 | n |  | TRUE
86 | bus_LV_5072-13_0_4_node_70 | 0.4 | n |  | TRUE
87 | bus_LV_5072-13_0_4_node_66 | 0.4 | n |  | TRUE
88 | bus_LV_5072-13_0_4_node_65 | 0.4 | n |  | TRUE
89 | bus_LV_5072-13_0_4_node_67 | 0.4 | n |  | TRUE
90 | bus_LV_5072-13_0_4_node_77 | 0.4 | n |  | TRUE
91 | bus_LV_5072-13_0_4_node_92 | 0.4 | n |  | TRUE
92 | bus_LV_5072-13_0_4_node_78 | 0.4 | n |  | TRUE
93 | bus_LV_5072-13_0_4_node_93 | 0.4 | n |  | TRUE
94 | bus_LV_5072-13_0_4_node_71 | 0.4 | n |  | TRUE
95 | bus_LV_5072-13_0_4_node_72 | 0.4 | n |  | TRUE
96 | bus_LV_5072-13_0_4_node_73 | 0.4 | n |  | TRUE
97 | bus_LV_5072-13_0_4_node_74 | 0.4 | n |  | TRUE
98 | bus_LV_5072-13_0_4_node_75 | 0.4 | n |  | TRUE
99 | bus_LV_5072-13_0_4_node_80 | 0.4 | n |  | TRUE
100 | bus_LV_5072-13_0_4_node_91 | 0.4 | n |  | TRUE
101 | bus_LV_5072-13_0_4_node_81 | 0.4 | n |  | TRUE
102 | bus_LV_5072-13_0_4_node_79 | 0.4 | n |  | TRUE
103 | bus_LV_5072-13_0_4_node_86 | 0.4 | n |  | TRUE
104 | bus_LV_5072-13_0_4_node_82 | 0.4 | n |  | TRUE
105 | bus_LV_5072-13_0_4_node_89 | 0.4 | n |  | TRUE
106 | bus_LV_5072-13_0_4_node_90 | 0.4 | n |  | TRUE
107 | bus_LV_5072-13_0_4_node_99 | 0.4 | n |  | TRUE
108 | bus_LV_5072-13_0_4_node_100 | 0.4 | n |  | TRUE
109 | bus_LV_5072-13_0_4_node_101 | 0.4 | n |  | TRUE
110 | bus_LV_5072-13_0_4_node_102 | 0.4 | n |  | TRUE
111 | bus_LV_5072-13_0_4_node_108 | 0.4 | n |  | TRUE
112 | bus_LV_5072-13_0_4_node_107 | 0.4 | n |  | TRUE
113 | bus_LV_5072-13_0_4_node_112 | 0.4 | n |  | TRUE
114 | bus_LV_5072-13_0_4_node_105 | 0.4 | n |  | TRUE
115 | bus_LV_5072-13_0_4_node_103 | 0.4 | n |  | TRUE
116 | bus_LV_5072-13_0_4_node_104 | 0.4 | n |  | TRUE
117 | bus_LV_5072-13_0_4_node_128 | 0.4 | n |  | TRUE
118 | bus_LV_5072-13_0_4_node_115 | 0.4 | n |  | TRUE
119 | bus_LV_5072-13_0_4_node_191 | 0.4 | n |  | TRUE
120 | bus_LV_5072-13_0_4_node_120 | 0.4 | n |  | TRUE
121 | bus_LV_5072-13_0_4_node_118 | 0.4 | n |  | TRUE
122 | bus_LV_5072-13_0_4_node_119 | 0.4 | n |  | TRUE
123 | bus_LV_5072-13_0_4_node_121 | 0.4 | n |  | TRUE
124 | bus_LV_5072-13_0_4_node_122 | 0.4 | n |  | TRUE
125 | bus_LV_5072-13_0_4_node_123 | 0.4 | n |  | TRUE
126 | bus_LV_5072-13_0_4_node_124 | 0.4 | n |  | TRUE
127 | bus_LV_5072-13_0_4_node_125 | 0.4 | n |  | TRUE
128 | bus_LV_5072-13_0_4_node_126 | 0.4 | n |  | TRUE
129 | bus_LV_5072-13_0_4_node_127 | 0.4 | n |  | TRUE
130 | bus_LV_5072-13_0_4_node_174 | 0.4 | n |  | TRUE
131 | bus_LV_5072-13_0_4_node_178 | 0.4 | n |  | TRUE
132 | bus_LV_5072-13_0_4_node_179 | 0.4 | n |  | TRUE
133 | bus_LV_5072-13_0_4_node_131 | 0.4 | n |  | TRUE
134 | bus_LV_5072-13_0_4_node_180 | 0.4 | n |  | TRUE
135 | bus_LV_5072-13_0_4_node_181 | 0.4 | n |  | TRUE
136 | bus_LV_5072-13_0_4_node_183 | 0.4 | n |  | TRUE
137 | bus_LV_5072-13_0_4_node_182 | 0.4 | n |  | TRUE
138 | bus_MV_188_0_node_20 | 20 | n |  | TRUE

## load
| name | bus | p_mw | q_mvar | const_z_percent | const_i_percent | sn_mva | scaling | in_service | type
0 | LV_5072-13_0_4_load_0 | 0 | 0.0031556 | 0.00079088 | 0 | 0 |  | 1 | TRUE | wye
1 | LV_5072-13_0_4_load_199 | 3 | 0.00095917 | 0.00024039 | 0 | 0 |  | 1 | TRUE | wye
2 | LV_5072-13_0_4_load_116 | 4 | 0.00049501 | 0.00012406 | 0 | 0 |  | 1 | TRUE | wye
3 | LV_5072-13_0_4_load_113 | 6 | 0.00054102 | 0.00013559 | 0 | 0 |  | 1 | TRUE | wye
4 | LV_5072-13_0_4_load_184 | 8 | 0.00075266 | 0.00018864 | 0 | 0 |  | 1 | TRUE | wye
5 | LV_5072-13_0_4_load_4 | 10 | 0.00028505 | 7.1441e-05 | 0 | 0 |  | 1 | TRUE | wye
6 | LV_5072-13_0_4_load_6 | 12 | 0.00019857 | 4.9765e-05 | 0 | 0 |  | 1 | TRUE | wye
7 | LV_5072-13_0_4_load_177 | 13 | 0.00046633 | 0.00011687 | 0 | 0 |  | 1 | TRUE | wye
8 | LV_5072-13_0_4_load_176 | 15 | 0.00081959 | 0.00020541 | 0 | 0 |  | 1 | TRUE | wye
9 | LV_5072-13_0_4_load_130 | 16 | 0.00059252 | 0.0001485 | 0 | 0 |  | 1 | TRUE | wye
10 | LV_5072-13_0_4_load_175 | 17 | 0.00071056 | 0.00017808 | 0 | 0 |  | 1 | TRUE | wye
11 | LV_5072-13_0_4_load_9 | 18 | 0.00076587 | 0.00019194 | 0 | 0 |  | 1 | TRUE | wye
12 | LV_5072-13_0_4_load_10 | 19 | 0.00035282 | 8.8426e-05 | 0 | 0 |  | 1 | TRUE | wye
13 | LV_5072-13_0_4_load_11 | 20 | 0.00019289 | 4.8343e-05 | 0 | 0 |  | 1 | TRUE | wye
14 | LV_5072-13_0_4_load_12 | 21 | 0.0023682 | 0.00059353 | 0 | 0 |  | 1 | TRUE | wye
15 | LV_5072-13_0_4_load_13 | 22 | 0.00025963 | 6.5069e-05 | 0 | 0 |  | 1 | TRUE | wye
16 | LV_5072-13_0_4_load_83 | 24 | 0.00020496 | 5.1368e-05 | 0 | 0 |  | 1 | TRUE | wye
17 | LV_5072-13_0_4_load_15 | 25 | 0.00035247 | 8.8337e-05 | 0 | 0 |  | 1 | TRUE | wye
18 | LV_5072-13_0_4_load_16 | 26 | 0.00036389 | 9.12e-05 | 0 | 0 |  | 1 | TRUE | wye
19 | LV_5072-13_0_4_load_18 | 27 | 0.0017631 | 0.00044188 | 0 | 0 |  | 1 | TRUE | wye
20 | LV_5072-13_0_4_load_88 | 28 | 0.00031771 | 7.9624e-05 | 0 | 0 |  | 1 | TRUE | wye
21 | LV_5072-13_0_4_load_17 | 29 | 0.0020021 | 0.00050178 | 0 | 0 |  | 1 | TRUE | wye
22 | LV_5072-13_0_4_load_87 | 30 | 0.00050668 | 0.00012699 | 0 | 0 |  | 1 | TRUE | wye
23 | LV_5072-13_0_4_load_19 | 31 | 0.0030194 | 0.00075674 | 0 | 0 |  | 1 | TRUE | wye
24 | LV_5072-13_0_4_load_20 | 32 | 0.0016646 | 0.00041719 | 0 | 0 |  | 1 | TRUE | wye
25 | LV_5072-13_0_4_load_23 | 33 | 0.0056167 | 0.0014077 | 0 | 0 |  | 1 | TRUE | wye
26 | LV_5072-13_0_4_load_21 | 34 | 0.0015099 | 0.00037841 | 0 | 0 |  | 1 | TRUE | wye
27 | LV_5072-13_0_4_load_22 | 35 | 0.0022452 | 0.0005627 | 0 | 0 |  | 1 | TRUE | wye
28 | LV_5072-13_0_4_load_24 | 36 | 0.0024663 | 0.00061812 | 0 | 0 |  | 1 | TRUE | wye
29 | LV_5072-13_0_4_load_25 | 37 | 0.0034948 | 0.00087588 | 0 | 0 |  | 1 | TRUE | wye
30 | LV_5072-13_0_4_load_26 | 38 | 0.0024679 | 0.00061851 | 0 | 0 |  | 1 | TRUE | wye
31 | LV_5072-13_0_4_load_27 | 39 | 0.0030828 | 0.00077263 | 0 | 0 |  | 1 | TRUE | wye
32 | LV_5072-13_0_4_load_28 | 40 | 0.0030708 | 0.00076961 | 0 | 0 |  | 1 | TRUE | wye
33 | LV_5072-13_0_4_load_29 | 41 | 0.0033907 | 0.00084979 | 0 | 0 |  | 1 | TRUE | wye
34 | LV_5072-13_0_4_load_30 | 42 | 0.0023363 | 0.00058552 | 0 | 0 |  | 1 | TRUE | wye
35 | LV_5072-13_0_4_load_32 | 44 | 0.0041373 | 0.0010369 | 0 | 0 |  | 1 | TRUE | wye
36 | LV_5072-13_0_4_load_33 | 45 | 0.0063281 | 0.001586 | 0 | 0 |  | 1 | TRUE | wye
37 | LV_5072-13_0_4_load_34 | 46 | 0.0013807 | 0.00034603 | 0 | 0 |  | 1 | TRUE | wye
38 | LV_5072-13_0_4_load_39 | 47 | 0.0047812 | 0.0011983 | 0 | 0 |  | 1 | TRUE | wye
39 | LV_5072-13_0_4_load_35 | 48 | 0.0027862 | 0.00069829 | 0 | 0 |  | 1 | TRUE | wye
40 | LV_5072-13_0_4_load_37 | 49 | 0.0053875 | 0.0013502 | 0 | 0 |  | 1 | TRUE | wye
41 | LV_5072-13_0_4_load_36 | 50 | 0.0010057 | 0.00025205 | 0 | 0 |  | 1 | TRUE | wye
42 | LV_5072-13_0_4_load_41 | 51 | 0.00069217 | 0.00017347 | 0 | 0 |  | 1 | TRUE | wye
43 | LV_5072-13_0_4_load_38 | 53 | 0.0052248 | 0.0013095 | 0 | 0 |  | 1 | TRUE | wye
44 | LV_5072-13_0_4_load_45 | 55 | 0.00077905 | 0.00019525 | 0 | 0 |  | 1 | TRUE | wye
45 | LV_5072-13_0_4_load_42 | 56 | 0.0010978 | 0.00027513 | 0 | 0 |  | 1 | TRUE | wye
46 | LV_5072-13_0_4_load_49 | 57 | 0.00070096 | 0.00017568 | 0 | 0 |  | 1 | TRUE | wye
47 | LV_5072-13_0_4_load_43 | 58 | 0.001014 | 0.00025413 | 0 | 0 |  | 1 | TRUE | wye
48 | LV_5072-13_0_4_load_95 | 61 | 0.001195 | 0.0002995 | 0 | 0 |  | 1 | TRUE | wye
49 | LV_5072-13_0_4_load_186 | 63 | 0.00085306 | 0.0002138 | 0 | 0 |  | 1 | TRUE | wye
50 | LV_5072-13_0_4_load_187 | 64 | 0.0005719 | 0.00014333 | 0 | 0 |  | 1 | TRUE | wye
51 | LV_5072-13_0_4_load_189 | 65 | 0.0010529 | 0.00026389 | 0 | 0 |  | 1 | TRUE | wye
52 | LV_5072-13_0_4_load_190 | 66 | 0.00086699 | 0.00021729 | 0 | 0 |  | 1 | TRUE | wye
53 | LV_5072-13_0_4_load_200 | 69 | 0.0072804 | 0.0018246 | 0 | 0 |  | 1 | TRUE | wye
54 | LV_5072-13_0_4_load_60 | 71 | 0.0034512 | 0.00086496 | 0 | 0 |  | 1 | TRUE | wye
55 | LV_5072-13_0_4_load_56 | 72 | 0.00039925 | 0.00010006 | 0 | 0 |  | 1 | TRUE | wye
56 | LV_5072-13_0_4_load_52 | 73 | 0.00060405 | 0.00015139 | 0 | 0 |  | 1 | TRUE | wye
57 | LV_5072-13_0_4_load_54 | 75 | 0.00034841 | 8.7319e-05 | 0 | 0 |  | 1 | TRUE | wye
58 | LV_5072-13_0_4_load_84 | 76 | 0.0003256 | 8.1603e-05 | 0 | 0 |  | 1 | TRUE | wye
59 | LV_5072-13_0_4_load_55 | 78 | 0.00044551 | 0.00011166 | 0 | 0 |  | 1 | TRUE | wye
60 | LV_5072-13_0_4_load_57 | 79 | 0.00066759 | 0.00016731 | 0 | 0 |  | 1 | TRUE | wye
61 | LV_5072-13_0_4_load_59 | 80 | 0.00026719 | 6.6963e-05 | 0 | 0 |  | 1 | TRUE | wye
62 | LV_5072-13_0_4_load_76 | 81 | 0.00027804 | 6.9683e-05 | 0 | 0 |  | 1 | TRUE | wye
63 | LV_5072-13_0_4_load_61 | 83 | 0.00020285 | 5.0839e-05 | 0 | 0 |  | 1 | TRUE | wye
64 | LV_5072-13_0_4_load_63 | 84 | 0.00055503 | 0.0001391 | 0 | 0 |  | 1 | TRUE | wye
65 | LV_5072-13_0_4_load_70 | 86 | 0.00037141 | 9.3084e-05 | 0 | 0 |  | 1 | TRUE | wye
66 | LV_5072-13_0_4_load_66 | 87 | 0.00066599 | 0.00016691 | 0 | 0 |  | 1 | TRUE | wye
67 | LV_5072-13_0_4_load_65 | 88 | 0.00048663 | 0.00012196 | 0 | 0 |  | 1 | TRUE | wye
68 | LV_5072-13_0_4_load_67 | 89 | 0.00048589 | 0.00012177 | 0 | 0 |  | 1 | TRUE | wye
69 | LV_5072-13_0_4_load_77 | 90 | 0.000311 | 7.7943e-05 | 0 | 0 |  | 1 | TRUE | wye
70 | LV_5072-13_0_4_load_93 | 93 | 0.0017033 | 0.00042688 | 0 | 0 |  | 1 | TRUE | wye
71 | LV_5072-13_0_4_load_71 | 94 | 0.00039317 | 9.8538e-05 | 0 | 0 |  | 1 | TRUE | wye
72 | LV_5072-13_0_4_load_72 | 95 | 0.00043045 | 0.00010788 | 0 | 0 |  | 1 | TRUE | wye
73 | LV_5072-13_0_4_load_73 | 96 | 0.00026823 | 6.7225e-05 | 0 | 0 |  | 1 | TRUE | wye
74 | LV_5072-13_0_4_load_75 | 98 | 0.00061524 | 0.00015419 | 0 | 0 |  | 1 | TRUE | wye
75 | LV_5072-13_0_4_load_80 | 99 | 0.00036747 | 9.2096e-05 | 0 | 0 |  | 1 | TRUE | wye
76 | LV_5072-13_0_4_load_91 | 100 | 0.00027744 | 6.9532e-05 | 0 | 0 |  | 1 | TRUE | wye
77 | LV_5072-13_0_4_load_81 | 101 | 0.00046318 | 0.00011608 | 0 | 0 |  | 1 | TRUE | wye
78 | LV_5072-13_0_4_load_79 | 102 | 0.00047578 | 0.00011924 | 0 | 0 |  | 1 | TRUE | wye
79 | LV_5072-13_0_4_load_82 | 104 | 0.00038941 | 9.7595e-05 | 0 | 0 |  | 1 | TRUE | wye
80 | LV_5072-13_0_4_load_89 | 105 | 0.00031539 | 7.9045e-05 | 0 | 0 |  | 1 | TRUE | wye
81 | LV_5072-13_0_4_load_90 | 106 | 0.0005468 | 0.00013704 | 0 | 0 |  | 1 | TRUE | wye
82 | LV_5072-13_0_4_load_100 | 108 | 0.0011655 | 0.00029211 | 0 | 0 |  | 1 | TRUE | wye
83 | LV_5072-13_0_4_load_108 | 111 | 0.00086322 | 0.00021634 | 0 | 0 |  | 1 | TRUE | wye
84 | LV_5072-13_0_4_load_107 | 112 | 0.00070851 | 0.00017757 | 0 | 0 |  | 1 | TRUE | wye
85 | LV_5072-13_0_4_load_112 | 113 | 0.0029408 | 0.00073704 | 0 | 0 |  | 1 | TRUE | wye
86 | LV_5072-13_0_4_load_105 | 114 | 0.00052337 | 0.00013117 | 0 | 0 |  | 1 | TRUE | wye
87 | LV_5072-13_0_4_load_103 | 115 | 0.0005225 | 0.00013095 | 0 | 0 |  | 1 | TRUE | wye
88 | LV_5072-13_0_4_load_104 | 116 | 0.00082223 | 0.00020607 | 0 | 0 |  | 1 | TRUE | wye
89 | LV_5072-13_0_4_load_191 | 119 | 0.0010961 | 0.0002747 | 0 | 0 |  | 1 | TRUE | wye
90 | LV_5072-13_0_4_load_120 | 120 | 0.00056767 | 0.00014227 | 0 | 0 |  | 1 | TRUE | wye
91 | LV_5072-13_0_4_load_118 | 121 | 0.00057502 | 0.00014411 | 0 | 0 |  | 1 | TRUE | wye
92 | LV_5072-13_0_4_load_119 | 122 | 0.0004578 | 0.00011473 | 0 | 0 |  | 1 | TRUE | wye
93 | LV_5072-13_0_4_load_121 | 123 | 0.0006141 | 0.00015391 | 0 | 0 |  | 1 | TRUE | wye
94 | LV_5072-13_0_4_load_122 | 124 | 0.00076375 | 0.00019141 | 0 | 0 |  | 1 | TRUE | wye
95 | LV_5072-13_0_4_load_125 | 127 | 0.00071873 | 0.00018013 | 0 | 0 |  | 1 | TRUE | wye
96 | LV_5072-13_0_4_load_126 | 128 | 0.0010166 | 0.0002548 | 0 | 0 |  | 1 | TRUE | wye
97 | LV_5072-13_0_4_load_127 | 129 | 0.00084711 | 0.0002123 | 0 | 0 |  | 1 | TRUE | wye
98 | LV_5072-13_0_4_load_174 | 130 | 0.00069375 | 0.00017387 | 0 | 0 |  | 1 | TRUE | wye
99 | LV_5072-13_0_4_load_178 | 131 | 0.00060844 | 0.00015249 | 0 | 0 |  | 1 | TRUE | wye
100 | LV_5072-13_0_4_load_131 | 133 | 0.00063539 | 0.00015924 | 0 | 0 |  | 1 | TRUE | wye
101 | LV_5072-13_0_4_load_180 | 134 | 0.00090491 | 0.00022679 | 0 | 0 |  | 1 | TRUE | wye
102 | LV_5072-13_0_4_load_181 | 135 | 0.00088862 | 0.00022271 | 0 | 0 |  | 1 | TRUE | wye
103 | LV_5072-13_0_4_load_183 | 136 | 0.00072979 | 0.0001829 | 0 | 0 |  | 1 | TRUE | wye
104 | LV_5072-13_0_4_load_182 | 137 | 0.00082424 | 0.00020657 | 0 | 0 |  | 1 | TRUE | wye

## ext_grid
| name | bus | vm_pu | va_degree | slack_weight | in_service
0 |  | 34 | 1 | 0 | 1 | TRUE

## line
| name | std_type | from_bus | to_bus | length_km | r_ohm_per_km | x_ohm_per_km | c_nf_per_km | g_us_per_km | max_i_ka | df | parallel | type | in_service
0 | LV_5072-13_0_4_line_0 | NAYY 4x150 SE | 0 | 1 | 0.11164 | 0.208 | 0.08 | 261 | 0 | 0.27 | 1 | 1 | cs | TRUE
1 | LV_5072-13_0_4_line_1 | NAYY 4x150 SE | 0 | 2 | 0.13453 | 0.208 | 0.08 | 261 | 0 | 0.27 | 1 | 1 | cs | TRUE
2 | LV_5072-13_0_4_line_2 | NAYY 4x150 SE | 1 | 3 | 0.51339 | 0.208 | 0.08 | 261 | 0 | 0.27 | 1 | 1 | cs | TRUE
3 | LV_5072-13_0_4_line_3 | NAYY 4x150 SE | 2 | 4 | 0.0031746 | 0.208 | 0.08 | 261 | 0 | 0.27 | 1 | 1 | cs | TRUE
4 | LV_5072-13_0_4_line_4 | NAYY 4x150 SE | 2 | 5 | 0.12951 | 0.208 | 0.08 | 261 | 0 | 0.27 | 1 | 1 | cs | TRUE
5 | LV_5072-13_0_4_line_5 | NAYY 4x150 SE | 2 | 6 | 0.15406 | 0.208 | 0.08 | 261 | 0 | 0.27 | 1 | 1 | cs | TRUE
6 | LV_5072-13_0_4_line_6 | NAYY 4x150 SE | 3 | 7 | 0.018251 | 0.208 | 0.08 | 261 | 0 | 0.27 | 1 | 1 | cs | TRUE
7 | LV_5072-13_0_4_line_7 | NAYY 4x150 SE | 4 | 119 | 0.060296 | 0.208 | 0.08 | 261 | 0 | 0.27 | 1 | 1 | cs | TRUE
8 | LV_5072-13_0_4_line_8 | NAYY 4x150 SE | 5 | 8 | 0.037003 | 0.208 | 0.08 | 261 | 0 | 0.27 | 1 | 1 | cs | TRUE
9 | LV_5072-13_0_4_line_9 | NAYY 4x150 SE | 6 | 118 | 0.013587 | 0.208 | 0.08 | 261 | 0 | 0.27 | 1 | 1 | cs | TRUE
10 | LV_5072-13_0_4_line_10 | NAYY 4x150 SE | 7 | 9 | 0.080384 | 0.208 | 0.08 | 261 | 0 | 0.27 | 1 | 1 | cs | TRUE
11 | LV_5072-13_0_4_line_11 | NAYY 4x150 SE | 9 | 84 | 0.1026 | 0.208 | 0.08 | 261 | 0 | 0.27 | 1 | 1 | cs | TRUE
12 | LV_5072-13_0_4_line_12 | NAYY 4x150 SE | 9 | 83 | 0.064102 | 0.208 | 0.08 | 261 | 0 | 0.27 | 1 | 1 | cs | TRUE
13 | LV_5072-13_0_4_line_13 | NAYY 4x150 SE | 10 | 11 | 0.13766 | 0.208 | 0.08 | 261 | 0 | 0.27 | 1 | 1 | cs | TRUE
14 | LV_5072-13_0_4_line_14 | NAYY 4x150 SE | 11 | 13 | 0.057841 | 0.208 | 0.08 | 261 | 0 | 0.27 | 1 | 1 | cs | TRUE
15 | LV_5072-13_0_4_line_15 | NAYY 4x150 SE | 11 | 14 | 0.16681 | 0.208 | 0.08 | 261 | 0 | 0.27 | 1 | 1 | cs | TRUE
16 | LV_5072-13_0_4_line_16 | NAYY 4x150 SE | 11 | 15 | 0.084141 | 0.208 | 0.08 | 261 | 0 | 0.27 | 1 | 1 | cs | TRUE
17 | LV_5072-13_0_4_line_17 | NAYY 4x150 SE | 11 | 12 | 0.071164 | 0.208 | 0.08 | 261 | 0 | 0.27 | 1 | 1 | cs | TRUE
18 | LV_5072-13_0_4_line_18 | NAYY 4x150 SE | 14 | 16 | 0.078575 | 0.208 | 0.08 | 261 | 0 | 0.27 | 1 | 1 | cs | TRUE
19 | LV_5072-13_0_4_line_19 | NAYY 4x150 SE | 15 | 17 | 0.0069883 | 0.208 | 0.08 | 261 | 0 | 0.27 | 1 | 1 | cs | TRUE
20 | LV_5072-13_0_4_line_20 | NAYY 4x150 SE | 16 | 133 | 0.01407 | 0.208 | 0.08 | 261 | 0 | 0.27 | 1 | 1 | cs | TRUE
21 | LV_5072-13_0_4_line_21 | NAYY 4x150 SE | 17 | 130 | 0.0612 | 0.208 | 0.08 | 261 | 0 | 0.27 | 1 | 1 | cs | TRUE
22 | LV_5072-13_0_4_line_22 | NAYY 4x150 SE | 18 | 19 | 0.019432 | 0.208 | 0.08 | 261 | 0 | 0.27 | 1 | 1 | cs | TRUE
23 | LV_5072-13_0_4_line_23 | NAYY 4x150 SE | 18 | 20 | 0.008155 | 0.208 | 0.08 | 261 | 0 | 0.27 | 1 | 1 | cs | TRUE
24 | LV_5072-13_0_4_line_24 | NAYY 4x150 SE | 19 | 21 | 0.0075145 | 0.208 | 0.08 | 261 | 0 | 0.27 | 1 | 1 | cs | TRUE
25 | LV_5072-13_0_4_line_25 | NAYY 4x150 SE | 20 | 22 | 0.038513 | 0.208 | 0.08 | 261 | 0 | 0.27 | 1 | 1 | cs | TRUE
26 | LV_5072-13_0_4_line_26 | NAYY 4x150 SE | 21 | 23 | 0.012377 | 0.208 | 0.08 | 261 | 0 | 0.27 | 1 | 1 | cs | TRUE
27 | LV_5072-13_0_4_line_27 | NAYY 4x150 SE | 22 | 24 | 0.0096733 | 0.208 | 0.08 | 261 | 0 | 0.27 | 1 | 1 | cs | TRUE
28 | LV_5072-13_0_4_line_28 | NAYY 4x150 SE | 23 | 25 | 0.011726 | 0.208 | 0.08 | 261 | 0 | 0.27 | 1 | 2 | cs | TRUE
29 | LV_5072-13_0_4_line_29 | NAYY 4x150 SE | 23 | 26 | 0.034108 | 0.208 | 0.08 | 261 | 0 | 0.27 | 1 | 2 | cs | TRUE
30 | LV_5072-13_0_4_line_30 | NAYY 4x150 SE | 25 | 27 | 0.0070892 | 0.208 | 0.08 | 261 | 0 | 0.27 | 1 | 2 | cs | TRUE
31 | LV_5072-13_0_4_line_31 | NAYY 4x150 SE | 26 | 28 | 0.016354 | 0.208 | 0.08 | 261 | 0 | 0.27 | 1 | 1 | cs | TRUE
32 | LV_5072-13_0_4_line_32 | NAYY 4x150 SE | 27 | 29 | 0.0042183 | 0.208 | 0.08 | 261 | 0 | 0.27 | 1 | 2 | cs | TRUE
33 | LV_5072-13_0_4_line_33 | NAYY 4x150 SE | 28 | 30 | 0.010013 | 0.208 | 0.08 | 261 | 0 | 0.27 | 1 | 1 | cs | TRUE
34 | LV_5072-13_0_4_line_34 | NAYY 4x150 SE | 29 | 31 | 0.00094964 | 0.208 | 0.08 | 261 | 0 | 0.27 | 1 | 2 | cs | TRUE
35 | LV_5072-13_0_4_line_35 | NAYY 4x150 SE | 30 | 103 | 0.0071163 | 0.208 | 0.08 | 261 | 0 | 0.27 | 1 | 1 | cs | TRUE
36 | LV_5072-13_0_4_line_36 | NAYY 4x150 SE | 31 | 32 | 0.0060634 | 0.208 | 0.08 | 261 | 0 | 0.27 | 1 | 2 | cs | TRUE
37 | LV_5072-13_0_4_line_37 | NAYY 4x150 SE | 32 | 33 | 0.0083749 | 0.208 | 0.08 | 261 | 0 | 0.27 | 1 | 2 | cs | TRUE
38 | LV_5072-13_0_4_line_38 | NAYY 4x150 SE | 33 | 34 | 0.0019074 | 0.208 | 0.08 | 261 | 0 | 0.27 | 1 | 2 | cs | TRUE
39 | LV_5072-13_0_4_line_39 | NAYY 4x150 SE | 34 | 35 | 0.011102 | 0.208 | 0.08 | 261 | 0 | 0.27 | 1 | 2 | cs | TRUE
40 | LV_5072-13_0_4_line_40 | NAYY 4x150 SE | 35 | 36 | 0.0072658 | 0.208 | 0.08 | 261 | 0 | 0.27 | 1 | 2 | cs | TRUE
41 | LV_5072-13_0_4_line_41 | NAYY 4x150 SE | 36 | 37 | 0.0031459 | 0.208 | 0.08 | 261 | 0 | 0.27 | 1 | 2 | cs | TRUE
42 | LV_5072-13_0_4_line_42 | NAYY 4x150 SE | 37 | 38 | 0.0085661 | 0.208 | 0.08 | 261 | 0 | 0.27 | 1 | 2 | cs | TRUE
43 | LV_5072-13_0_4_line_43 | NAYY 4x150 SE | 38 | 39 | 0.0072529 | 0.208 | 0.08 | 261 | 0 | 0.27 | 1 | 2 | cs | TRUE
44 | LV_5072-13_0_4_line_44 | NAYY 4x150 SE | 39 | 40 | 0.0072829 | 0.208 | 0.08 | 261 | 0 | 0.27 | 1 | 2 | cs | TRUE
45 | LV_5072-13_0_4_line_45 | NAYY 4x150 SE | 40 | 41 | 0.0068632 | 0.208 | 0.08 | 261 | 0 | 0.27 | 1 | 2 | cs | TRUE
46 | LV_5072-13_0_4_line_46 | NAYY 4x150 SE | 41 | 42 | 0.013462 | 0.208 | 0.08 | 261 | 0 | 0.27 | 1 | 2 | cs | TRUE
47 | LV_5072-13_0_4_line_47 | NAYY 4x150 SE | 42 | 43 | 0.0032773 | 0.208 | 0.08 | 261 | 0 | 0.27 | 1 | 2 | cs | TRUE
48 | LV_5072-13_0_4_line_48 | NAYY 4x150 SE | 43 | 44 | 0.02014 | 0.208 | 0.08 | 261 | 0 | 0.27 | 1 | 2 | cs | TRUE
49 | LV_5072-13_0_4_line_49 | NAYY 4x150 SE | 43 | 45 | 0.012799 | 0.208 | 0.08 | 261 | 0 | 0.27 | 1 | 1 | cs | TRUE
50 | LV_5072-13_0_4_line_50 | NAYY 4x150 SE | 44 | 46 | 0.010148 | 0.208 | 0.08 | 261 | 0 | 0.27 | 1 | 2 | cs | TRUE
51 | LV_5072-13_0_4_line_51 | NAYY 4x150 SE | 45 | 47 | 0.0098301 | 0.208 | 0.08 | 261 | 0 | 0.27 | 1 | 1 | cs | TRUE
52 | LV_5072-13_0_4_line_52 | NAYY 4x150 SE | 46 | 48 | 0.0085379 | 0.208 | 0.08 | 261 | 0 | 0.27 | 1 | 2 | cs | TRUE
53 | LV_5072-13_0_4_line_53 | NAYY 4x150 SE | 47 | 49 | 0.0064983 | 0.208 | 0.08 | 261 | 0 | 0.27 | 1 | 1 | cs | TRUE
54 | LV_5072-13_0_4_line_54 | NAYY 4x150 SE | 48 | 50 | 0.0087571 | 0.208 | 0.08 | 261 | 0 | 0.27 | 1 | 2 | cs | TRUE
55 | LV_5072-13_0_4_line_55 | NAYY 4x150 SE | 49 | 53 | 0.014218 | 0.208 | 0.08 | 261 | 0 | 0.27 | 1 | 1 | cs | TRUE
56 | LV_5072-13_0_4_line_56 | NAYY 4x150 SE | 50 | 51 | 0.029871 | 0.208 | 0.08 | 261 | 0 | 0.27 | 1 | 2 | cs | TRUE
57 | LV_5072-13_0_4_line_57 | NAYY 4x150 SE | 51 | 52 | 0.069277 | 0.208 | 0.08 | 261 | 0 | 0.27 | 1 | 2 | cs | TRUE
58 | LV_5072-13_0_4_line_58 | NAYY 4x150 SE | 52 | 59 | 0.026523 | 0.208 | 0.08 | 261 | 0 | 0.27 | 1 | 2 | cs | TRUE
59 | LV_5072-13_0_4_line_59 | NAYY 4x150 SE | 53 | 54 | 0.010296 | 0.208 | 0.08 | 261 | 0 | 0.27 | 1 | 1 | cs | TRUE
60 | LV_5072-13_0_4_line_60 | NAYY 4x150 SE | 54 | 55 | 0.037633 | 0.208 | 0.08 | 261 | 0 | 0.27 | 1 | 1 | cs | TRUE
61 | LV_5072-13_0_4_line_61 | NAYY 4x150 SE | 54 | 56 | 0.016206 | 0.208 | 0.08 | 261 | 0 | 0.27 | 1 | 1 | cs | TRUE
62 | LV_5072-13_0_4_line_62 | NAYY 4x150 SE | 55 | 57 | 0.018031 | 0.208 | 0.08 | 261 | 0 | 0.27 | 1 | 1 | cs | TRUE
63 | LV_5072-13_0_4_line_63 | NAYY 4x150 SE | 56 | 58 | 0.047121 | 0.208 | 0.08 | 261 | 0 | 0.27 | 1 | 1 | cs | TRUE
64 | LV_5072-13_0_4_line_64 | NAYY 4x150 SE | 57 | 60 | 0.10113 | 0.208 | 0.08 | 261 | 0 | 0.27 | 1 | 1 | cs | TRUE
65 | LV_5072-13_0_4_line_65 | NAYY 4x150 SE | 59 | 61 | 0.10725 | 0.208 | 0.08 | 261 | 0 | 0.27 | 1 | 2 | cs | TRUE
66 | LV_5072-13_0_4_line_66 | NAYY 4x150 SE | 60 | 68 | 0.10851 | 0.208 | 0.08 | 261 | 0 | 0.27 | 1 | 1 | cs | TRUE
67 | LV_5072-13_0_4_line_67 | NAYY 4x150 SE | 61 | 62 | 0.093911 | 0.208 | 0.08 | 261 | 0 | 0.27 | 1 | 2 | cs | TRUE
68 | LV_5072-13_0_4_line_68 | NAYY 4x150 SE | 62 | 107 | 0.3435 | 0.208 | 0.08 | 261 | 0 | 0.27 | 1 | 2 | cs | TRUE
69 | LV_5072-13_0_4_line_69 | NAYY 4x150 SE | 63 | 64 | 0.0171 | 0.208 | 0.08 | 261 | 0 | 0.27 | 1 | 1 | cs | TRUE
70 | LV_5072-13_0_4_line_70 | NAYY 4x150 SE | 64 | 65 | 0.017874 | 0.208 | 0.08 | 261 | 0 | 0.27 | 1 | 1 | cs | TRUE
71 | LV_5072-13_0_4_line_71 | NAYY 4x150 SE | 65 | 66 | 0.022842 | 0.208 | 0.08 | 261 | 0 | 0.27 | 1 | 1 | cs | TRUE
72 | LV_5072-13_0_4_line_72 | NAYY 4x150 SE | 66 | 67 | 0.655 | 0.208 | 0.08 | 261 | 0 | 0.27 | 1 | 1 | cs | TRUE
73 | LV_5072-13_0_4_line_73 | NAYY 4x150 SE | 67 | 120 | 0.48258 | 0.208 | 0.08 | 261 | 0 | 0.27 | 1 | 1 | cs | TRUE
74 | LV_5072-13_0_4_line_74 | NAYY 4x150 SE | 67 | 118 | 0.038419 | 0.208 | 0.08 | 261 | 0 | 0.27 | 1 | 1 | cs | TRUE
75 | LV_5072-13_0_4_line_75 | NAYY 4x150 SE | 68 | 69 | 0.064601 | 0.208 | 0.08 | 261 | 0 | 0.27 | 1 | 1 | cs | TRUE
76 | LV_5072-13_0_4_line_76 | NAYY 4x150 SE | 70 | 71 | 0.018245 | 0.208 | 0.08 | 261 | 0 | 0.27 | 1 | 1 | cs | TRUE
77 | LV_5072-13_0_4_line_77 | NAYY 4x150 SE | 70 | 72 | 0.027864 | 0.208 | 0.08 | 261 | 0 | 0.27 | 1 | 1 | cs | TRUE
78 | LV_5072-13_0_4_line_78 | NAYY 4x150 SE | 72 | 78 | 0.00094783 | 0.208 | 0.08 | 261 | 0 | 0.27 | 1 | 1 | cs | TRUE
79 | LV_5072-13_0_4_line_79 | NAYY 4x150 SE | 73 | 74 | 0.040651 | 0.208 | 0.08 | 261 | 0 | 0.27 | 1 | 1 | cs | TRUE
80 | LV_5072-13_0_4_line_80 | NAYY 4x150 SE | 74 | 75 | 0.067275 | 0.208 | 0.08 | 261 | 0 | 0.27 | 1 | 1 | cs | TRUE
81 | LV_5072-13_0_4_line_81 | NAYY 4x150 SE | 75 | 76 | 0.051824 | 0.208 | 0.08 | 261 | 0 | 0.27 | 1 | 1 | cs | TRUE
82 | LV_5072-13_0_4_line_82 | NAYY 4x150 SE | 76 | 77 | 0.010352 | 0.208 | 0.08 | 261 | 0 | 0.27 | 1 | 1 | cs | TRUE
83 | LV_5072-13_0_4_line_83 | NAYY 4x150 SE | 77 | 103 | 0.00434 | 0.208 | 0.08 | 261 | 0 | 0.27 | 1 | 1 | cs | TRUE
84 | LV_5072-13_0_4_line_84 | NAYY 4x150 SE | 77 | 102 | 0.013879 | 0.208 | 0.08 | 261 | 0 | 0.27 | 1 | 1 | cs | TRUE
85 | LV_5072-13_0_4_line_85 | NAYY 4x150 SE | 78 | 79 | 0.11222 | 0.208 | 0.08 | 261 | 0 | 0.27 | 1 | 1 | cs | TRUE
86 | LV_5072-13_0_4_line_86 | NAYY 4x150 SE | 79 | 80 | 0.021004 | 0.208 | 0.08 | 261 | 0 | 0.27 | 1 | 1 | cs | TRUE
87 | LV_5072-13_0_4_line_87 | NAYY 4x150 SE | 80 | 81 | 0.012006 | 0.208 | 0.08 | 261 | 0 | 0.27 | 1 | 1 | cs | TRUE
88 | LV_5072-13_0_4_line_88 | NAYY 4x150 SE | 81 | 82 | 0.0096435 | 0.208 | 0.08 | 261 | 0 | 0.27 | 1 | 1 | cs | TRUE
89 | LV_5072-13_0_4_line_89 | NAYY 4x150 SE | 82 | 90 | 0.010738 | 0.208 | 0.08 | 261 | 0 | 0.27 | 1 | 1 | cs | TRUE
90 | LV_5072-13_0_4_line_90 | NAYY 4x150 SE | 82 | 89 | 0.042013 | 0.208 | 0.08 | 261 | 0 | 0.27 | 1 | 1 | cs | TRUE
91 | LV_5072-13_0_4_line_91 | NAYY 4x150 SE | 84 | 85 | 0.036396 | 0.208 | 0.08 | 261 | 0 | 0.27 | 1 | 1 | cs | TRUE
92 | LV_5072-13_0_4_line_92 | NAYY 4x150 SE | 85 | 86 | 0.0089217 | 0.208 | 0.08 | 261 | 0 | 0.27 | 1 | 1 | cs | TRUE
93 | LV_5072-13_0_4_line_93 | NAYY 4x150 SE | 85 | 87 | 0.056566 | 0.208 | 0.08 | 261 | 0 | 0.27 | 1 | 1 | cs | TRUE
94 | LV_5072-13_0_4_line_94 | NAYY 4x150 SE | 86 | 91 | 0.18835 | 0.208 | 0.08 | 261 | 0 | 0.27 | 1 | 1 | cs | TRUE
95 | LV_5072-13_0_4_line_95 | NAYY 4x150 SE | 87 | 88 | 0.030755 | 0.208 | 0.08 | 261 | 0 | 0.27 | 1 | 1 | cs | TRUE
96 | LV_5072-13_0_4_line_96 | NAYY 4x150 SE | 88 | 89 | 0.047924 | 0.208 | 0.08 | 261 | 0 | 0.27 | 1 | 1 | cs | TRUE
97 | LV_5072-13_0_4_line_97 | NAYY 4x150 SE | 90 | 92 | 0.01185 | 0.208 | 0.08 | 261 | 0 | 0.27 | 1 | 1 | cs | TRUE
98 | LV_5072-13_0_4_line_98 | NAYY 4x150 SE | 91 | 93 | 0.069535 | 0.208 | 0.08 | 261 | 0 | 0.27 | 1 | 1 | cs | TRUE
99 | LV_5072-13_0_4_line_99 | NAYY 4x150 SE | 92 | 102 | 0.014777 | 0.208 | 0.08 | 261 | 0 | 0.27 | 1 | 1 | cs | TRUE
100 | LV_5072-13_0_4_line_100 | NAYY 4x150 SE | 92 | 97 | 0.007308 | 0.208 | 0.08 | 261 | 0 | 0.27 | 1 | 1 | cs | TRUE
101 | LV_5072-13_0_4_line_101 | NAYY 4x150 SE | 94 | 95 | 0.065149 | 0.208 | 0.08 | 261 | 0 | 0.27 | 1 | 1 | cs | TRUE
102 | LV_5072-13_0_4_line_102 | NAYY 4x150 SE | 94 | 96 | 0.077946 | 0.208 | 0.08 | 261 | 0 | 0.27 | 1 | 1 | cs | TRUE
103 | LV_5072-13_0_4_line_103 | NAYY 4x150 SE | 95 | 97 | 0.022639 | 0.208 | 0.08 | 261 | 0 | 0.27 | 1 | 1 | cs | TRUE
104 | LV_5072-13_0_4_line_104 | NAYY 4x150 SE | 96 | 98 | 0.20401 | 0.208 | 0.08 | 261 | 0 | 0.27 | 1 | 1 | cs | TRUE
105 | LV_5072-13_0_4_line_105 | NAYY 4x150 SE | 97 | 99 | 0.0053238 | 0.208 | 0.08 | 261 | 0 | 0.27 | 1 | 1 | cs | TRUE
106 | LV_5072-13_0_4_line_106 | NAYY 4x150 SE | 98 | 100 | 0.016533 | 0.208 | 0.08 | 261 | 0 | 0.27 | 1 | 1 | cs | TRUE
107 | LV_5072-13_0_4_line_107 | NAYY 4x150 SE | 99 | 101 | 0.025756 | 0.208 | 0.08 | 261 | 0 | 0.27 | 1 | 1 | cs | TRUE
108 | LV_5072-13_0_4_line_108 | NAYY 4x150 SE | 101 | 104 | 0.01873 | 0.208 | 0.08 | 261 | 0 | 0.27 | 1 | 1 | cs | TRUE
109 | LV_5072-13_0_4_line_109 | NAYY 4x150 SE | 103 | 105 | 0.01607 | 0.208 | 0.08 | 261 | 0 | 0.27 | 1 | 1 | cs | TRUE
110 | LV_5072-13_0_4_line_110 | NAYY 4x150 SE | 105 | 106 | 0.0031557 | 0.208 | 0.08 | 261 | 0 | 0.27 | 1 | 1 | cs | TRUE
111 | LV_5072-13_0_4_line_111 | NAYY 4x150 SE | 107 | 108 | 0.091365 | 0.208 | 0.08 | 261 | 0 | 0.27 | 1 | 2 | cs | TRUE
112 | LV_5072-13_0_4_line_112 | NAYY 4x150 SE | 108 | 109 | 0.073374 | 0.208 | 0.08 | 261 | 0 | 0.27 | 1 | 2 | cs | TRUE
113 | LV_5072-13_0_4_line_113 | NAYY 4x150 SE | 109 | 110 | 0.082985 | 0.208 | 0.08 | 261 | 0 | 0.27 | 1 | 2 | cs | TRUE
114 | LV_5072-13_0_4_line_114 | NAYY 4x150 SE | 110 | 111 | 0.012133 | 0.208 | 0.08 | 261 | 0 | 0.27 | 1 | 2 | cs | TRUE
115 | LV_5072-13_0_4_line_115 | NAYY 4x150 SE | 110 | 112 | 0.087614 | 0.208 | 0.08 | 261 | 0 | 0.27 | 1 | 1 | cs | TRUE
116 | LV_5072-13_0_4_line_116 | NAYY 4x150 SE | 111 | 113 | 0.28457 | 0.208 | 0.08 | 261 | 0 | 0.27 | 1 | 2 | cs | TRUE
117 | LV_5072-13_0_4_line_117 | NAYY 4x150 SE | 112 | 114 | 0.0049898 | 0.208 | 0.08 | 261 | 0 | 0.27 | 1 | 1 | cs | TRUE
118 | LV_5072-13_0_4_line_118 | NAYY 4x150 SE | 113 | 117 | 0.22849 | 0.208 | 0.08 | 261 | 0 | 0.27 | 1 | 2 | cs | TRUE
119 | LV_5072-13_0_4_line_119 | NAYY 4x150 SE | 114 | 115 | 0.0078234 | 0.208 | 0.08 | 261 | 0 | 0.27 | 1 | 1 | cs | TRUE
120 | LV_5072-13_0_4_line_120 | NAYY 4x150 SE | 115 | 116 | 0.0015266 | 0.208 | 0.08 | 261 | 0 | 0.27 | 1 | 1 | cs | TRUE
121 | LV_5072-13_0_4_line_121 | NAYY 4x150 SE | 117 | 127 | 0.22024 | 0.208 | 0.08 | 261 | 0 | 0.27 | 1 | 1 | cs | TRUE
122 | LV_5072-13_0_4_line_122 | NAYY 4x150 SE | 120 | 122 | 0.0029755 | 0.208 | 0.08 | 261 | 0 | 0.27 | 1 | 1 | cs | TRUE
123 | LV_5072-13_0_4_line_123 | NAYY 4x150 SE | 121 | 122 | 0.0082545 | 0.208 | 0.08 | 261 | 0 | 0.27 | 1 | 1 | cs | TRUE
124 | LV_5072-13_0_4_line_124 | NAYY 4x150 SE | 123 | 124 | 0.023711 | 0.208 | 0.08 | 261 | 0 | 0.27 | 1 | 1 | cs | TRUE
125 | LV_5072-13_0_4_line_125 | NAYY 4x150 SE | 123 | 125 | 0.058084 | 0.208 | 0.08 | 261 | 0 | 0.27 | 1 | 1 | cs | TRUE
126 | LV_5072-13_0_4_line_126 | NAYY 4x150 SE | 124 | 126 | 0.022978 | 0.208 | 0.08 | 261 | 0 | 0.27 | 1 | 1 | cs | TRUE
127 | LV_5072-13_0_4_line_127 | NAYY 4x150 SE | 125 | 127 | 0.019011 | 0.208 | 0.08 | 261 | 0 | 0.27 | 1 | 1 | cs | TRUE
128 | LV_5072-13_0_4_line_128 | NAYY 4x150 SE | 125 | 128 | 0.0056269 | 0.208 | 0.08 | 261 | 0 | 0.27 | 1 | 1 | cs | TRUE
129 | LV_5072-13_0_4_line_129 | NAYY 4x150 SE | 126 | 129 | 0.094658 | 0.208 | 0.08 | 261 | 0 | 0.27 | 1 | 1 | cs | TRUE
130 | LV_5072-13_0_4_line_130 | NAYY 4x150 SE | 128 | 130 | 0.087478 | 0.208 | 0.08 | 261 | 0 | 0.27 | 1 | 1 | cs | TRUE
131 | LV_5072-13_0_4_line_131 | NAYY 4x150 SE | 129 | 131 | 0.0081413 | 0.208 | 0.08 | 261 | 0 | 0.27 | 1 | 1 | cs | TRUE
132 | LV_5072-13_0_4_line_132 | NAYY 4x150 SE | 131 | 132 | 0.050736 | 0.208 | 0.08 | 261 | 0 | 0.27 | 1 | 1 | cs | TRUE
133 | LV_5072-13_0_4_line_133 | NAYY 4x150 SE | 132 | 134 | 0.01866 | 0.208 | 0.08 | 261 | 0 | 0.27 | 1 | 1 | cs | TRUE
134 | LV_5072-13_0_4_line_134 | NAYY 4x150 SE | 132 | 135 | 0.18667 | 0.208 | 0.08 | 261 | 0 | 0.27 | 1 | 1 | cs | TRUE
135 | LV_5072-13_0_4_line_135 | NAYY 4x150 SE | 134 | 136 | 0.020762 | 0.208 | 0.08 | 261 | 0 | 0.27 | 1 | 1 | cs | TRUE
136 | LV_5072-13_0_4_line_136 | NAYY 4x150 SE | 136 | 137 | 0.0017072 | 0.208 | 0.08 | 261 | 0 | 0.27 | 1 | 1 | cs | TRUE

## trafo
| name | std_type | hv_bus | lv_bus | sn_mva | vn_hv_kv | vn_lv_kv | vk_percent | vkr_percent | pfe_kw | i0_percent | shift_degree | tap_side | tap_neutral | tap_min | tap_max | tap_step_percent | tap_step_degree | tap_pos | tap_phase_shifter | parallel | df | in_service
0 | LV_5072-13_0_4_trafo_21 | 0.25 MVA 20/0.4 kV | 138 | 34 | 0.25 | 20 | 0.4 | 6 | 1.44 | 0.8 | 0.32 | 150 | hv | 0 | -2 | 2 | 2.5 | 0 | 0 | FALSE | 1 | 1 | TRUE

## line_geodata
| x0 | y0 | x1 | y1 | x2 | y2 | x3 | y3 | x4 | y4 | x5 | y5 | x6 | y6 | x7 | y7 | x8 | y8 | x9 | y9 | x10 | y10 | x11 | y11 | x12 | y12 | x13 | y13 | x14 | y14 | x15 | y15 | x16 | y16 | x17 | y17 | x18 | y18 | x19 | y19 | x20 | y20 | x21 | y21 | x22 | y22 | x23 | y23 | x24 | y24 | x25 | y25 | x26 | y26 | x27 | y27 | x28 | y28 | x29 | y29 | x30 | y30 | x31 | y31
0 | 2707187.5261 | 1144746.5185 | 2707165.8757 | 1144773.3399 | 2707149.8367 | 1144792.3338 | 2707142.1103 | 1144800.6908 | 2707136.1136 | 1144805.9988 | 2707123.1531 | 1144815.6749 | 2707110.083 | 1144826.1485
1 | 2706988.3757 | 1144768.8304 | 2707110.083 | 1144826.1485
2 | 2707575.3345 | 1145082.9393 | 2707187.5261 | 1144746.5185
3 | 2706988.3757 | 1144768.8304 | 2706985.4415 | 1144770.0421
4 | 2706988.3757 | 1144768.8304 | 2707091.8529 | 1144690.95
5 | 2706988.3757 | 1144768.8304 | 2706937.7333 | 1144895.0579 | 2706935.1451 | 1144900.1597 | 2706932.3631 | 1144904.0573 | 2706927.2923 | 1144909.6383
6 | 2707575.3345 | 1145082.9393 | 2707579.5467 | 1145079.8792 | 2707583.7479 | 1145072.705 | 2707587.5791 | 1145069.8938
7 | 2706985.4415 | 1144770.0421 | 2706929.2107 | 1144791.8083
8 | 2707091.8529 | 1144690.95 | 2707123.1273 | 1144682.1997 | 2707125.6643 | 1144680.855 | 2707127.0635 | 1144679.9682
9 | 2706917.6612 | 1144919.2175 | 2706925.9905 | 1144911.0711 | 2706927.2923 | 1144909.6383
10 | 2707587.5791 | 1145069.8938 | 2707590.8325 | 1145069.3181 | 2707596.4066 | 1145066.1711 | 2707604.4076 | 1145064.4016 | 2707614.0393 | 1145067.72 | 2707618.3957 | 1145066.4858 | 2707628.1324 | 1145060.9115 | 2707637.1749 | 1145056.3366 | 2707647.2671 | 1145054.0931 | 2707663.5104 | 1145052.9712
11 | 2707663.5104 | 1145052.9712 | 2707685.9422 | 1145051.315 | 2707701.1579 | 1145050.9309 | 2707716.377 | 1145051.6476 | 2707720.2378 | 1145050.627 | 2707725.1807 | 1145049.2588 | 2707729.2757 | 1145046.3189 | 2707732.7456 | 1145040.5105 | 2707743.0478 | 1145034.2572 | 2707758.6271 | 1145028.3255
12 | 2707663.5104 | 1145052.9712 | 2707653.8061 | 1145059.7467 | 2707644.7522 | 1145069.6916 | 2707637.4783 | 1145079.8016 | 2707631.1343 | 1145086.0368 | 2707618.2135 | 1145096.4908 | 2707617.4589 | 1145096.8767
13 | 2708516.3785 | 1145320.0729 | 2708591.2209 | 1145435.6132
14 | 2708516.3785 | 1145320.0729 | 2708514.3874 | 1145314.5669 | 2708517.4139 | 1145305.2486 | 2708521.0134 | 1145297.3972 | 2708527.1972 | 1145274.4936 | 2708532.1516 | 1145266.0064
15 | 2708458.2693 | 1145475.3281 | 2708473.5291 | 1145445.1164 | 2708478.0931 | 1145433.2019 | 2708503.6381 | 1145378.9262 | 2708508.938 | 1145358.1526 | 2708516.3785 | 1145320.0729
16 | 2708516.3785 | 1145320.0729 | 2708507.6737 | 1145333.614 | 2708499.6792 | 1145342.7094 | 2708486.052 | 1145355.2056 | 2708463.5932 | 1145366.0976 | 2708453.0775 | 1145372.8255
17 | 2708516.3785 | 1145320.0729 | 2708522.0001 | 1145319.8517 | 2708527.3768 | 1145318.2919 | 2708528.2932 | 1145311.3595 | 2708531.9455 | 1145303.5646 | 2708545.4788 | 1145283.9176 | 2708551.4923 | 1145270.4727 | 2708555.3008 | 1145266.1596
18 | 2708458.2693 | 1145475.3281 | 2708440.7153 | 1145504.0755 | 2708419.5429 | 1145526.3648 | 2708410.3457 | 1145537.1175
19 | 2708448.182 | 1145377.7778 | 2708452.3361 | 1145373.2999 | 2708453.0775 | 1145372.8255
20 | 2708410.3457 | 1145537.1175 | 2708401.2002 | 1145547.8096
21 | 2708406.0805 | 1145422.0665 | 2708416.527 | 1145409.5128 | 2708429.8447 | 1145397.5445 | 2708448.182 | 1145377.7778
22 | 2707792.687 | 1145278.072 | 2707787.0832 | 1145284.3942 | 2707780.5666 | 1145290.4039 | 2707778.6336 | 1145291.2715
23 | 2707792.687 | 1145278.072 | 2707798.0962 | 1145271.9692
24 | 2707771.7781 | 1145294.3489 | 2707778.6336 | 1145291.2715
25 | 2707822.8494 | 1145242.4777 | 2707808.7067 | 1145259.9983 | 2707798.0962 | 1145271.9692
26 | 2707760.4864 | 1145299.4175 | 2707771.7781 | 1145294.3489
27 | 2707822.8494 | 1145242.4777 | 2707828.9253 | 1145234.9506
28 | 2707760.4864 | 1145299.4175 | 2707757.0465 | 1145301.8354 | 2707752.5018 | 1145305.0118 | 2707750.9747 | 1145306.2669
29 | 2707760.4864 | 1145299.4175 | 2707759.2502 | 1145295.4929 | 2707759.2379 | 1145293.169 | 2707759.7282 | 1145290.6761 | 2707769.2336 | 1145270.9443 | 2707770.3331 | 1145267.9104
30 | 2707745.4979 | 1145310.7682 | 2707750.9747 | 1145306.2669
31 | 2707770.3331 | 1145267.9104 | 2707770.4866 | 1145267.4867 | 2707770.5612 | 1145264.1748 | 2707769.6841 | 1145257.3547 | 2707769.6798 | 1145253.2965 | 2707769.9807 | 1145251.6675
32 | 2707745.4979 | 1145310.7682 | 2707745.4979 | 1145310.7682 | 2707743.0021 | 1145314.1689
33 | 2707771.7993 | 1145241.8213 | 2707769.9807 | 1145251.6675
34 | 2707742.4402 | 1145314.9344 | 2707743.0021 | 1145314.1689
35 | 2707773.0918 | 1145234.8233 | 2707771.7993 | 1145241.8213
36 | 2707742.4402 | 1145314.9344 | 2707740.4963 | 1145317.5832 | 2707739.6603 | 1145320.2323
37 | 2707737.14 | 1145328.219 | 2707739.6603 | 1145320.2323
38 | 2707737.14 | 1145328.219 | 2707737.14 | 1145328.219 | 2707736.8663 | 1145330.1067
39 | 2707735.7408 | 1145341.1468 | 2707736.3248 | 1145333.8414 | 2707736.8663 | 1145330.1067
40 | 2707735.7408 | 1145341.1468 | 2707735.7408 | 1145341.1468 | 2707735.779 | 1145348.4125
41 | 2707735.779 | 1145348.4125 | 2707735.7862 | 1145349.7865 | 2707735.8646 | 1145351.5566
42 | 2707735.8646 | 1145351.5566 | 2707736.1201 | 1145357.3307 | 2707735.7659 | 1145360.0945
43 | 2707732.8266 | 1145366.6112 | 2707734.8896 | 1145363.4015 | 2707735.6111 | 1145361.3019 | 2707735.7659 | 1145360.0945
44 | 2707732.8266 | 1145366.6112 | 2707732.8266 | 1145366.6112 | 2707728.9548 | 1145369.9775 | 2707727.1837 | 1145371.2005
45 | 2707727.1837 | 1145371.2005 | 2707721.5361 | 1145375.1002
46 | 2707710.5794 | 1145382.9218 | 2707719.8202 | 1145376.2851 | 2707721.5361 | 1145375.1002
47 | 2707707.9175 | 1145384.8336 | 2707710.5794 | 1145382.9218
48 | 2707707.9175 | 1145384.8336 | 2707703.4551 | 1145389.8571 | 2707699.6569 | 1145395.5596 | 2707698.4552 | 1145400.0188 | 2707698.4204 | 1145401.9695
49 | 2707707.9175 | 1145384.8336 | 2707695.503 | 1145381.7192
50 | 2707698.4204 | 1145401.9695 | 2707698.3408 | 1145406.4209 | 2707695.9696 | 1145411.5998
51 | 2707685.8909 | 1145381.9495 | 2707688.6495 | 1145381.0982 | 2707692.6473 | 1145381.0029 | 2707695.503 | 1145381.7192
52 | 2707695.9696 | 1145411.5998 | 2707694.9982 | 1145413.7215 | 2707691.0159 | 1145418.4793
53 | 2707681.7539 | 1145386.8813 | 2707683.8775 | 1145383.6702 | 2707685.8909 | 1145381.9495 | 2707685.8909 | 1145381.9495
54 | 2707691.0159 | 1145418.4793 | 2707688.9284 | 1145420.9733 | 2707685.987 | 1145425.6262
55 | 2707681.7539 | 1145386.8813 | 2707673.9108 | 1145398.7406
56 | 2707685.987 | 1145425.6262 | 2707684.6264 | 1145427.7787 | 2707678.2894 | 1145440.9518 | 2707674.0121 | 1145446.8015 | 2707670.207 | 1145450.7174
57 | 2707647.4411 | 1145514.6487 | 2707651.8288 | 1145493.1464 | 2707656.0033 | 1145474.9759 | 2707657.7232 | 1145468.6025 | 2707660.4062 | 1145462.0906 | 2707664.6884 | 1145456.3967 | 2707670.207 | 1145450.7174
58 | 2707647.4411 | 1145514.6487 | 2707645.7213 | 1145521.8782 | 2707640.506 | 1145540.2414
59 | 2707668.2315 | 1145407.3284 | 2707673.9108 | 1145398.7406
60 | 2707668.2315 | 1145407.3284 | 2707661.9587 | 1145407.0162 | 2707654.5833 | 1145409.9197 | 2707638.0097 | 1145426.4752
61 | 2707668.2315 | 1145407.3284 | 2707661.6825 | 1145422.1517
62 | 2707631.9593 | 1145443.0412 | 2707634.1418 | 1145431.8801 | 2707637.4482 | 1145427.036 | 2707638.0097 | 1145426.4752
63 | 2707661.6825 | 1145422.1517 | 2707654.0005 | 1145439.5395 | 2707645.6895 | 1145455.2458 | 2707641.0253 | 1145464.4766
64 | 2707560.3599 | 1145480.2061 | 2707563.7455 | 1145488.5719 | 2707566.1118 | 1145491.616 | 2707570.6003 | 1145493.7308 | 2707574.8325 | 1145494.2733 | 2707578.6903 | 1145493.8307 | 2707583.7463 | 1145491.2748 | 2707589.308 | 1145483.2021 | 2707593.0839 | 1145479.6005 | 2707600.4537 | 1145475.2848 | 2707612.283 | 1145466.5235 | 2707622.6673 | 1145457.3473 | 2707627.61 | 1145452.0988 | 2707631.6048 | 1145444.8543 | 2707631.9593 | 1145443.0412
65 | 2707640.506 | 1145540.2414 | 2707646.4559 | 1145537.9683 | 2707657.8915 | 1145530.1674 | 2707678.8905 | 1145513.9763 | 2707697.3906 | 1145501.7432 | 2707720.3985 | 1145482.375 | 2707728.3366 | 1145480.0719
66 | 2707560.3599 | 1145480.2061 | 2707552.602 | 1145468.3823 | 2707551.5316 | 1145462.4817 | 2707552.0555 | 1145455.9423 | 2707556.08 | 1145444.44 | 2707556.6072 | 1145439.0126 | 2707556.0485 | 1145431.9981 | 2707552.0061 | 1145410.4788 | 2707549.2756 | 1145397.6997 | 2707547.1941 | 1145391.1806 | 2707539.671 | 1145377.8156
67 | 2707800.6044 | 1145423.837 | 2707796.8722 | 1145423.6924 | 2707792.1049 | 1145427.2873 | 2707770.3636 | 1145453.5824 | 2707763.2125 | 1145459.8475 | 2707755.7458 | 1145465.2843 | 2707741.0669 | 1145473.0937 | 2707733.43 | 1145478.5942 | 2707728.3366 | 1145480.0719
68 | 2707643.2768 | 1145722.4194 | 2707662.3251 | 1145686.7698 | 2707674.909 | 1145642.2101 | 2707688.2571 | 1145605.2024 | 2707691.7603 | 1145591.4894 | 2707705.2958 | 1145570.2397 | 2707712.7175 | 1145553.984 | 2707721.3789 | 1145542.7536 | 2707726.5311 | 1145531.3717 | 2707751.3621 | 1145503.7307 | 2707762.5012 | 1145497.4813 | 2707771.2289 | 1145488.5648 | 2707778.7852 | 1145475.9695 | 2707781.9349 | 1145465.2856 | 2707800.6044 | 1145423.837
69 | 2706951.0231 | 1145632.8083 | 2706955.0951 | 1145627.3363 | 2706954.8117 | 1145625.1188 | 2706953.8655 | 1145623.879 | 2706948.8842 | 1145619.7283
70 | 2706948.8842 | 1145619.7283 | 2706940.8183 | 1145613.0073 | 2706938.7511 | 1145610.4134 | 2706937.8254 | 1145607.5841 | 2706937.7862 | 1145606.5036
71 | 2706939.7539 | 1145583.7807 | 2706937.65 | 1145602.7445 | 2706937.7862 | 1145606.5036
72 | 2706939.7539 | 1145583.7807 | 2706881.1245 | 1144931.4112
73 | 2706881.1245 | 1144931.4112 | 2706398.9455 | 1144950.9986
74 | 2706917.6612 | 1144919.2175 | 2706881.1245 | 1144931.4112
75 | 2707498.265 | 1145386.0494 | 2707505.8303 | 1145384.1275 | 2707508.3317 | 1145381.3258 | 2707512.6322 | 1145372.4412 | 2707514.1804 | 1145366.2092 | 2707517.0045 | 1145361.2564 | 2707521.2257 | 1145359.4082 | 2707523.6286 | 1145359.9736 | 2707525.4132 | 1145361.5954 | 2707530.9675 | 1145368.5878 | 2707536.2234 | 1145374.641 | 2707539.671 | 1145377.8156
76 | 2707587.0402 | 1145214.1772 | 2707584.049 | 1145212.9897 | 2707578.1674 | 1145212.2732 | 2707574.5661 | 1145214.2658 | 2707571.9503 | 1145218.5106
77 | 2707587.0402 | 1145214.1772 | 2707594.456 | 1145209.8845 | 2707606.3527 | 1145202.97 | 2707611.7118 | 1145201.5827
78 | 2707612.6294 | 1145201.3452 | 2707611.7118 | 1145201.5827
79 | 2707670.7105 | 1145298.2356 | 2707664.6766 | 1145297.4496 | 2707655.4222 | 1145294.1156 | 2707648.7024 | 1145289.1369 | 2707642.4426 | 1145283.3548 | 2707635.6647 | 1145279.4045
80 | 2707670.7105 | 1145298.2356 | 2707671.4205 | 1145297.6368 | 2707697.4961 | 1145279.9465 | 2707707.2848 | 1145272.3053 | 2707713.4012 | 1145266.7554 | 2707720.6264 | 1145256.3555 | 2707721.6785 | 1145255.2927
81 | 2707763.5463 | 1145229.9993 | 2707760.8473 | 1145229.8013 | 2707758.1339 | 1145229.4081 | 2707755.4024 | 1145229.5928 | 2707751.3094 | 1145229.8531 | 2707747.4346 | 1145230.8067 | 2707740.5135 | 1145237.0872 | 2707736.6857 | 1145240.5655 | 2707734.9672 | 1145242.1247 | 2707727.4508 | 1145249.4618 | 2707721.6785 | 1145255.2927
82 | 2707773.8828 | 1145230.5569 | 2707766.8567 | 1145230.2423 | 2707763.5463 | 1145229.9993
83 | 2707773.8828 | 1145230.5569 | 2707773.0918 | 1145234.8233
84 | 2707773.8828 | 1145230.5569 | 2707778.5128 | 1145220.4665 | 2707779.8005 | 1145218.0058
85 | 2707723.2472 | 1145190.1392 | 2707711.5571 | 1145188.0494 | 2707700.3868 | 1145186.9826 | 2707690.3454 | 1145188.1151 | 2707680.9832 | 1145189.0819 | 2707673.4688 | 1145189.8594 | 2707662.1757 | 1145191.3699 | 2707635.7906 | 1145194.9679 | 2707620.134 | 1145199.4025 | 2707612.6294 | 1145201.3452
86 | 2707723.2472 | 1145190.1392 | 2707731.2521 | 1145191.5701 | 2707743.9541 | 1145193.6548
87 | 2707743.9541 | 1145193.6548 | 2707746.761 | 1145194.1155 | 2707755.7386 | 1145195.9444
88 | 2707765.1834 | 1145197.8915 | 2707758.3078 | 1145196.4677 | 2707755.7386 | 1145195.9444
89 | 2707765.1834 | 1145197.8915 | 2707770.5081 | 1145199.6656 | 2707775.383 | 1145201.2501
90 | 2707765.1834 | 1145197.8915 | 2707767.1906 | 1145190.0779 | 2707768.3737 | 1145186.2299 | 2707774.139 | 1145174.5365 | 2707777.4547 | 1145165.7456 | 2707778.7489 | 1145159.9872 | 2707778.9508 | 1145158.4155
91 | 2707793.2929 | 1145026.1164 | 2707785.0977 | 1145022.8344 | 2707775.4544 | 1145022.3173 | 2707769.1541 | 1145023.9503 | 2707762.2376 | 1145026.9508 | 2707758.6271 | 1145028.3255
92 | 2707793.2929 | 1145026.1164 | 2707797.3667 | 1145018.179
93 | 2707793.2929 | 1145026.1164 | 2707786.9056 | 1145038.6325 | 2707782.036 | 1145050.9423 | 2707780.316 | 1145056.0148 | 2707780.4389 | 1145063.7554 | 2707782.0712 | 1145078.1938 | 2707782.0963 | 1145079.8421
94 | 2707822.616 | 1144850.5939 | 2707819.206 | 1144853.9018 | 2707810.5486 | 1144869.1457 | 2707798.002 | 1144890.0016 | 2707790.5887 | 1144900.5759 | 2707782.2158 | 1144908.9428 | 2707780.4456 | 1144915.9601 | 2707780.167 | 1144922.515 | 2707781.8554 | 1144929.0938 | 2707787.6473 | 1144945.5857 | 2707791.056 | 1144956.954 | 2707794.8937 | 1144963.2488 | 2707802.5711 | 1144974.8602 | 2707805.7335 | 1144981.9547 | 2707806.1166 | 1144988.0321 | 2707805.9761 | 1144995.8902 | 2707804.5423 | 1145002.58 | 2707801.4467 | 1145010.2296 | 2707797.3667 | 1145018.179
95 | 2707781.9004 | 1145110.5929 | 2707782.2619 | 1145090.7387 | 2707782.0963 | 1145079.8421
96 | 2707781.9004 | 1145110.5929 | 2707781.8343 | 1145114.224 | 2707779.3916 | 1145154.9844 | 2707778.9508 | 1145158.4155
97 | 2707786.6526 | 1145204.913 | 2707775.383 | 1145201.2501
98 | 2707822.616 | 1144850.5939 | 2707832.7094 | 1144861.1923 | 2707837.9705 | 1144867.824 | 2707840.7462 | 1144872.9102 | 2707840.9807 | 1144878.2734 | 2707837.1773 | 1144884.2426 | 2707832.8561 | 1144890.3693 | 2707831.2525 | 1144895.3772 | 2707830.8112 | 1144901.5733 | 2707833.0902 | 1144905.6389 | 2707835.5411 | 1144909.5408
99 | 2707786.6526 | 1145204.913 | 2707779.8005 | 1145218.0058
100 | 2707793.0115 | 1145201.2799 | 2707786.6526 | 1145204.913
101 | 2707827.2284 | 1145123.8739 | 2707827.0793 | 1145123.9278 | 2707823.8284 | 1145126.0822 | 2707820.259 | 1145129.2871 | 2707816.2352 | 1145133.8404 | 2707812.2024 | 1145141.0396 | 2707804.6634 | 1145160.3729 | 2707796.8879 | 1145180.1108
102 | 2707827.2284 | 1145123.8739 | 2707831.8519 | 1145122.2009 | 2707840.095 | 1145120.6473 | 2707852.9662 | 1145117.7089 | 2707859.1916 | 1145115.9635 | 2707864.2445 | 1145114.0304 | 2707868.6065 | 1145111.6291 | 2707877.7035 | 1145104.8764 | 2707896.4254 | 1145091.0823
103 | 2707793.0115 | 1145201.2799 | 2707791.8791 | 1145199.7142 | 2707791.3209 | 1145197.8363 | 2707791.2736 | 1145195.3228 | 2707791.9679 | 1145192.6001 | 2707796.8879 | 1145180.1108
104 | 2708008.6889 | 1144922.7864 | 2708007.1342 | 1144925.2434 | 2707996.7988 | 1144938.4669 | 2707986.0438 | 1144951.5161 | 2707981.9895 | 1144957.325 | 2707971.0416 | 1144980.7219 | 2707960.5126 | 1145003.0479 | 2707952.6039 | 1145017.6713 | 2707940.7386 | 1145036.0931 | 2707926.6368 | 1145057.0987 | 2707919.2845 | 1145068.5523 | 2707915.5074 | 1145074.344 | 2707910.1574 | 1145079.9853 | 2707903.1462 | 1145086.1305 | 2707896.4254 | 1145091.0823
105 | 2707793.0115 | 1145201.2799 | 2707795.3775 | 1145202.623 | 2707797.9617 | 1145202.9361
106 | 2708008.6889 | 1144922.7864 | 2708009.6177 | 1144921.3187 | 2708011.8325 | 1144917.378 | 2708016.3061 | 1144908.1277
107 | 2707822.4146 | 1145195.1346 | 2707802.8075 | 1145202.2667 | 2707797.9617 | 1145202.9361 | 2707797.9617 | 1145202.9361
108 | 2707822.4146 | 1145195.1346 | 2707840.0162 | 1145188.732
109 | 2707773.0918 | 1145234.8233 | 2707784.85 | 1145245.7766
110 | 2707787.159 | 1145247.9276 | 2707784.85 | 1145245.7766
111 | 2707643.2768 | 1145722.4194 | 2707656.2723 | 1145708.5758 | 2707680.08 | 1145688.688 | 2707696.5656 | 1145672.6276 | 2707710.4657 | 1145660.6634
112 | 2707768.8657 | 1145618.1506 | 2707753.5145 | 1145623.1796 | 2707747.9348 | 1145627.0935 | 2707737.2879 | 1145638.4996 | 2707723.9122 | 1145649.0897 | 2707710.4657 | 1145660.6634
113 | 2707783.4522 | 1145627.5174 | 2707788.8524 | 1145616.8848 | 2707794.4534 | 1145610.4919 | 2707802.8567 | 1145602.0922 | 2707803.4897 | 1145597.634 | 2707802.5449 | 1145595.8938 | 2707801.0405 | 1145594.0768 | 2707797.1855 | 1145593.5075 | 2707791.6275 | 1145595.7763 | 2707774.375 | 1145614.3022 | 2707768.8657 | 1145618.1506
114 | 2707783.4522 | 1145627.5174 | 2707784.9572 | 1145631.4468 | 2707788.7708 | 1145632.6157 | 2707791.9326 | 1145630.2707
115 | 2707783.4522 | 1145627.5174 | 2707779.5572 | 1145635.1972 | 2707767.3123 | 1145668.0662 | 2707754.7776 | 1145691.3573 | 2707747.9999 | 1145707.4669
116 | 2707791.9326 | 1145630.2707 | 2707791.9326 | 1145630.2707 | 2707797.348 | 1145623.0851 | 2707803.5195 | 1145617.8809 | 2707810.6252 | 1145610.2808 | 2707820.4596 | 1145603.9303 | 2707833.1282 | 1145598.0864 | 2707853.7629 | 1145591.9625 | 2707865.3666 | 1145590.2356 | 2707871.977 | 1145589.2755 | 2707878.708 | 1145587.1612 | 2707893.1125 | 1145586.5184 | 2707900.395 | 1145586.6488 | 2707903.9789 | 1145586.057 | 2707911.1661 | 1145583.7841 | 2707927.1398 | 1145578.3331 | 2707935.4335 | 1145576.9251 | 2707941.2353 | 1145575.2056 | 2707943.1877 | 1145572.6055 | 2707945.777 | 1145568.7605 | 2707949.0058 | 1145565.6829 | 2707958.1906 | 1145562.5787 | 2707963.4385 | 1145561.3274 | 2707969.1853 | 1145556.6717 | 2707973.6981 | 1145550.126 | 2707979.9723 | 1145545.6355 | 2707986.2819 | 1145541.3123 | 2707990.957 | 1145536.0037 | 2707993.2609 | 1145530.5081 | 2707997.8884 | 1145522.7081 | 2708015.4503 | 1145503.2656 | 2708023.5673 | 1145492.126
117 | 2707747.9999 | 1145707.4669 | 2707746.0648 | 1145712.0661
118 | 2708023.5673 | 1145492.126 | 2708186.2806 | 1145652.5353
119 | 2707743.0309 | 1145719.2773 | 2707746.0648 | 1145712.0661
120 | 2707743.0309 | 1145719.2773 | 2707742.4388 | 1145720.6845
121 | 2708186.2806 | 1145652.5353 | 2708194.0502 | 1145649.9285 | 2708204.8989 | 1145642.3182 | 2708234.1202 | 1145610.7889 | 2708240.644 | 1145603.101 | 2708257.5863 | 1145566.4147 | 2708288.3629 | 1145528.3426 | 2708296.4758 | 1145524.1745 | 2708308.9021 | 1145517.7379 | 2708314.4234 | 1145511.9667 | 2708316.1819 | 1145505.6275 | 2708316.4697 | 1145489.6112 | 2708317.6734 | 1145487.2443
122 | 2706398.9455 | 1144950.9986 | 2706395.9728 | 1144950.8695
123 | 2706387.7261 | 1144950.5115 | 2706395.9728 | 1144950.8695
124 | 2708346.2608 | 1145419.0582 | 2708352.2178 | 1145402.875 | 2708353.2664 | 1145397.1235 | 2708353.4679 | 1145396.5373
125 | 2708329.9031 | 1145472.8972 | 2708341.6974 | 1145455.887 | 2708343.5533 | 1145444.9799 | 2708343.2587 | 1145432.2998 | 2708344.6475 | 1145423.4412 | 2708346.2608 | 1145419.0582
126 | 2708366.3664 | 1145378.0243 | 2708364.1044 | 1145380.7409 | 2708355.8531 | 1145389.5984 | 2708353.4679 | 1145396.5373
127 | 2708329.9031 | 1145472.8972 | 2708319.6801 | 1145483.2981 | 2708317.6734 | 1145487.2443
128 | 2708329.9031 | 1145472.8972 | 2708335.0891 | 1145470.714
129 | 2708366.3664 | 1145378.0243 | 2708366.9948 | 1145377.2684 | 2708369.3825 | 1145371.4075 | 2708368.1555 | 1145354.5968 | 2708368.6075 | 1145346.5553 | 2708372.7444 | 1145330.1746 | 2708380.2153 | 1145316.8558 | 2708386.0939 | 1145307.044 | 2708389.2172 | 1145297.4605 | 2708390.0578 | 1145288.7478
130 | 2708335.0891 | 1145470.714 | 2708354.4723 | 1145462.5541 | 2708377.4005 | 1145448.179 | 2708399.1891 | 1145432.6495 | 2708406.0805 | 1145422.0665 | 2708406.0805 | 1145422.0665
131 | 2708390.0578 | 1145288.7478 | 2708392.4956 | 1145280.98
132 | 2708400.5824 | 1145231.2664 | 2708400.5052 | 1145240.2597 | 2708398.6175 | 1145261.4729 | 2708392.4956 | 1145280.98
133 | 2708400.5824 | 1145231.2664 | 2708402.639 | 1145226.7338 | 2708404.2916 | 1145218.1691 | 2708406.0666 | 1145213.5375
134 | 2708400.5824 | 1145231.2664 | 2708399.1308 | 1145217.9762 | 2708400.3683 | 1145202.5774 | 2708401.1246 | 1145195.5642 | 2708403.9296 | 1145189.1549 | 2708412.4085 | 1145179.6234 | 2708415.5612 | 1145172.6867 | 2708416.603 | 1145157.9181 | 2708416.9917 | 1145151.2652 | 2708418.0061 | 1145147.8479 | 2708421.1807 | 1145144.3916 | 2708428.5798 | 1145133.373 | 2708431.8817 | 1145123.2703 | 2708433.2071 | 1145112.8207 | 2708436.4679 | 1145102.4393 | 2708447.2604 | 1145079.6519 | 2708454.5201 | 1145057.6476
135 | 2708406.0666 | 1145213.5375 | 2708406.6783 | 1145211.9413 | 2708412.9861 | 1145203.4825 | 2708420.4525 | 1145199.4187
136 | 2708421.952 | 1145198.6025 | 2708420.4525 | 1145199.4187

## bus_geodata
| x | y | coords
0 | 2707110.083 | 1144826.1485
1 | 2707187.5261 | 1144746.5185
2 | 2706988.3757 | 1144768.8304
3 | 2707575.3345 | 1145082.9393
4 | 2706985.4415 | 1144770.0421
5 | 2707091.8529 | 1144690.95
6 | 2706927.2923 | 1144909.6382
7 | 2707587.5791 | 1145069.8938
8 | 2707127.0635 | 1144679.9682
9 | 2707663.5104 | 1145052.9711
10 | 2708591.2209 | 1145435.6132
11 | 2708516.3785 | 1145320.0729
12 | 2708555.3008 | 1145266.1596
13 | 2708532.1516 | 1145266.0064
14 | 2708458.2693 | 1145475.3281
15 | 2708453.0775 | 1145372.8255
16 | 2708410.3457 | 1145537.1175
17 | 2708448.182 | 1145377.7778
18 | 2707792.687 | 1145278.072
19 | 2707778.6336 | 1145291.2715
20 | 2707798.0962 | 1145271.9692
21 | 2707771.7781 | 1145294.3489
22 | 2707822.8494 | 1145242.4777
23 | 2707760.4864 | 1145299.4175
24 | 2707828.9253 | 1145234.9506
25 | 2707750.9747 | 1145306.2669
26 | 2707770.3331 | 1145267.9104
27 | 2707745.4979 | 1145310.7682
28 | 2707769.9807 | 1145251.6675
29 | 2707743.0021 | 1145314.1689
30 | 2707771.7993 | 1145241.8213
31 | 2707742.4402 | 1145314.9344
32 | 2707739.6603 | 1145320.2323
33 | 2707737.14 | 1145328.219
34 | 2707736.8663 | 1145330.1067
35 | 2707735.7408 | 1145341.1468
36 | 2707735.779 | 1145348.4125
37 | 2707735.8646 | 1145351.5566
38 | 2707735.7659 | 1145360.0945
39 | 2707732.8266 | 1145366.6112
40 | 2707727.1837 | 1145371.2005
41 | 2707721.5361 | 1145375.1002
42 | 2707710.5794 | 1145382.9218
43 | 2707707.9175 | 1145384.8336
44 | 2707698.4204 | 1145401.9695
45 | 2707695.503 | 1145381.7192
46 | 2707695.9696 | 1145411.5998
47 | 2707685.8909 | 1145381.9495
48 | 2707691.0159 | 1145418.4793
49 | 2707681.7539 | 1145386.8813
50 | 2707685.987 | 1145425.6263
51 | 2707670.207 | 1145450.7174
52 | 2707647.4411 | 1145514.6487
53 | 2707673.9108 | 1145398.7406
54 | 2707668.2315 | 1145407.3284
55 | 2707638.0097 | 1145426.4752
56 | 2707661.6825 | 1145422.1517
57 | 2707631.9593 | 1145443.0412
58 | 2707641.0253 | 1145464.4766
59 | 2707640.506 | 1145540.2414
60 | 2707560.3599 | 1145480.2061
61 | 2707728.3366 | 1145480.0719
62 | 2707800.6044 | 1145423.837
63 | 2706951.0231 | 1145632.8083
64 | 2706948.8842 | 1145619.7283
65 | 2706937.7862 | 1145606.5036
66 | 2706939.7539 | 1145583.7807
67 | 2706881.1245 | 1144931.4112
68 | 2707539.671 | 1145377.8156
69 | 2707498.265 | 1145386.0494
70 | 2707587.0402 | 1145214.1772
71 | 2707571.9503 | 1145218.5106
72 | 2707611.7118 | 1145201.5827
73 | 2707635.6647 | 1145279.4045
74 | 2707670.7105 | 1145298.2356
75 | 2707721.6785 | 1145255.2927
76 | 2707763.5463 | 1145229.9993
77 | 2707773.8828 | 1145230.5569
78 | 2707612.6294 | 1145201.3452
79 | 2707723.2472 | 1145190.1392
80 | 2707743.9541 | 1145193.6548
81 | 2707755.7386 | 1145195.9444
82 | 2707765.1834 | 1145197.8915
83 | 2707617.4589 | 1145096.8767
84 | 2707758.6271 | 1145028.3255
85 | 2707793.2929 | 1145026.1164
86 | 2707797.3667 | 1145018.179
87 | 2707782.0963 | 1145079.8421
88 | 2707781.9004 | 1145110.5929
89 | 2707778.9508 | 1145158.4155
90 | 2707775.383 | 1145201.2501
91 | 2707822.616 | 1144850.5939
92 | 2707786.6526 | 1145204.913
93 | 2707835.5411 | 1144909.5408
94 | 2707827.2284 | 1145123.8739
95 | 2707796.8879 | 1145180.1108
96 | 2707896.4254 | 1145091.0823
97 | 2707793.0115 | 1145201.2799
98 | 2708008.6889 | 1144922.7864
99 | 2707797.9617 | 1145202.9361
100 | 2708016.3061 | 1144908.1277
101 | 2707822.4146 | 1145195.1346
102 | 2707779.8005 | 1145218.0058
103 | 2707773.0918 | 1145234.8233
104 | 2707840.0162 | 1145188.732
105 | 2707784.85 | 1145245.7766
106 | 2707787.159 | 1145247.9276
107 | 2707643.2768 | 1145722.4194
108 | 2707710.4657 | 1145660.6634
109 | 2707768.8657 | 1145618.1507
110 | 2707783.4522 | 1145627.5174
111 | 2707791.9326 | 1145630.2707
112 | 2707747.9999 | 1145707.4669
113 | 2708023.5673 | 1145492.126
114 | 2707746.0648 | 1145712.0661
115 | 2707743.0309 | 1145719.2773
116 | 2707742.4388 | 1145720.6845
117 | 2708186.2806 | 1145652.5353
118 | 2706917.6612 | 1144919.2175
119 | 2706929.2107 | 1144791.8083
120 | 2706398.9455 | 1144950.9986
121 | 2706387.7261 | 1144950.5115
122 | 2706395.9728 | 1144950.8695
123 | 2708346.2608 | 1145419.0582
124 | 2708353.4679 | 1145396.5373
125 | 2708329.9031 | 1145472.8972
126 | 2708366.3664 | 1145378.0243
127 | 2708317.6734 | 1145487.2443
128 | 2708335.0891 | 1145470.714
129 | 2708390.0578 | 1145288.7478
130 | 2708406.0805 | 1145422.0665
131 | 2708392.4956 | 1145280.98
132 | 2708400.5824 | 1145231.2664
133 | 2708401.2002 | 1145547.8096
134 | 2708406.0666 | 1145213.5375
135 | 2708454.5201 | 1145057.6476
136 | 2708420.4525 | 1145199.4187
137 | 2708421.952 | 1145198.6025
138 | 2707760.4864 | 1145299.4175

## line_std_types
| c_nf_per_km | r_ohm_per_km | x_ohm_per_km | max_i_ka | type | q_mm2 | alpha | voltage_rating
NAYY 4x50 SE | 210 | 0.642 | 0.083 | 0.142 | cs | 50 | 0.00403 | LV
NAYY 4x120 SE | 264 | 0.225 | 0.08 | 0.242 | cs | 120 | 0.00403 | LV
NAYY 4x150 SE | 261 | 0.208 | 0.08 | 0.27 | cs | 150 | 0.00403 | LV
NA2XS2Y 1x95 RM/25 12/20 kV | 216 | 0.313 | 0.132 | 0.252 | cs | 95 | 0.00403 | MV
NA2XS2Y 1x185 RM/25 12/20 kV | 273 | 0.161 | 0.117 | 0.362 | cs | 185 | 0.00403 | MV
NA2XS2Y 1x240 RM/25 12/20 kV | 304 | 0.122 | 0.112 | 0.421 | cs | 240 | 0.00403 | MV
NA2XS2Y 1x95 RM/25 6/10 kV | 315 | 0.313 | 0.123 | 0.249 | cs | 95 | 0.00403 | MV
NA2XS2Y 1x185 RM/25 6/10 kV | 406 | 0.161 | 0.11 | 0.358 | cs | 185 | 0.00403 | MV
NA2XS2Y 1x240 RM/25 6/10 kV | 456 | 0.122 | 0.105 | 0.416 | cs | 240 | 0.00403 | MV
NA2XS2Y 1x150 RM/25 12/20 kV | 250 | 0.206 | 0.116 | 0.319 | cs | 150 | 0.00403 | MV
NA2XS2Y 1x120 RM/25 12/20 kV | 230 | 0.253 | 0.119 | 0.283 | cs | 120 | 0.00403 | MV
NA2XS2Y 1x70 RM/25 12/20 kV | 190 | 0.443 | 0.132 | 0.22 | cs | 70 | 0.00403 | MV
NA2XS2Y 1x150 RM/25 6/10 kV | 360 | 0.206 | 0.11 | 0.315 | cs | 150 | 0.00403 | MV
NA2XS2Y 1x120 RM/25 6/10 kV | 340 | 0.253 | 0.113 | 0.28 | cs | 120 | 0.00403 | MV
NA2XS2Y 1x70 RM/25 6/10 kV | 280 | 0.443 | 0.123 | 0.217 | cs | 70 | 0.00403 | MV
N2XS(FL)2Y 1x120 RM/35 64/110 kV | 112 | 0.153 | 0.166 | 0.366 | cs | 120 | 0.00393 | HV
N2XS(FL)2Y 1x185 RM/35 64/110 kV | 125 | 0.099 | 0.156 | 0.457 | cs | 185 | 0.00393 | HV
N2XS(FL)2Y 1x240 RM/35 64/110 kV | 135 | 0.075 | 0.149 | 0.526 | cs | 240 | 0.00393 | HV
N2XS(FL)2Y 1x300 RM/35 64/110 kV | 144 | 0.06 | 0.144 | 0.588 | cs | 300 | 0.00393 | HV
15-AL1/3-ST1A 0.4 | 11 | 1.8769 | 0.35 | 0.105 | ol | 16 | 0.00403 | LV
24-AL1/4-ST1A 0.4 | 11.25 | 1.2012 | 0.335 | 0.14 | ol | 24 | 0.00403 | LV
48-AL1/8-ST1A 0.4 | 12.2 | 0.5939 | 0.3 | 0.21 | ol | 48 | 0.00403 | LV
94-AL1/15-ST1A 0.4 | 13.2 | 0.306 | 0.29 | 0.35 | ol | 94 | 0.00403 | LV
34-AL1/6-ST1A 10.0 | 9.7 | 0.8342 | 0.36 | 0.17 | ol | 34 | 0.00403 | MV
48-AL1/8-ST1A 10.0 | 10.1 | 0.5939 | 0.35 | 0.21 | ol | 48 | 0.00403 | MV
70-AL1/11-ST1A 10.0 | 10.4 | 0.4132 | 0.339 | 0.29 | ol | 70 | 0.00403 | MV
94-AL1/15-ST1A 10.0 | 10.75 | 0.306 | 0.33 | 0.35 | ol | 94 | 0.00403 | MV
122-AL1/20-ST1A 10.0 | 11.1 | 0.2376 | 0.323 | 0.41 | ol | 122 | 0.00403 | MV
149-AL1/24-ST1A 10.0 | 11.25 | 0.194 | 0.315 | 0.47 | ol | 149 | 0.00403 | MV
34-AL1/6-ST1A 20.0 | 9.15 | 0.8342 | 0.382 | 0.17 | ol | 34 | 0.00403 | MV
48-AL1/8-ST1A 20.0 | 9.5 | 0.5939 | 0.372 | 0.21 | ol | 48 | 0.00403 | MV
70-AL1/11-ST1A 20.0 | 9.7 | 0.4132 | 0.36 | 0.29 | ol | 70 | 0.00403 | MV
94-AL1/15-ST1A 20.0 | 10 | 0.306 | 0.35 | 0.35 | ol | 94 | 0.00403 | MV
122-AL1/20-ST1A 20.0 | 10.3 | 0.2376 | 0.344 | 0.41 | ol | 122 | 0.00403 | MV
149-AL1/24-ST1A 20.0 | 10.5 | 0.194 | 0.337 | 0.47 | ol | 149 | 0.00403 | MV
184-AL1/30-ST1A 20.0 | 10.75 | 0.1571 | 0.33 | 0.535 | ol | 184 | 0.00403 | MV
243-AL1/39-ST1A 20.0 | 11 | 0.1188 | 0.32 | 0.645 | ol | 243 | 0.00403 | MV
48-AL1/8-ST1A 110.0 | 8 | 0.5939 | 0.46 | 0.21 | ol | 48 | 0.00403 | HV
70-AL1/11-ST1A 110.0 | 8.4 | 0.4132 | 0.45 | 0.29 | ol | 70 | 0.00403 | HV
94-AL1/15-ST1A 110.0 | 8.65 | 0.306 | 0.44 | 0.35 | ol | 94 | 0.00403 | HV
122-AL1/20-ST1A 110.0 | 8.5 | 0.2376 | 0.43 | 0.41 | ol | 122 | 0.00403 | HV
149-AL1/24-ST1A 110.0 | 8.75 | 0.194 | 0.41 | 0.47 | ol | 149 | 0.00403 | HV
184-AL1/30-ST1A 110.0 | 8.8 | 0.1571 | 0.4 | 0.535 | ol | 184 | 0.00403 | HV
243-AL1/39-ST1A 110.0 | 9 | 0.1188 | 0.39 | 0.645 | ol | 243 | 0.00403 | HV
305-AL1/39-ST1A 110.0 | 9.2 | 0.0949 | 0.38 | 0.74 | ol | 305 | 0.00403 | HV
490-AL1/64-ST1A 110.0 | 9.75 | 0.059 | 0.37 | 0.96 | ol | 490 | 0.00403 | HV
679-AL1/86-ST1A 110.0 | 9.95 | 0.042 | 0.36 | 1.15 | ol | 679 | 0.00403 | HV
490-AL1/64-ST1A 220.0 | 10 | 0.059 | 0.285 | 0.96 | ol | 490 | 0.00403 | HV
679-AL1/86-ST1A 220.0 | 11.7 | 0.042 | 0.275 | 1.15 | ol | 679 | 0.00403 | HV
490-AL1/64-ST1A 380.0 | 11 | 0.059 | 0.253 | 0.96 | ol | 490 | 0.00403 | HV
679-AL1/86-ST1A 380.0 | 14.6 | 0.042 | 0.25 | 1.15 | ol | 679 | 0.00403 | HV

## trafo_std_types
| i0_percent | pfe_kw | vkr_percent | sn_mva | vn_lv_kv | vn_hv_kv | vk_percent | shift_degree | vector_group | tap_side | tap_neutral | tap_min | tap_max | tap_step_degree | tap_step_percent | tap_phase_shifter
160 MVA 380/110 kV | 0.06 | 60 | 0.25 | 160 | 110 | 380 | 12.2 | 0 | Yy0 | hv | 0 | -9 | 9 | 0 | 1.5 | FALSE
100 MVA 220/110 kV | 0.06 | 55 | 0.26 | 100 | 110 | 220 | 12 | 0 | Yy0 | hv | 0 | -9 | 9 | 0 | 1.5 | FALSE
63 MVA 110/20 kV | 0.04 | 22 | 0.32 | 63 | 20 | 110 | 18 | 150 | YNd5 | hv | 0 | -9 | 9 | 0 | 1.5 | FALSE
40 MVA 110/20 kV | 0.05 | 18 | 0.34 | 40 | 20 | 110 | 16.2 | 150 | YNd5 | hv | 0 | -9 | 9 | 0 | 1.5 | FALSE
25 MVA 110/20 kV | 0.07 | 14 | 0.41 | 25 | 20 | 110 | 12 | 150 | YNd5 | hv | 0 | -9 | 9 | 0 | 1.5 | FALSE
63 MVA 110/10 kV | 0.04 | 22 | 0.32 | 63 | 10 | 110 | 18 | 150 | YNd5 | hv | 0 | -9 | 9 | 0 | 1.5 | FALSE
40 MVA 110/10 kV | 0.05 | 18 | 0.34 | 40 | 10 | 110 | 16.2 | 150 | YNd5 | hv | 0 | -9 | 9 | 0 | 1.5 | FALSE
25 MVA 110/10 kV | 0.07 | 14 | 0.41 | 25 | 10 | 110 | 12 | 150 | YNd5 | hv | 0 | -9 | 9 | 0 | 1.5 | FALSE
0.25 MVA 20/0.4 kV | 0.32 | 0.8 | 1.44 | 0.25 | 0.4 | 20 | 6 | 150 | Yzn5 | hv | 0 | -2 | 2 | 0 | 2.5 | FALSE
0.4 MVA 20/0.4 kV | 0.3375 | 1.35 | 1.425 | 0.4 | 0.4 | 20 | 6 | 150 | Dyn5 | hv | 0 | -2 | 2 | 0 | 2.5 | FALSE
0.63 MVA 20/0.4 kV | 0.2619 | 1.65 | 1.206 | 0.63 | 0.4 | 20 | 6 | 150 | Dyn5 | hv | 0 | -2 | 2 | 0 | 2.5 | FALSE
0.25 MVA 10/0.4 kV | 0.24 | 0.6 | 1.2 | 0.25 | 0.4 | 10 | 4 | 150 | Dyn5 | hv | 0 | -2 | 2 | 0 | 2.5 | FALSE
0.4 MVA 10/0.4 kV | 0.2375 | 0.95 | 1.325 | 0.4 | 0.4 | 10 | 4 | 150 | Dyn5 | hv | 0 | -2 | 2 | 0 | 2.5 | FALSE
0.63 MVA 10/0.4 kV | 0.1873 | 1.18 | 1.0794 | 0.63 | 0.4 | 10 | 4 | 150 | Dyn5 | hv | 0 | -2 | 2 | 0 | 2.5 | FALSE

## trafo3w_std_types
| sn_hv_mva | sn_mv_mva | sn_lv_mva | vn_hv_kv | vn_mv_kv | vn_lv_kv | vk_hv_percent | vk_mv_percent | vk_lv_percent | vkr_hv_percent | vkr_mv_percent | vkr_lv_percent | pfe_kw | i0_percent | shift_mv_degree | shift_lv_degree | vector_group | tap_side | tap_neutral | tap_min | tap_max | tap_step_percent
63/25/38 MVA 110/20/10 kV | 63 | 25 | 38 | 110 | 20 | 10 | 10.4 | 10.4 | 10.4 | 0.28 | 0.32 | 0.35 | 35 | 0.89 | 0 | 0 | YN0yn0yn0 | hv | 0 | -10 | 10 | 1.2
63/25/38 MVA 110/10/10 kV | 63 | 25 | 38 | 110 | 10 | 10 | 10.4 | 10.4 | 10.4 | 0.28 | 0.32 | 0.35 | 35 | 0.89 | 0 | 0 | YN0yn0yn0 | hv | 0 | -10 | 10 | 1.2

## fuse_std_types
| fuse_type | i_rated_a | t_avg | t_min | t_total | x_avg | x_min | x_total
HV 100A | HV 100A | 100 | 0 | [10.0, 3.64, 0.854, 0.281, 0.1, 0.0531, 0.022, 0.01] | [10.0, 4.267, 1.21, 0.403, 0.1, 0.058, 0.022, 0.01] | 0 | [300.0, 350.0, 450.0, 550.0, 700.0, 850.0, 1200.0, 1752.0] | [600.0, 700.0, 900.0, 1150.0, 1665.0, 2000.0, 3000.0, 4313.0]
HV 10A | HV 10A | 10 | 0 | [10.0, 1675.0, 0.344, 0.156, 0.1, 0.0417, 0.0171, 0.01] | [10.0, 1.3, 0.3, 0.155, 0.1, 0.0555, 0.023, 0.01] | 0 | [30.0, 32.0, 35.0, 37.0, 39.0, 50.0, 70.0, 88.0] | [60.0, 70.0, 80.0, 87.0, 94.0, 110.0, 150.0, 216.0]
HV 125A | HV 125A | 125 | 0 | [10.0, 1.82, 0.344, 0.1, 0.0467, 0.0269, 0.01] | [10.0, 2.478, 0.426, 0.1, 0.0427, 0.0211, 0.01] | 0 | [375.0, 500.0, 700.0, 925.0, 1200.0, 1500.0, 2341.0] | [750.0, 1000.0, 1500.0, 2200.0, 3000.0, 4000.0, 5765.0]
HV 160A | HV 160A | 160 | 0 | [10.0, 4.15, 1.03, 0.198, 0.1, 0.051, 0.0172, 0.01] | [10.0, 2.3, 0.734, 0.274, 0.1, 0.046, 0.0177, 0.01] | 0 | [480.0, 550.0, 700.0, 1000.0, 1260.0, 1600.0, 2500.0, 3227.0] | [960.0, 1300.0, 1700.0, 2200.0, 2996.0, 4000.0, 6000.0, 7946.0]
HV 16A | HV 16A | 16 | 0 | [10.0, 0.352, 0.164, 0.1, 0.0649, 0.0342, 0.01] | [10.0, 2.34, 0.722, 0.181, 0.1, 0.055, 0.0296, 0.01] | 0 | [48.0, 60.0, 65.0, 71.0, 80.0, 100.0, 162.0] | [96.0, 110.0, 125.0, 150.0, 168.0, 200.0, 250.0, 398.0]
HV 200A | HV 200A | 200 | 0 | [10.0, 4.267, 1.21, 0.403, 0.1, 0.058, 0.022, 0.01] | [10.0, 3.73, 1.654, 0.328, 0.1, 0.0531, 0.019, 0.01] | 0 | [600.0, 700.0, 900.0, 1150.0, 1665.0, 2000.0, 3000.0, 4313.0] | [1200.0, 1500.0, 1800.0, 2700.0, 3960.0, 5000.0, 7500.0, 10620.0]
HV 20A | HV 20A | 20 | 0 | [10.0, 1.3, 0.3, 0.155, 0.1, 0.0555, 0.023, 0.01] | [10.0, 1.3, 0.161, 0.1, 0.0611, 0.0399, 0.0141, 0.01] | 0 | [60.0, 70.0, 80.0, 87.0, 94.0, 110.0, 150.0, 216.0] | [120.0, 150.0, 200.0, 223.0, 260.0, 300.0, 450.0, 532.0]
HV 25A | HV 25A | 25 | 0 | [10.0, 2.512, 0.833, 0.299, 0.1, 0.0372, 0.0223, 0.01] | [10.0, 3.125, 0.597, 0.198, 0.1, 0.0378, 0.022, 0.01] | 0 | [75.0, 82.0, 90.0, 100.0, 124.0, 170.0, 200.0, 289.0] | [150.0, 170.0, 210.0, 250.0, 294.0, 400.0, 500.0, 711.0]
HV 31.5A | HV 31.5A | 31.5 | 0 | [10.0, 2.34, 0.722, 0.181, 0.1, 0.055, 0.0296, 0.01] | [10.0, 2.84, 0.368, 0.164, 0.1, 0.0621, 0.0378, 0.0195, 0.01] | 0 | [95.0, 110.0, 125.0, 150.0, 165.0, 200.0, 250.0, 390.0] | [189.0, 220.0, 300.0, 350.0, 393.0, 450.0, 530.0, 700.0, 960.0]
HV 40A | HV 40A | 40 | 0 | [10.0, 1.3, 0.161, 0.1, 0.0611, 0.0399, 0.0141, 0.01] | [10.0, 2.05, 0.369, 0.198, 0.1, 0.051, 0.0298, 0.01] | 0 | [120.0, 150.0, 200.0, 223.0, 260.0, 300.0, 450.0, 532.0] | [240.0, 300.0, 400.0, 450.0, 530.0, 650.0, 800.0, 1311.0]
HV 50A | HV 50A | 50 | 0 | [10.0, 3.215, 0.597, 0.198, 0.1, 0.0378, 0.022, 0.01] | [10.0, 3.64, 0.854, 0.281, 0.1, 0.0531, 0.022, 0.01] | 0 | [150.0, 170.0, 210.0, 250.0, 294.0, 400.0, 500.0, 711.0] | [300.0, 350.0, 450.0, 550.0, 700.0, 850.0, 1200.0, 1752.0]
HV 6.3A | HV 6.3A | 6.3 | 0 | [10.0, 1.39, 0.344, 0.168, 0.1, 0.056, 0.0263, 0.01] | [10.0, 1.711, 0.516, 0.198, 0.1, 0.0634, 0.0303, 0.01] | 0 | [19.0, 19.5, 20.4, 20.8, 22.0, 25.0, 32.0, 48.0] | [38.0, 40.0, 43.0, 48.0, 53.0, 60.0, 75.0, 118.0]
HV 63A | HV 63A | 63 | 0 | [10.0, 2.84, 0.368, 0.164, 0.1, 0.0621, 0.0378, 0.0195, 0.01] | [10.0, 1.82, 0.344, 0.1, 0.0467, 0.0269, 0.01] | 0 | [189.0, 220.0, 300.0, 350.0, 393.0, 450.0, 530.0, 700.0, 961.0] | [378.0, 500.0, 700.0, 934.0, 1200.0, 1500.0, 2366.0]
HV 80A | HV 80A | 80 | 0 | [10.0, 2.05, 0.369, 0.198, 0.1, 0.051, 0.0298, 0.01] | [10.0, 4.15, 1.03, 0.198, 0.1, 0.051, 0.0172, 0.01] | 0 | [240.0, 300.0, 400.0, 450.0, 530.0, 650.0, 800.0, 1311.0] | [480.0, 550.0, 700.0, 1000.0, 1260.0, 1600.0, 2500.0, 3227.0]
Siemens NH-1-100 | Siemens NH-1-100 | 100 | [5400.0, 2000.0, 400.0, 20.0, 1.0, 0.2, 0.012, 0.004] | 0 | 0 | [150.0, 190.0, 250.0, 430.0, 900.0, 1250.0, 2700.0, 3600.0] | 0 | 0
Siemens NH-1-125 | Siemens NH-1-125 | 125 | [4800.0, 120.0, 7.0, 0.1, 0.004] | 0 | 0 | [180.0, 400.0, 740.0, 2000.0, 4250.0] | 0 | 0
Siemens NH-1-16 | Siemens NH-1-16 | 16 | [4000.0, 400.0, 2.0, 0.1, 0.04, 0.01] | 0 | 0 | [26.0, 35.0, 75.0, 150.0, 200.0, 300.0] | 0 | 0
Siemens NH-1-160 | Siemens NH-1-160 | 160 | [4800.0, 120.0, 7.0, 0.1, 0.004] | 0 | 0 | [210.0, 500.0, 900.0, 2300.0, 5000.0] | 0 | 0
Siemens NH-1-25 | Siemens NH-1-25 | 25 | [4000.0, 1000.0, 10.0, 0.2, 0.02, 0.01] | 0 | 0 | [40.0, 50.0, 100.0, 210.0, 400.0, 500.0] | 0 | 0
Siemens NH-1-50 | Siemens NH-1-50 | 50 | [4000.0, 40.0, 4.0, 1.0, 0.02, 0.01] | 0 | 0 | [86.0, 200.0, 300.0, 400.0, 1000.0, 1280.0] | 0 | 0
Siemens NH-1-63 | Siemens NH-1-63 | 63 | [4000.0, 100.0, 10.0, 2.0, 0.04, 0.01] | 0 | 0 | [100.0, 200.0, 300.0, 400.0, 1000.0, 1500.0] | 0 | 0
Siemens NH-1-80 | Siemens NH-1-80 | 80 | [4800.0, 120.0, 7.0, 0.1, 0.01] | 0 | 0 | [150.58, 250.0, 450.0, 1150.0, 2470.0] | 0 | 0
Siemens NH-2-1000 | Siemens NH-2-1000 | 1000 | [4800.0, 120.0, 7.0, 0.1, 0.004] | 0 | 0 | [1900.0, 3500.0, 8400.0, 24000.0, 52000.0] | 0 | 0
Siemens NH-2-200 | Siemens NH-2-200 | 200 | [4800.0, 120.0, 7.0, 0.1, 0.004] | 0 | 0 | [280.0, 650.0, 1200.0, 3000.0, 7000.0] | 0 | 0
Siemens NH-2-224 | Siemens NH-2-224 | 224 | [4800.0, 120.0, 7.0, 0.2, 0.04, 0.004] | 0 | 0 | [400.0, 750.0, 1453.0, 3025.0, 4315.0, 7600.0] | 0 | 0
Siemens NH-2-250 | Siemens NH-2-250 | 250 | [4800.0, 120.0, 7.0, 0.1, 0.004] | 0 | 0 | [450.0, 800.0, 1650.0, 4000.0, 8500.0] | 0 | 0
Siemens NH-2-315 | Siemens NH-2-315 | 315 | [4800.0, 120.0, 7.0, 0.1, 0.004] | 0 | 0 | [550.0, 920.0, 1900.0, 5000.0, 11000.0] | 0 | 0
Siemens NH-2-355 | Siemens NH-2-355 | 355 | [4800.0, 120.0, 6.0, 0.1, 0.004] | 0 | 0 | [650.0, 1116.27, 2350.0, 5840.0, 12790.0] | 0 | 0
Siemens NH-2-400 | Siemens NH-2-400 | 400 | [4800.0, 120.0, 7.0, 0.1, 0.004] | 0 | 0 | [720.0, 1350.0, 2800.0, 6500.0, 15000.0] | 0 | 0
Siemens NH-2-425 | Siemens NH-2-425 | 425 | [4800.0, 120.0, 7.0, 0.1, 0.004] | 0 | 0 | [850.0, 1500.0, 3050.0, 7500.0, 16500.0] | 0 | 0
Siemens NH-2-630 | Siemens NH-2-630 | 630 | [4800.0, 120.0, 7.0, 0.1, 0.004] | 0 | 0 | [1200.0, 2000.0, 4800.0, 12000.0, 26000.0] | 0 | 0

## dtypes
| element | column | dtype
0 | bus | name | object
1 | bus | vn_kv | float64
2 | bus | type | object
3 | bus | zone | object
4 | bus | in_service | bool
5 | load | name | object
6 | load | bus | uint32
7 | load | p_mw | float64
8 | load | q_mvar | float64
9 | load | const_z_percent | float64
10 | load | const_i_percent | float64
11 | load | sn_mva | float64
12 | load | scaling | float64
13 | load | in_service | bool
14 | load | type | object
15 | ext_grid | name | object
16 | ext_grid | bus | uint32
17 | ext_grid | vm_pu | float64
18 | ext_grid | va_degree | float64
19 | ext_grid | slack_weight | float64
20 | ext_grid | in_service | bool
21 | line | name | object
22 | line | std_type | object
23 | line | from_bus | uint32
24 | line | to_bus | uint32
25 | line | length_km | float64
26 | line | r_ohm_per_km | float64
27 | line | x_ohm_per_km | float64
28 | line | c_nf_per_km | float64
29 | line | g_us_per_km | float64
30 | line | max_i_ka | float64
31 | line | df | float64
32 | line | parallel | uint32
33 | line | type | object
34 | line | in_service | bool
35 | trafo | name | object
36 | trafo | std_type | object
37 | trafo | hv_bus | uint32
38 | trafo | lv_bus | uint32
39 | trafo | sn_mva | float64
40 | trafo | vn_hv_kv | float64
41 | trafo | vn_lv_kv | float64
42 | trafo | vk_percent | float64
43 | trafo | vkr_percent | float64
44 | trafo | pfe_kw | float64
45 | trafo | i0_percent | float64
46 | trafo | shift_degree | float64
47 | trafo | tap_side | object
48 | trafo | tap_neutral | int32
49 | trafo | tap_min | int32
50 | trafo | tap_max | int32
51 | trafo | tap_step_percent | float64
52 | trafo | tap_step_degree | float64
53 | trafo | tap_pos | int32
54 | trafo | tap_phase_shifter | bool
55 | trafo | parallel | uint32
56 | trafo | df | float64
57 | trafo | in_service | bool
58 | line_geodata | coords | object
59 | bus_geodata | x | float64
60 | bus_geodata | y | float64
61 | bus_geodata | coords | object

## parameters
| version | format_version | converged | OPF_converged | name | f_hz | sn_mva
0 | 2.14.6 | 2.14.0 | FALSE | FALSE |  | 50 | 1