## bus
| name | vn_kv | type | zone | in_service
0 | bus_LV_5072-17_0_6_node_0 | 0.4 | n |  | TRUE
1 | bus_LV_5072-17_0_6_node_1 | 0.4 | n |  | TRUE
2 | bus_LV_5072-17_0_6_node_2 | 0.4 | n |  | TRUE
3 | bus_LV_5072-17_0_6_node_3 | 0.4 | n |  | TRUE
4 | bus_LV_5072-17_0_6_node_71 | 0.4 | n |  | TRUE
5 | bus_LV_5072-17_0_6_node_70 | 0.4 | n |  | TRUE
6 | bus_LV_5072-17_0_6_node_72 | 0.4 | n |  | TRUE
7 | bus_LV_5072-17_0_6_node_65 | 0.4 | n |  | TRUE
8 | bus_LV_5072-17_0_6_node_67 | 0.4 | n |  | TRUE
9 | bus_LV_5072-17_0_6_node_4 | 0.4 | n |  | TRUE
10 | bus_LV_5072-17_0_6_node_5 | 0.4 | n |  | TRUE
11 | bus_LV_5072-17_0_6_node_8 | 0.4 | n |  | TRUE
12 | bus_LV_5072-17_0_6_node_7 | 0.4 | n |  | TRUE
13 | bus_LV_5072-17_0_6_node_9 | 0.4 | n |  | TRUE
14 | bus_LV_5072-17_0_6_node_10 | 0.4 | n |  | TRUE
15 | bus_LV_5072-17_0_6_node_11 | 0.4 | n |  | TRUE
16 | bus_LV_5072-17_0_6_node_12 | 0.4 | n |  | TRUE
17 | bus_LV_5072-17_0_6_node_13 | 0.4 | n |  | TRUE
18 | bus_LV_5072-17_0_6_node_6 | 0.4 | n |  | TRUE
19 | bus_LV_5072-17_0_6_node_32 | 0.4 | n |  | TRUE
20 | bus_LV_5072-17_0_6_node_143 | 0.4 | n |  | TRUE
21 | bus_LV_5072-17_0_6_node_31 | 0.4 | n |  | TRUE
22 | bus_LV_5072-17_0_6_node_25 | 0.4 | n |  | TRUE
23 | bus_LV_5072-17_0_6_node_24 | 0.4 | n |  | TRUE
24 | bus_LV_5072-17_0_6_node_147 | 0.4 | n |  | TRUE
25 | bus_LV_5072-17_0_6_node_86 | 0.4 | n |  | TRUE
26 | bus_LV_5072-17_0_6_node_75 | 0.4 | n |  | TRUE
27 | bus_LV_5072-17_0_6_node_26 | 0.4 | n |  | TRUE
28 | bus_LV_5072-17_0_6_node_145 | 0.4 | n |  | TRUE
29 | bus_LV_5072-17_0_6_node_89 | 0.4 | n |  | TRUE
30 | bus_LV_5072-17_0_6_node_84 | 0.4 | n |  | TRUE
31 | bus_LV_5072-17_0_6_node_74 | 0.4 | n |  | TRUE
32 | bus_LV_5072-17_0_6_node_14 | 0.4 | n |  | TRUE
33 | bus_LV_5072-17_0_6_node_15 | 0.4 | n |  | TRUE
34 | bus_LV_5072-17_0_6_node_16 | 0.4 | n |  | TRUE
35 | bus_LV_5072-17_0_6_node_17 | 0.4 | n |  | TRUE
36 | bus_LV_5072-17_0_6_node_18 | 0.4 | n |  | TRUE
37 | bus_LV_5072-17_0_6_node_19 | 0.4 | n |  | TRUE
38 | bus_LV_5072-17_0_6_node_20 | 0.4 | n |  | TRUE
39 | bus_LV_5072-17_0_6_node_21 | 0.4 | n |  | TRUE
40 | bus_LV_5072-17_0_6_node_22 | 0.4 | n |  | TRUE
41 | bus_LV_5072-17_0_6_node_23 | 0.4 | n |  | TRUE
42 | bus_LV_5072-17_0_6_node_132 | 0.4 | n |  | TRUE
43 | bus_LV_5072-17_0_6_node_73 | 0.4 | n |  | TRUE
44 | bus_LV_5072-17_0_6_node_30 | 0.4 | n |  | TRUE
45 | bus_LV_5072-17_0_6_node_96 | 0.4 | n |  | TRUE
46 | bus_LV_5072-17_0_6_node_110 | 0.4 | n |  | TRUE
47 | bus_LV_5072-17_0_6_node_55 | 0.4 | n |  | TRUE
48 | bus_LV_5072-17_0_6_node_53 | 0.4 | n |  | TRUE
49 | bus_LV_5072-17_0_6_node_28 | 0.4 | n |  | TRUE
50 | bus_LV_5072-17_0_6_node_108 | 0.4 | n |  | TRUE
51 | bus_LV_5072-17_0_6_node_109 | 0.4 | n |  | TRUE
52 | bus_LV_5072-17_0_6_node_27 | 0.4 | n |  | TRUE
53 | bus_LV_5072-17_0_6_node_29 | 0.4 | n |  | TRUE
54 | bus_LV_5072-17_0_6_node_144 | 0.4 | n |  | TRUE
55 | bus_LV_5072-17_0_6_node_33 | 0.4 | n |  | TRUE
56 | bus_LV_5072-17_0_6_node_34 | 0.4 | n |  | TRUE
57 | bus_LV_5072-17_0_6_node_36 | 0.4 | n |  | TRUE
58 | bus_LV_5072-17_0_6_node_37 | 0.4 | n |  | TRUE
59 | bus_LV_5072-17_0_6_node_39 | 0.4 | n |  | TRUE
60 | bus_LV_5072-17_0_6_node_40 | 0.4 | n |  | TRUE
61 | bus_LV_5072-17_0_6_node_41 | 0.4 | n |  | TRUE
62 | bus_LV_5072-17_0_6_node_107 | 0.4 | n |  | TRUE
63 | bus_LV_5072-17_0_6_node_49 | 0.4 | n |  | TRUE
64 | bus_LV_5072-17_0_6_node_43 | 0.4 | n |  | TRUE
65 | bus_LV_5072-17_0_6_node_44 | 0.4 | n |  | TRUE
66 | bus_LV_5072-17_0_6_node_62 | 0.4 | n |  | TRUE
67 | bus_LV_5072-17_0_6_node_113 | 0.4 | n |  | TRUE
68 | bus_LV_5072-17_0_6_node_122 | 0.4 | n |  | TRUE
69 | bus_LV_5072-17_0_6_node_47 | 0.4 | n |  | TRUE
70 | bus_LV_5072-17_0_6_node_64 | 0.4 | n |  | TRUE
71 | bus_LV_5072-17_0_6_node_112 | 0.4 | n |  | TRUE
72 | bus_LV_5072-17_0_6_node_45 | 0.4 | n |  | TRUE
73 | bus_LV_5072-17_0_6_node_46 | 0.4 | n |  | TRUE
74 | bus_LV_5072-17_0_6_node_48 | 0.4 | n |  | TRUE
75 | bus_LV_5072-17_0_6_node_50 | 0.4 | n |  | TRUE
76 | bus_LV_5072-17_0_6_node_85 | 0.4 | n |  | TRUE
77 | bus_LV_5072-17_0_6_node_88 | 0.4 | n |  | TRUE
78 | bus_LV_5072-17_0_6_node_83 | 0.4 | n |  | TRUE
79 | bus_LV_5072-17_0_6_node_51 | 0.4 | n |  | TRUE
80 | bus_LV_5072-17_0_6_node_52 | 0.4 | n |  | TRUE
81 | bus_LV_5072-17_0_6_node_54 | 0.4 | n |  | TRUE
82 | bus_LV_5072-17_0_6_node_56 | 0.4 | n |  | TRUE
83 | bus_LV_5072-17_0_6_node_57 | 0.4 | n |  | TRUE
84 | bus_LV_5072-17_0_6_node_155 | 0.4 | n |  | TRUE
85 | bus_LV_5072-17_0_6_node_58 | 0.4 | n |  | TRUE
86 | bus_LV_5072-17_0_6_node_156 | 0.4 | n |  | TRUE
87 | bus_LV_5072-17_0_6_node_148 | 0.4 | n |  | TRUE
88 | bus_LV_5072-17_0_6_node_154 | 0.4 | n |  | TRUE
89 | bus_LV_5072-17_0_6_node_63 | 0.4 | n |  | TRUE
90 | bus_LV_5072-17_0_6_node_59 | 0.4 | n |  | TRUE
91 | bus_LV_5072-17_0_6_node_60 | 0.4 | n |  | TRUE
92 | bus_LV_5072-17_0_6_node_66 | 0.4 | n |  | TRUE
93 | bus_LV_5072-17_0_6_node_130 | 0.4 | n |  | TRUE
94 | bus_LV_5072-17_0_6_node_131 | 0.4 | n |  | TRUE
95 | bus_LV_5072-17_0_6_node_128 | 0.4 | n |  | TRUE
96 | bus_LV_5072-17_0_6_node_133 | 0.4 | n |  | TRUE
97 | bus_LV_5072-17_0_6_node_129 | 0.4 | n |  | TRUE
98 | bus_LV_5072-17_0_6_node_68 | 0.4 | n |  | TRUE
99 | bus_LV_5072-17_0_6_node_69 | 0.4 | n |  | TRUE
100 | bus_LV_5072-17_0_6_node_114 | 0.4 | n |  | TRUE
101 | bus_LV_5072-17_0_6_node_115 | 0.4 | n |  | TRUE
102 | bus_LV_5072-17_0_6_node_117 | 0.4 | n |  | TRUE
103 | bus_LV_5072-17_0_6_node_119 | 0.4 | n |  | TRUE
104 | bus_LV_5072-17_0_6_node_136 | 0.4 | n |  | TRUE
105 | bus_LV_5072-17_0_6_node_111 | 0.4 | n |  | TRUE
106 | bus_LV_5072-17_0_6_node_76 | 0.4 | n |  | TRUE
107 | bus_LV_5072-17_0_6_node_77 | 0.4 | n |  | TRUE
108 | bus_LV_5072-17_0_6_node_78 | 0.4 | n |  | TRUE
109 | bus_LV_5072-17_0_6_node_80 | 0.4 | n |  | TRUE
110 | bus_LV_5072-17_0_6_node_81 | 0.4 | n |  | TRUE
111 | bus_LV_5072-17_0_6_node_79 | 0.4 | n |  | TRUE
112 | bus_LV_5072-17_0_6_node_124 | 0.4 | n |  | TRUE
113 | bus_LV_5072-17_0_6_node_123 | 0.4 | n |  | TRUE
114 | bus_LV_5072-17_0_6_node_127 | 0.4 | n |  | TRUE
115 | bus_LV_5072-17_0_6_node_126 | 0.4 | n |  | TRUE
116 | bus_LV_5072-17_0_6_node_95 | 0.4 | n |  | TRUE
117 | bus_LV_5072-17_0_6_node_125 | 0.4 | n |  | TRUE
118 | bus_LV_5072-17_0_6_node_151 | 0.4 | n |  | TRUE
119 | bus_LV_5072-17_0_6_node_153 | 0.4 | n |  | TRUE
120 | bus_LV_5072-17_0_6_node_138 | 0.4 | n |  | TRUE
121 | bus_LV_5072-17_0_6_node_82 | 0.4 | n |  | TRUE
122 | bus_LV_5072-17_0_6_node_87 | 0.4 | n |  | TRUE
123 | bus_LV_5072-17_0_6_node_90 | 0.4 | n |  | TRUE
124 | bus_LV_5072-17_0_6_node_91 | 0.4 | n |  | TRUE
125 | bus_LV_5072-17_0_6_node_93 | 0.4 | n |  | TRUE
126 | bus_LV_5072-17_0_6_node_94 | 0.4 | n |  | TRUE
127 | bus_LV_5072-17_0_6_node_97 | 0.4 | n |  | TRUE
128 | bus_LV_5072-17_0_6_node_98 | 0.4 | n |  | TRUE
129 | bus_LV_5072-17_0_6_node_99 | 0.4 | n |  | TRUE
130 | bus_LV_5072-17_0_6_node_100 | 0.4 | n |  | TRUE
131 | bus_LV_5072-17_0_6_node_101 | 0.4 | n |  | TRUE
132 | bus_LV_5072-17_0_6_node_102 | 0.4 | n |  | TRUE
133 | bus_LV_5072-17_0_6_node_103 | 0.4 | n |  | TRUE
134 | bus_LV_5072-17_0_6_node_104 | 0.4 | n |  | TRUE
135 | bus_LV_5072-17_0_6_node_105 | 0.4 | n |  | TRUE
136 | bus_LV_5072-17_0_6_node_106 | 0.4 | n |  | TRUE
137 | bus_LV_5072-17_0_6_node_134 | 0.4 | n |  | TRUE
138 | bus_LV_5072-17_0_6_node_139 | 0.4 | n |  | TRUE
139 | bus_LV_5072-17_0_6_node_149 | 0.4 | n |  | TRUE
140 | bus_LV_5072-17_0_6_node_146 | 0.4 | n |  | TRUE
141 | bus_LV_5072-17_0_6_node_150 | 0.4 | n |  | TRUE
142 | bus_LV_5072-17_0_6_node_118 | 0.4 | n |  | TRUE
143 | bus_LV_5072-17_0_6_node_116 | 0.4 | n |  | TRUE
144 | bus_LV_5072-17_0_6_node_120 | 0.4 | n |  | TRUE
145 | bus_LV_5072-17_0_6_node_121 | 0.4 | n |  | TRUE
146 | bus_LV_5072-17_0_6_node_135 | 0.4 | n |  | TRUE
147 | bus_LV_5072-17_0_6_node_141 | 0.4 | n |  | TRUE
148 | bus_LV_5072-17_0_6_node_137 | 0.4 | n |  | TRUE
149 | bus_LV_5072-17_0_6_node_142 | 0.4 | n |  | TRUE
150 | bus_MV_188_0_node_26 | 20 | n |  | TRUE

## load
| name | bus | p_mw | q_mvar | const_z_percent | const_i_percent | sn_mva | scaling | in_service | type
0 | LV_5072-17_0_6_load_0 | 0 | 0.0021475 | 0.00053822 | 0 | 0 |  | 1 | TRUE | wye
1 | LV_5072-17_0_6_load_2 | 2 | 0.0016124 | 0.00040411 | 0 | 0 |  | 1 | TRUE | wye
2 | LV_5072-17_0_6_load_71 | 4 | 0.0088799 | 0.0022255 | 0 | 0 |  | 1 | TRUE | wye
3 | LV_5072-17_0_6_load_72 | 6 | 0.0032305 | 0.00080964 | 0 | 0 |  | 1 | TRUE | wye
4 | LV_5072-17_0_6_load_67 | 8 | 0.0024856 | 0.00062295 | 0 | 0 |  | 1 | TRUE | wye
5 | LV_5072-17_0_6_load_4 | 9 | 0.0076438 | 0.0019157 | 0 | 0 |  | 1 | TRUE | wye
6 | LV_5072-17_0_6_load_10 | 14 | 0.0032231 | 0.0008078 | 0 | 0 |  | 1 | TRUE | wye
7 | LV_5072-17_0_6_load_11 | 15 | 0.0028297 | 0.00070919 | 0 | 0 |  | 1 | TRUE | wye
8 | LV_5072-17_0_6_load_12 | 16 | 0.0020695 | 0.00051867 | 0 | 0 |  | 1 | TRUE | wye
9 | LV_5072-17_0_6_load_13 | 17 | 0.0018506 | 0.0004638 | 0 | 0 |  | 1 | TRUE | wye
10 | LV_5072-17_0_6_load_6 | 18 | 0.0021046 | 0.00052746 | 0 | 0 |  | 1 | TRUE | wye
11 | LV_5072-17_0_6_load_32 | 19 | 0.0023898 | 0.00059895 | 0 | 0 |  | 1 | TRUE | wye
12 | LV_5072-17_0_6_load_143 | 20 | 0.0013113 | 0.00032864 | 0 | 0 |  | 1 | TRUE | wye
13 | LV_5072-17_0_6_load_31 | 21 | 0.0031543 | 0.00079054 | 0 | 0 |  | 1 | TRUE | wye
14 | LV_5072-17_0_6_load_25 | 22 | 0.0014954 | 0.00037479 | 0 | 0 |  | 1 | TRUE | wye
15 | LV_5072-17_0_6_load_24 | 23 | 0.001955 | 0.00048996 | 0 | 0 |  | 1 | TRUE | wye
16 | LV_5072-17_0_6_load_147 | 24 | 0.0014649 | 0.00036713 | 0 | 0 |  | 1 | TRUE | wye
17 | LV_5072-17_0_6_load_75 | 26 | 0.001413 | 0.00035413 | 0 | 0 |  | 1 | TRUE | wye
18 | LV_5072-17_0_6_load_26 | 27 | 0.00227 | 0.00056891 | 0 | 0 |  | 1 | TRUE | wye
19 | LV_5072-17_0_6_load_145 | 28 | 0.0016836 | 0.00042196 | 0 | 0 |  | 1 | TRUE | wye
20 | LV_5072-17_0_6_load_89 | 29 | 0.005616 | 0.0014075 | 0 | 0 |  | 1 | TRUE | wye
21 | LV_5072-17_0_6_load_74 | 31 | 0.00051099 | 0.00012807 | 0 | 0 |  | 1 | TRUE | wye
22 | LV_5072-17_0_6_load_14 | 32 | 0.0015537 | 0.00038939 | 0 | 0 |  | 1 | TRUE | wye
23 | LV_5072-17_0_6_load_15 | 33 | 0.0044637 | 0.0011187 | 0 | 0 |  | 1 | TRUE | wye
24 | LV_5072-17_0_6_load_17 | 35 | 0.0033009 | 0.00082727 | 0 | 0 |  | 1 | TRUE | wye
25 | LV_5072-17_0_6_load_19 | 37 | 0.0054801 | 0.0013735 | 0 | 0 |  | 1 | TRUE | wye
26 | LV_5072-17_0_6_load_20 | 38 | 0.0019317 | 0.00048413 | 0 | 0 |  | 1 | TRUE | wye
27 | LV_5072-17_0_6_load_21 | 39 | 0.0024213 | 0.00060684 | 0 | 0 |  | 1 | TRUE | wye
28 | LV_5072-17_0_6_load_22 | 40 | 0.001702 | 0.00042657 | 0 | 0 |  | 1 | TRUE | wye
29 | LV_5072-17_0_6_load_23 | 41 | 0.0017131 | 0.00042936 | 0 | 0 |  | 1 | TRUE | wye
30 | LV_5072-17_0_6_load_132 | 42 | 0.0043389 | 0.0010874 | 0 | 0 |  | 1 | TRUE | wye
31 | LV_5072-17_0_6_load_73 | 43 | 0.0017981 | 0.00045064 | 0 | 0 |  | 1 | TRUE | wye
32 | LV_5072-17_0_6_load_30 | 44 | 0.0028851 | 0.00072307 | 0 | 0 |  | 1 | TRUE | wye
33 | LV_5072-17_0_6_load_96 | 45 | 0.001862 | 0.00046667 | 0 | 0 |  | 1 | TRUE | wye
34 | LV_5072-17_0_6_load_110 | 46 | 0.0032678 | 0.00081899 | 0 | 0 |  | 1 | TRUE | wye
35 | LV_5072-17_0_6_load_55 | 47 | 0.0014833 | 0.00037174 | 0 | 0 |  | 1 | TRUE | wye
36 | LV_5072-17_0_6_load_53 | 48 | 0.0020282 | 0.00050832 | 0 | 0 |  | 1 | TRUE | wye
37 | LV_5072-17_0_6_load_28 | 49 | 0.00253 | 0.00063408 | 0 | 0 |  | 1 | TRUE | wye
38 | LV_5072-17_0_6_load_108 | 50 | 0.0017125 | 0.0004292 | 0 | 0 |  | 1 | TRUE | wye
39 | LV_5072-17_0_6_load_109 | 51 | 0.0025703 | 0.00064417 | 0 | 0 |  | 1 | TRUE | wye
40 | LV_5072-17_0_6_load_27 | 52 | 0.0017507 | 0.00043876 | 0 | 0 |  | 1 | TRUE | wye
41 | LV_5072-17_0_6_load_144 | 54 | 0.0013801 | 0.00034589 | 0 | 0 |  | 1 | TRUE | wye
42 | LV_5072-17_0_6_load_33 | 55 | 0.0022984 | 0.00057603 | 0 | 0 |  | 1 | TRUE | wye
43 | LV_5072-17_0_6_load_37 | 58 | 0.0043098 | 0.0010801 | 0 | 0 |  | 1 | TRUE | wye
44 | LV_5072-17_0_6_load_39 | 59 | 0.0024573 | 0.00061585 | 0 | 0 |  | 1 | TRUE | wye
45 | LV_5072-17_0_6_load_40 | 60 | 0.00287 | 0.00071928 | 0 | 0 |  | 1 | TRUE | wye
46 | LV_5072-17_0_6_load_41 | 61 | 0.0021479 | 0.00053832 | 0 | 0 |  | 1 | TRUE | wye
47 | LV_5072-17_0_6_load_107 | 62 | 0.0025978 | 0.00065108 | 0 | 0 |  | 1 | TRUE | wye
48 | LV_5072-17_0_6_load_49 | 63 | 0.0057878 | 0.0014506 | 0 | 0 |  | 1 | TRUE | wye
49 | LV_5072-17_0_6_load_43 | 64 | 0.0022112 | 0.00055419 | 0 | 0 |  | 1 | TRUE | wye
50 | LV_5072-17_0_6_load_113 | 67 | 0.0027913 | 0.00069957 | 0 | 0 |  | 1 | TRUE | wye
51 | LV_5072-17_0_6_load_122 | 68 | 0.0028585 | 0.0007164 | 0 | 0 |  | 1 | TRUE | wye
52 | LV_5072-17_0_6_load_47 | 69 | 0.0037441 | 0.00093836 | 0 | 0 |  | 1 | TRUE | wye
53 | LV_5072-17_0_6_load_64 | 70 | 0.0017448 | 0.00043728 | 0 | 0 |  | 1 | TRUE | wye
54 | LV_5072-17_0_6_load_112 | 71 | 0.0031545 | 0.0007906 | 0 | 0 |  | 1 | TRUE | wye
55 | LV_5072-17_0_6_load_45 | 72 | 0.0024029 | 0.00060222 | 0 | 0 |  | 1 | TRUE | wye
56 | LV_5072-17_0_6_load_46 | 73 | 0.0027342 | 0.00068525 | 0 | 0 |  | 1 | TRUE | wye
57 | LV_5072-17_0_6_load_48 | 74 | 0.0026641 | 0.00066769 | 0 | 0 |  | 1 | TRUE | wye
58 | LV_5072-17_0_6_load_88 | 77 | 0.00067726 | 0.00016974 | 0 | 0 |  | 1 | TRUE | wye
59 | LV_5072-17_0_6_load_83 | 78 | 0.00085667 | 0.0002147 | 0 | 0 |  | 1 | TRUE | wye
60 | LV_5072-17_0_6_load_51 | 79 | 0.0027186 | 0.00068134 | 0 | 0 |  | 1 | TRUE | wye
61 | LV_5072-17_0_6_load_52 | 80 | 0.0016509 | 0.00041376 | 0 | 0 |  | 1 | TRUE | wye
62 | LV_5072-17_0_6_load_57 | 83 | 0.0015504 | 0.00038858 | 0 | 0 |  | 1 | TRUE | wye
63 | LV_5072-17_0_6_load_58 | 85 | 0.0040334 | 0.0010109 | 0 | 0 |  | 1 | TRUE | wye
64 | LV_5072-17_0_6_load_156 | 86 | 0.0020242 | 0.00050732 | 0 | 0 |  | 1 | TRUE | wye
65 | LV_5072-17_0_6_load_148 | 87 | 0.0012935 | 0.00032417 | 0 | 0 |  | 1 | TRUE | wye
66 | LV_5072-17_0_6_load_154 | 88 | 0.0010999 | 0.00027566 | 0 | 0 |  | 1 | TRUE | wye
67 | LV_5072-17_0_6_load_63 | 89 | 0.001738 | 0.00043557 | 0 | 0 |  | 1 | TRUE | wye
68 | LV_5072-17_0_6_load_59 | 90 | 0.00077203 | 0.00019349 | 0 | 0 |  | 1 | TRUE | wye
69 | LV_5072-17_0_6_load_130 | 93 | 0.0020626 | 0.00051692 | 0 | 0 |  | 1 | TRUE | wye
70 | LV_5072-17_0_6_load_131 | 94 | 0.00085813 | 0.00021507 | 0 | 0 |  | 1 | TRUE | wye
71 | LV_5072-17_0_6_load_128 | 95 | 0.0015483 | 0.00038804 | 0 | 0 |  | 1 | TRUE | wye
72 | LV_5072-17_0_6_load_133 | 96 | 0.00088669 | 0.00022223 | 0 | 0 |  | 1 | TRUE | wye
73 | LV_5072-17_0_6_load_129 | 97 | 0.00099501 | 0.00024937 | 0 | 0 |  | 1 | TRUE | wye
74 | LV_5072-17_0_6_load_68 | 98 | 0.0012045 | 0.00030188 | 0 | 0 |  | 1 | TRUE | wye
75 | LV_5072-17_0_6_load_114 | 100 | 0.0016822 | 0.00042161 | 0 | 0 |  | 1 | TRUE | wye
76 | LV_5072-17_0_6_load_115 | 101 | 0.0015987 | 0.00040067 | 0 | 0 |  | 1 | TRUE | wye
77 | LV_5072-17_0_6_load_119 | 103 | 0.0010892 | 0.00027298 | 0 | 0 |  | 1 | TRUE | wye
78 | LV_5072-17_0_6_load_136 | 104 | 0.00098576 | 0.00024706 | 0 | 0 |  | 1 | TRUE | wye
79 | LV_5072-17_0_6_load_111 | 105 | 0.0026897 | 0.00067409 | 0 | 0 |  | 1 | TRUE | wye
80 | LV_5072-17_0_6_load_80 | 109 | 0.00075573 | 0.0001894 | 0 | 0 |  | 1 | TRUE | wye
81 | LV_5072-17_0_6_load_81 | 110 | 0.001398 | 0.00035036 | 0 | 0 |  | 1 | TRUE | wye
82 | LV_5072-17_0_6_load_124 | 112 | 0.00098267 | 0.00024628 | 0 | 0 |  | 1 | TRUE | wye
83 | LV_5072-17_0_6_load_123 | 113 | 0.00066298 | 0.00016616 | 0 | 0 |  | 1 | TRUE | wye
84 | LV_5072-17_0_6_load_127 | 114 | 0.00089258 | 0.0002237 | 0 | 0 |  | 1 | TRUE | wye
85 | LV_5072-17_0_6_load_126 | 115 | 0.00057547 | 0.00014423 | 0 | 0 |  | 1 | TRUE | wye
86 | LV_5072-17_0_6_load_153 | 119 | 0.00082759 | 0.00020741 | 0 | 0 |  | 1 | TRUE | wye
87 | LV_5072-17_0_6_load_82 | 121 | 0.00088222 | 0.00022111 | 0 | 0 |  | 1 | TRUE | wye
88 | LV_5072-17_0_6_load_87 | 122 | 0.00070098 | 0.00017568 | 0 | 0 |  | 1 | TRUE | wye
89 | LV_5072-17_0_6_load_90 | 123 | 0.00097292 | 0.00024384 | 0 | 0 |  | 1 | TRUE | wye
90 | LV_5072-17_0_6_load_93 | 125 | 0.00052325 | 0.00013114 | 0 | 0 |  | 1 | TRUE | wye
91 | LV_5072-17_0_6_load_94 | 126 | 0.00091312 | 0.00022885 | 0 | 0 |  | 1 | TRUE | wye
92 | LV_5072-17_0_6_load_97 | 127 | 0.00087835 | 0.00022013 | 0 | 0 |  | 1 | TRUE | wye
93 | LV_5072-17_0_6_load_98 | 128 | 0.0021126 | 0.00052947 | 0 | 0 |  | 1 | TRUE | wye
94 | LV_5072-17_0_6_load_102 | 132 | 0.0015176 | 0.00038035 | 0 | 0 |  | 1 | TRUE | wye
95 | LV_5072-17_0_6_load_103 | 133 | 0.00084978 | 0.00021297 | 0 | 0 |  | 1 | TRUE | wye
96 | LV_5072-17_0_6_load_104 | 134 | 0.0005697 | 0.00014278 | 0 | 0 |  | 1 | TRUE | wye
97 | LV_5072-17_0_6_load_105 | 135 | 0.00063153 | 0.00015828 | 0 | 0 |  | 1 | TRUE | wye
98 | LV_5072-17_0_6_load_106 | 136 | 0.0012357 | 0.0003097 | 0 | 0 |  | 1 | TRUE | wye
99 | LV_5072-17_0_6_load_134 | 137 | 0.0026849 | 0.00067291 | 0 | 0 |  | 1 | TRUE | wye
100 | LV_5072-17_0_6_load_139 | 138 | 0.00058324 | 0.00014617 | 0 | 0 |  | 1 | TRUE | wye
101 | LV_5072-17_0_6_load_146 | 140 | 0.0010623 | 0.00026624 | 0 | 0 |  | 1 | TRUE | wye
102 | LV_5072-17_0_6_load_150 | 141 | 0.0015836 | 0.0003969 | 0 | 0 |  | 1 | TRUE | wye
103 | LV_5072-17_0_6_load_118 | 142 | 0.001648 | 0.00041303 | 0 | 0 |  | 1 | TRUE | wye
104 | LV_5072-17_0_6_load_116 | 143 | 0.0011152 | 0.0002795 | 0 | 0 |  | 1 | TRUE | wye
105 | LV_5072-17_0_6_load_120 | 144 | 0.0023828 | 0.00059718 | 0 | 0 |  | 1 | TRUE | wye
106 | LV_5072-17_0_6_load_121 | 145 | 0.001882 | 0.00047167 | 0 | 0 |  | 1 | TRUE | wye
107 | LV_5072-17_0_6_load_135 | 146 | 0.00099514 | 0.00024941 | 0 | 0 |  | 1 | TRUE | wye
108 | LV_5072-17_0_6_load_141 | 147 | 0.0007965 | 0.00019962 | 0 | 0 |  | 1 | TRUE | wye
109 | LV_5072-17_0_6_load_137 | 148 | 0.001523 | 0.00038169 | 0 | 0 |  | 1 | TRUE | wye
110 | LV_5072-17_0_6_load_142 | 149 | 0.00056708 | 0.00014212 | 0 | 0 |  | 1 | TRUE | wye

## ext_grid
| name | bus | vm_pu | va_degree | slack_weight | in_service
0 |  | 37 | 1 | 0 | 1 | TRUE

## line
| name | std_type | from_bus | to_bus | length_km | r_ohm_per_km | x_ohm_per_km | c_nf_per_km | g_us_per_km | max_i_ka | df | parallel | type | in_service
0 | LV_5072-17_0_6_line_0 | NAYY 4x150 SE | 0 | 1 | 0.034536 | 0.208 | 0.08 | 261 | 0 | 0.27 | 1 | 1 | cs | TRUE
1 | LV_5072-17_0_6_line_1 | NAYY 4x150 SE | 1 | 2 | 0.13595 | 0.208 | 0.08 | 261 | 0 | 0.27 | 1 | 1 | cs | TRUE
2 | LV_5072-17_0_6_line_2 | NAYY 4x150 SE | 2 | 3 | 0.070736 | 0.208 | 0.08 | 261 | 0 | 0.27 | 1 | 1 | cs | TRUE
3 | LV_5072-17_0_6_line_3 | NAYY 4x150 SE | 3 | 7 | 0.030242 | 0.208 | 0.08 | 261 | 0 | 0.27 | 1 | 1 | cs | TRUE
4 | LV_5072-17_0_6_line_4 | NAYY 4x150 SE | 4 | 5 | 0.10358 | 0.208 | 0.08 | 261 | 0 | 0.27 | 1 | 1 | cs | TRUE
5 | LV_5072-17_0_6_line_5 | NAYY 4x150 SE | 5 | 6 | 0.019126 | 0.208 | 0.08 | 261 | 0 | 0.27 | 1 | 1 | cs | TRUE
6 | LV_5072-17_0_6_line_6 | NAYY 4x150 SE | 5 | 99 | 0.21397 | 0.208 | 0.08 | 261 | 0 | 0.27 | 1 | 3 | cs | TRUE
7 | LV_5072-17_0_6_line_7 | NAYY 4x150 SE | 7 | 8 | 0.027603 | 0.208 | 0.08 | 261 | 0 | 0.27 | 1 | 1 | cs | TRUE
8 | LV_5072-17_0_6_line_8 | NAYY 4x150 SE | 8 | 95 | 0.026373 | 0.208 | 0.08 | 261 | 0 | 0.27 | 1 | 1 | cs | TRUE
9 | LV_5072-17_0_6_line_9 | NAYY 4x150 SE | 9 | 10 | 0.017262 | 0.208 | 0.08 | 261 | 0 | 0.27 | 1 | 1 | cs | TRUE
10 | LV_5072-17_0_6_line_10 | NAYY 4x150 SE | 10 | 11 | 0.038599 | 0.208 | 0.08 | 261 | 0 | 0.27 | 1 | 1 | cs | TRUE
11 | LV_5072-17_0_6_line_11 | NAYY 4x150 SE | 11 | 15 | 0.027223 | 0.208 | 0.08 | 261 | 0 | 0.27 | 1 | 2 | cs | TRUE
12 | LV_5072-17_0_6_line_12 | NAYY 4x150 SE | 11 | 16 | 0.024559 | 0.208 | 0.08 | 261 | 0 | 0.27 | 1 | 2 | cs | TRUE
13 | LV_5072-17_0_6_line_13 | NAYY 4x150 SE | 11 | 17 | 0.015013 | 0.208 | 0.08 | 261 | 0 | 0.27 | 1 | 1 | cs | TRUE
14 | LV_5072-17_0_6_line_14 | NAYY 4x150 SE | 12 | 13 | 0.006976 | 0.208 | 0.08 | 261 | 0 | 0.27 | 1 | 3 | cs | TRUE
15 | LV_5072-17_0_6_line_15 | NAYY 4x150 SE | 12 | 14 | 0.0099224 | 0.208 | 0.08 | 261 | 0 | 0.27 | 1 | 3 | cs | TRUE
16 | LV_5072-17_0_6_line_16 | NAYY 4x150 SE | 13 | 22 | 0.0094539 | 0.208 | 0.08 | 261 | 0 | 0.27 | 1 | 1 | cs | TRUE
17 | LV_5072-17_0_6_line_17 | NAYY 4x150 SE | 13 | 23 | 0.022549 | 0.208 | 0.08 | 261 | 0 | 0.27 | 1 | 3 | cs | TRUE
18 | LV_5072-17_0_6_line_18 | NAYY 4x150 SE | 14 | 24 | 0.065501 | 0.208 | 0.08 | 261 | 0 | 0.27 | 1 | 3 | cs | TRUE
19 | LV_5072-17_0_6_line_19 | NAYY 4x150 SE | 15 | 25 | 0.0088212 | 0.208 | 0.08 | 261 | 0 | 0.27 | 1 | 1 | cs | TRUE
20 | LV_5072-17_0_6_line_20 | NAYY 4x150 SE | 16 | 23 | 0.0036818 | 0.208 | 0.08 | 261 | 0 | 0.27 | 1 | 3 | cs | TRUE
21 | LV_5072-17_0_6_line_21 | NAYY 4x150 SE | 17 | 26 | 0.0093473 | 0.208 | 0.08 | 261 | 0 | 0.27 | 1 | 1 | cs | TRUE
22 | LV_5072-17_0_6_line_22 | NAYY 4x150 SE | 18 | 19 | 0.12934 | 0.208 | 0.08 | 261 | 0 | 0.27 | 1 | 1 | cs | TRUE
23 | LV_5072-17_0_6_line_23 | NAYY 4x150 SE | 19 | 20 | 0.037237 | 0.208 | 0.08 | 261 | 0 | 0.27 | 1 | 3 | cs | TRUE
24 | LV_5072-17_0_6_line_24 | NAYY 4x150 SE | 19 | 21 | 0.019572 | 0.208 | 0.08 | 261 | 0 | 0.27 | 1 | 3 | cs | TRUE
25 | LV_5072-17_0_6_line_25 | NAYY 4x150 SE | 20 | 54 | 0.0015721 | 0.208 | 0.08 | 261 | 0 | 0.27 | 1 | 3 | cs | TRUE
26 | LV_5072-17_0_6_line_26 | NAYY 4x150 SE | 21 | 53 | 0.044634 | 0.208 | 0.08 | 261 | 0 | 0.27 | 1 | 3 | cs | TRUE
27 | LV_5072-17_0_6_line_27 | NAYY 4x150 SE | 22 | 27 | 0.0072755 | 0.208 | 0.08 | 261 | 0 | 0.27 | 1 | 1 | cs | TRUE
28 | LV_5072-17_0_6_line_28 | NAYY 4x150 SE | 24 | 28 | 0.011381 | 0.208 | 0.08 | 261 | 0 | 0.27 | 1 | 3 | cs | TRUE
29 | LV_5072-17_0_6_line_29 | NAYY 4x150 SE | 25 | 29 | 0.013798 | 0.208 | 0.08 | 261 | 0 | 0.27 | 1 | 1 | cs | TRUE
30 | LV_5072-17_0_6_line_30 | NAYY 4x150 SE | 25 | 30 | 0.019587 | 0.208 | 0.08 | 261 | 0 | 0.27 | 1 | 1 | cs | TRUE
31 | LV_5072-17_0_6_line_31 | NAYY 4x150 SE | 26 | 31 | 0.026045 | 0.208 | 0.08 | 261 | 0 | 0.27 | 1 | 1 | cs | TRUE
32 | LV_5072-17_0_6_line_32 | NAYY 4x150 SE | 27 | 50 | 0.041701 | 0.208 | 0.08 | 261 | 0 | 0.27 | 1 | 1 | cs | TRUE
33 | LV_5072-17_0_6_line_33 | NAYY 4x150 SE | 28 | 54 | 0.013583 | 0.208 | 0.08 | 261 | 0 | 0.27 | 1 | 3 | cs | TRUE
34 | LV_5072-17_0_6_line_34 | NAYY 4x150 SE | 29 | 75 | 0.018043 | 0.208 | 0.08 | 261 | 0 | 0.27 | 1 | 1 | cs | TRUE
35 | LV_5072-17_0_6_line_35 | NAYY 4x150 SE | 30 | 122 | 0.00087688 | 0.208 | 0.08 | 261 | 0 | 0.27 | 1 | 1 | cs | TRUE
36 | LV_5072-17_0_6_line_36 | NAYY 4x150 SE | 30 | 121 | 0.0065846 | 0.208 | 0.08 | 261 | 0 | 0.27 | 1 | 1 | cs | TRUE
37 | LV_5072-17_0_6_line_37 | NAYY 4x150 SE | 32 | 33 | 0.0065885 | 0.208 | 0.08 | 261 | 0 | 0.27 | 1 | 3 | cs | TRUE
38 | LV_5072-17_0_6_line_38 | NAYY 4x150 SE | 32 | 34 | 0.011956 | 0.208 | 0.08 | 261 | 0 | 0.27 | 1 | 3 | cs | TRUE
39 | LV_5072-17_0_6_line_39 | NAYY 4x150 SE | 33 | 35 | 0.006209 | 0.208 | 0.08 | 261 | 0 | 0.27 | 1 | 3 | cs | TRUE
40 | LV_5072-17_0_6_line_40 | NAYY 4x150 SE | 34 | 36 | 0.008021 | 0.208 | 0.08 | 261 | 0 | 0.27 | 1 | 1 | cs | TRUE
41 | LV_5072-17_0_6_line_41 | NAYY 4x150 SE | 34 | 37 | 0.016585 | 0.208 | 0.08 | 261 | 0 | 0.27 | 1 | 3 | cs | TRUE
42 | LV_5072-17_0_6_line_42 | NAYY 4x150 SE | 35 | 38 | 0.0077307 | 0.208 | 0.08 | 261 | 0 | 0.27 | 1 | 3 | cs | TRUE
43 | LV_5072-17_0_6_line_43 | NAYY 4x150 SE | 36 | 39 | 0.0083897 | 0.208 | 0.08 | 261 | 0 | 0.27 | 1 | 1 | cs | TRUE
44 | LV_5072-17_0_6_line_44 | NAYY 4x150 SE | 36 | 40 | 0.0062939 | 0.208 | 0.08 | 261 | 0 | 0.27 | 1 | 1 | cs | TRUE
45 | LV_5072-17_0_6_line_45 | NAYY 4x150 SE | 37 | 41 | 0.092071 | 0.208 | 0.08 | 261 | 0 | 0.27 | 1 | 3 | cs | TRUE
46 | LV_5072-17_0_6_line_46 | NAYY 4x150 SE | 38 | 42 | 0.011166 | 0.208 | 0.08 | 261 | 0 | 0.27 | 1 | 3 | cs | TRUE
47 | LV_5072-17_0_6_line_47 | NAYY 4x150 SE | 39 | 43 | 0.00076417 | 0.208 | 0.08 | 261 | 0 | 0.27 | 1 | 1 | cs | TRUE
48 | LV_5072-17_0_6_line_48 | NAYY 4x150 SE | 41 | 44 | 0.0019 | 0.208 | 0.08 | 261 | 0 | 0.27 | 1 | 3 | cs | TRUE
49 | LV_5072-17_0_6_line_49 | NAYY 4x150 SE | 42 | 45 | 0.00032438 | 0.208 | 0.08 | 261 | 0 | 0.27 | 1 | 3 | cs | TRUE
50 | LV_5072-17_0_6_line_50 | NAYY 4x150 SE | 43 | 46 | 0.015419 | 0.208 | 0.08 | 261 | 0 | 0.27 | 1 | 1 | cs | TRUE
51 | LV_5072-17_0_6_line_51 | NAYY 4x150 SE | 44 | 49 | 0.057095 | 0.208 | 0.08 | 261 | 0 | 0.27 | 1 | 3 | cs | TRUE
52 | LV_5072-17_0_6_line_52 | NAYY 4x150 SE | 45 | 83 | 0.0016638 | 0.208 | 0.08 | 261 | 0 | 0.27 | 1 | 3 | cs | TRUE
53 | LV_5072-17_0_6_line_53 | NAYY 4x150 SE | 46 | 105 | 0.018018 | 0.208 | 0.08 | 261 | 0 | 0.27 | 1 | 1 | cs | TRUE
54 | LV_5072-17_0_6_line_54 | NAYY 4x150 SE | 47 | 48 | 0.012521 | 0.208 | 0.08 | 261 | 0 | 0.27 | 1 | 1 | cs | TRUE
55 | LV_5072-17_0_6_line_55 | NAYY 4x150 SE | 48 | 82 | 0.019169 | 0.208 | 0.08 | 261 | 0 | 0.27 | 1 | 1 | cs | TRUE
56 | LV_5072-17_0_6_line_56 | NAYY 4x150 SE | 48 | 79 | 0.0063881 | 0.208 | 0.08 | 261 | 0 | 0.27 | 1 | 1 | cs | TRUE
57 | LV_5072-17_0_6_line_57 | NAYY 4x150 SE | 49 | 52 | 0.015073 | 0.208 | 0.08 | 261 | 0 | 0.27 | 1 | 3 | cs | TRUE
58 | LV_5072-17_0_6_line_58 | NAYY 4x150 SE | 50 | 51 | 0.0005653 | 0.208 | 0.08 | 261 | 0 | 0.27 | 1 | 1 | cs | TRUE
59 | LV_5072-17_0_6_line_59 | NAYY 4x150 SE | 52 | 53 | 0.0080113 | 0.208 | 0.08 | 261 | 0 | 0.27 | 1 | 3 | cs | TRUE
60 | LV_5072-17_0_6_line_60 | NAYY 4x150 SE | 55 | 56 | 0.0066169 | 0.208 | 0.08 | 261 | 0 | 0.27 | 1 | 1 | cs | TRUE
61 | LV_5072-17_0_6_line_61 | NAYY 4x150 SE | 56 | 57 | 0.010624 | 0.208 | 0.08 | 261 | 0 | 0.27 | 1 | 1 | cs | TRUE
62 | LV_5072-17_0_6_line_62 | NAYY 4x150 SE | 56 | 58 | 0.0057493 | 0.208 | 0.08 | 261 | 0 | 0.27 | 1 | 1 | cs | TRUE
63 | LV_5072-17_0_6_line_63 | NAYY 4x150 SE | 57 | 59 | 0.0065074 | 0.208 | 0.08 | 261 | 0 | 0.27 | 1 | 1 | cs | TRUE
64 | LV_5072-17_0_6_line_64 | NAYY 4x150 SE | 57 | 60 | 0.0060656 | 0.208 | 0.08 | 261 | 0 | 0.27 | 1 | 1 | cs | TRUE
65 | LV_5072-17_0_6_line_65 | NAYY 4x150 SE | 58 | 61 | 0.010357 | 0.208 | 0.08 | 261 | 0 | 0.27 | 1 | 1 | cs | TRUE
66 | LV_5072-17_0_6_line_66 | NAYY 4x150 SE | 59 | 62 | 0.0092889 | 0.208 | 0.08 | 261 | 0 | 0.27 | 1 | 1 | cs | TRUE
67 | LV_5072-17_0_6_line_67 | NAYY 4x150 SE | 60 | 63 | 0.011735 | 0.208 | 0.08 | 261 | 0 | 0.27 | 1 | 1 | cs | TRUE
68 | LV_5072-17_0_6_line_68 | NAYY 4x150 SE | 61 | 64 | 0.00028195 | 0.208 | 0.08 | 261 | 0 | 0.27 | 1 | 1 | cs | TRUE
69 | LV_5072-17_0_6_line_69 | NAYY 4x150 SE | 62 | 68 | 0.0070516 | 0.208 | 0.08 | 261 | 0 | 0.27 | 1 | 1 | cs | TRUE
70 | LV_5072-17_0_6_line_70 | NAYY 4x150 SE | 63 | 69 | 0.0036991 | 0.208 | 0.08 | 261 | 0 | 0.27 | 1 | 1 | cs | TRUE
71 | LV_5072-17_0_6_line_71 | NAYY 4x150 SE | 65 | 66 | 0.006053 | 0.208 | 0.08 | 261 | 0 | 0.27 | 1 | 1 | cs | TRUE
72 | LV_5072-17_0_6_line_72 | NAYY 4x150 SE | 65 | 67 | 0.080822 | 0.208 | 0.08 | 261 | 0 | 0.27 | 1 | 1 | cs | TRUE
73 | LV_5072-17_0_6_line_73 | NAYY 4x150 SE | 66 | 70 | 0.018418 | 0.208 | 0.08 | 261 | 0 | 0.27 | 1 | 1 | cs | TRUE
74 | LV_5072-17_0_6_line_74 | NAYY 4x150 SE | 67 | 71 | 0.044723 | 0.208 | 0.08 | 261 | 0 | 0.27 | 1 | 1 | cs | TRUE
75 | LV_5072-17_0_6_line_75 | NAYY 4x150 SE | 69 | 72 | 0.0025282 | 0.208 | 0.08 | 261 | 0 | 0.27 | 1 | 1 | cs | TRUE
76 | LV_5072-17_0_6_line_76 | NAYY 4x150 SE | 70 | 90 | 0.34454 | 0.208 | 0.08 | 261 | 0 | 0.27 | 1 | 1 | cs | TRUE
77 | LV_5072-17_0_6_line_77 | NAYY 4x150 SE | 71 | 105 | 0.025526 | 0.208 | 0.08 | 261 | 0 | 0.27 | 1 | 1 | cs | TRUE
78 | LV_5072-17_0_6_line_78 | NAYY 4x150 SE | 72 | 73 | 0.0030593 | 0.208 | 0.08 | 261 | 0 | 0.27 | 1 | 1 | cs | TRUE
79 | LV_5072-17_0_6_line_79 | NAYY 4x150 SE | 73 | 74 | 0.013476 | 0.208 | 0.08 | 261 | 0 | 0.27 | 1 | 1 | cs | TRUE
80 | LV_5072-17_0_6_line_80 | NAYY 4x150 SE | 74 | 75 | 0.012734 | 0.208 | 0.08 | 261 | 0 | 0.27 | 1 | 1 | cs | TRUE
81 | LV_5072-17_0_6_line_81 | NAYY 4x150 SE | 76 | 77 | 0.0042088 | 0.208 | 0.08 | 261 | 0 | 0.27 | 1 | 1 | cs | TRUE
82 | LV_5072-17_0_6_line_82 | NAYY 4x150 SE | 76 | 78 | 0.0060159 | 0.208 | 0.08 | 261 | 0 | 0.27 | 1 | 1 | cs | TRUE
83 | LV_5072-17_0_6_line_83 | NAYY 4x150 SE | 77 | 124 | 0.0087345 | 0.208 | 0.08 | 261 | 0 | 0.27 | 1 | 1 | cs | TRUE
84 | LV_5072-17_0_6_line_84 | NAYY 4x150 SE | 78 | 121 | 0.0015314 | 0.208 | 0.08 | 261 | 0 | 0.27 | 1 | 1 | cs | TRUE
85 | LV_5072-17_0_6_line_85 | NAYY 4x150 SE | 79 | 80 | 0.0032824 | 0.208 | 0.08 | 261 | 0 | 0.27 | 1 | 1 | cs | TRUE
86 | LV_5072-17_0_6_line_86 | NAYY 4x150 SE | 80 | 81 | 0.005644 | 0.208 | 0.08 | 261 | 0 | 0.27 | 1 | 1 | cs | TRUE
87 | LV_5072-17_0_6_line_87 | NAYY 4x150 SE | 81 | 83 | 0.0021097 | 0.208 | 0.08 | 261 | 0 | 0.27 | 1 | 3 | cs | TRUE
88 | LV_5072-17_0_6_line_88 | NAYY 4x150 SE | 81 | 84 | 0.17091 | 0.208 | 0.08 | 261 | 0 | 0.27 | 1 | 3 | cs | TRUE
89 | LV_5072-17_0_6_line_89 | NAYY 4x150 SE | 82 | 85 | 0.053431 | 0.208 | 0.08 | 261 | 0 | 0.27 | 1 | 1 | cs | TRUE
90 | LV_5072-17_0_6_line_90 | NAYY 4x150 SE | 84 | 86 | 0.013956 | 0.208 | 0.08 | 261 | 0 | 0.27 | 1 | 3 | cs | TRUE
91 | LV_5072-17_0_6_line_91 | NAYY 4x150 SE | 86 | 87 | 0.1412 | 0.208 | 0.08 | 261 | 0 | 0.27 | 1 | 3 | cs | TRUE
92 | LV_5072-17_0_6_line_92 | NAYY 4x150 SE | 87 | 139 | 0.054138 | 0.208 | 0.08 | 261 | 0 | 0.27 | 1 | 3 | cs | TRUE
93 | LV_5072-17_0_6_line_93 | NAYY 4x150 SE | 88 | 89 | 0.25498 | 0.208 | 0.08 | 261 | 0 | 0.27 | 1 | 1 | cs | TRUE
94 | LV_5072-17_0_6_line_94 | NAYY 4x150 SE | 89 | 91 | 0.056542 | 0.208 | 0.08 | 261 | 0 | 0.27 | 1 | 1 | cs | TRUE
95 | LV_5072-17_0_6_line_95 | NAYY 4x150 SE | 90 | 91 | 0.25679 | 0.208 | 0.08 | 261 | 0 | 0.27 | 1 | 1 | cs | TRUE
96 | LV_5072-17_0_6_line_96 | NAYY 4x150 SE | 92 | 93 | 0.012308 | 0.208 | 0.08 | 261 | 0 | 0.27 | 1 | 1 | cs | TRUE
97 | LV_5072-17_0_6_line_97 | NAYY 4x150 SE | 92 | 94 | 0.028627 | 0.208 | 0.08 | 261 | 0 | 0.27 | 1 | 1 | cs | TRUE
98 | LV_5072-17_0_6_line_98 | NAYY 4x150 SE | 94 | 96 | 0.033447 | 0.208 | 0.08 | 261 | 0 | 0.27 | 1 | 1 | cs | TRUE
99 | LV_5072-17_0_6_line_99 | NAYY 4x150 SE | 95 | 97 | 0.035612 | 0.208 | 0.08 | 261 | 0 | 0.27 | 1 | 1 | cs | TRUE
100 | LV_5072-17_0_6_line_100 | NAYY 4x150 SE | 96 | 134 | 0.014191 | 0.208 | 0.08 | 261 | 0 | 0.27 | 1 | 1 | cs | TRUE
101 | LV_5072-17_0_6_line_101 | NAYY 4x150 SE | 97 | 136 | 0.0075637 | 0.208 | 0.08 | 261 | 0 | 0.27 | 1 | 1 | cs | TRUE
102 | LV_5072-17_0_6_line_102 | NAYY 4x150 SE | 98 | 99 | 0.090585 | 0.208 | 0.08 | 261 | 0 | 0.27 | 1 | 1 | cs | TRUE
103 | LV_5072-17_0_6_line_103 | NAYY 4x150 SE | 99 | 100 | 0.16625 | 0.208 | 0.08 | 261 | 0 | 0.27 | 1 | 3 | cs | TRUE
104 | LV_5072-17_0_6_line_104 | NAYY 4x150 SE | 100 | 101 | 0.00081027 | 0.208 | 0.08 | 261 | 0 | 0.27 | 1 | 3 | cs | TRUE
105 | LV_5072-17_0_6_line_105 | NAYY 4x150 SE | 100 | 102 | 0.089876 | 0.208 | 0.08 | 261 | 0 | 0.27 | 1 | 1 | cs | TRUE
106 | LV_5072-17_0_6_line_106 | NAYY 4x150 SE | 101 | 142 | 0.01845 | 0.208 | 0.08 | 261 | 0 | 0.27 | 1 | 3 | cs | TRUE
107 | LV_5072-17_0_6_line_107 | NAYY 4x150 SE | 102 | 144 | 0.078242 | 0.208 | 0.08 | 261 | 0 | 0.27 | 1 | 1 | cs | TRUE
108 | LV_5072-17_0_6_line_108 | NAYY 4x150 SE | 102 | 143 | 0.0074523 | 0.208 | 0.08 | 261 | 0 | 0.27 | 1 | 1 | cs | TRUE
109 | LV_5072-17_0_6_line_109 | NAYY 4x150 SE | 103 | 104 | 0.087526 | 0.208 | 0.08 | 261 | 0 | 0.27 | 1 | 1 | cs | TRUE
110 | LV_5072-17_0_6_line_110 | NAYY 4x150 SE | 104 | 147 | 0.0098118 | 0.208 | 0.08 | 261 | 0 | 0.27 | 1 | 3 | cs | TRUE
111 | LV_5072-17_0_6_line_111 | NAYY 4x150 SE | 104 | 146 | 0.025644 | 0.208 | 0.08 | 261 | 0 | 0.27 | 1 | 3 | cs | TRUE
112 | LV_5072-17_0_6_line_112 | NAYY 4x150 SE | 106 | 107 | 0.012297 | 0.208 | 0.08 | 261 | 0 | 0.27 | 1 | 1 | cs | TRUE
113 | LV_5072-17_0_6_line_113 | NAYY 4x150 SE | 106 | 108 | 0.055974 | 0.208 | 0.08 | 261 | 0 | 0.27 | 1 | 1 | cs | TRUE
114 | LV_5072-17_0_6_line_114 | NAYY 4x150 SE | 107 | 109 | 0.0075966 | 0.208 | 0.08 | 261 | 0 | 0.27 | 1 | 1 | cs | TRUE
115 | LV_5072-17_0_6_line_115 | NAYY 4x150 SE | 108 | 110 | 0.016145 | 0.208 | 0.08 | 261 | 0 | 0.27 | 1 | 1 | cs | TRUE
116 | LV_5072-17_0_6_line_116 | NAYY 4x150 SE | 109 | 114 | 0.0018856 | 0.208 | 0.08 | 261 | 0 | 0.27 | 1 | 1 | cs | TRUE
117 | LV_5072-17_0_6_line_117 | NAYY 4x150 SE | 111 | 112 | 0.008189 | 0.208 | 0.08 | 261 | 0 | 0.27 | 1 | 1 | cs | TRUE
118 | LV_5072-17_0_6_line_118 | NAYY 4x150 SE | 111 | 113 | 0.012537 | 0.208 | 0.08 | 261 | 0 | 0.27 | 1 | 1 | cs | TRUE
119 | LV_5072-17_0_6_line_119 | NAYY 4x150 SE | 112 | 115 | 0.070197 | 0.208 | 0.08 | 261 | 0 | 0.27 | 1 | 1 | cs | TRUE
120 | LV_5072-17_0_6_line_120 | NAYY 4x150 SE | 113 | 116 | 0.0062235 | 0.208 | 0.08 | 261 | 0 | 0.27 | 1 | 1 | cs | TRUE
121 | LV_5072-17_0_6_line_121 | NAYY 4x150 SE | 114 | 117 | 0.0093904 | 0.208 | 0.08 | 261 | 0 | 0.27 | 1 | 1 | cs | TRUE
122 | LV_5072-17_0_6_line_122 | NAYY 4x150 SE | 115 | 148 | 0.019936 | 0.208 | 0.08 | 261 | 0 | 0.27 | 1 | 1 | cs | TRUE
123 | LV_5072-17_0_6_line_123 | NAYY 4x150 SE | 116 | 117 | 0.009337 | 0.208 | 0.08 | 261 | 0 | 0.27 | 1 | 1 | cs | TRUE
124 | LV_5072-17_0_6_line_124 | NAYY 4x150 SE | 116 | 125 | 0.0058158 | 0.208 | 0.08 | 261 | 0 | 0.27 | 1 | 1 | cs | TRUE
125 | LV_5072-17_0_6_line_125 | NAYY 4x150 SE | 117 | 126 | 0.0032377 | 0.208 | 0.08 | 261 | 0 | 0.27 | 1 | 1 | cs | TRUE
126 | LV_5072-17_0_6_line_126 | NAYY 4x150 SE | 118 | 119 | 0.029026 | 0.208 | 0.08 | 261 | 0 | 0.27 | 1 | 1 | cs | TRUE
127 | LV_5072-17_0_6_line_127 | NAYY 4x150 SE | 118 | 120 | 0.032296 | 0.208 | 0.08 | 261 | 0 | 0.27 | 1 | 1 | cs | TRUE
128 | LV_5072-17_0_6_line_128 | NAYY 4x150 SE | 120 | 148 | 0.092959 | 0.208 | 0.08 | 261 | 0 | 0.27 | 1 | 1 | cs | TRUE
129 | LV_5072-17_0_6_line_129 | NAYY 4x150 SE | 122 | 123 | 0.01122 | 0.208 | 0.08 | 261 | 0 | 0.27 | 1 | 1 | cs | TRUE
130 | LV_5072-17_0_6_line_130 | NAYY 4x150 SE | 124 | 125 | 0.0089792 | 0.208 | 0.08 | 261 | 0 | 0.27 | 1 | 1 | cs | TRUE
131 | LV_5072-17_0_6_line_131 | NAYY 4x150 SE | 127 | 128 | 0.013922 | 0.208 | 0.08 | 261 | 0 | 0.27 | 1 | 3 | cs | TRUE
132 | LV_5072-17_0_6_line_132 | NAYY 4x150 SE | 127 | 129 | 0.0085038 | 0.208 | 0.08 | 261 | 0 | 0.27 | 1 | 3 | cs | TRUE
133 | LV_5072-17_0_6_line_133 | NAYY 4x150 SE | 128 | 130 | 0.0068239 | 0.208 | 0.08 | 261 | 0 | 0.27 | 1 | 3 | cs | TRUE
134 | LV_5072-17_0_6_line_134 | NAYY 4x150 SE | 129 | 131 | 0.043874 | 0.208 | 0.08 | 261 | 0 | 0.27 | 1 | 3 | cs | TRUE
135 | LV_5072-17_0_6_line_135 | NAYY 4x150 SE | 129 | 132 | 0.11994 | 0.208 | 0.08 | 261 | 0 | 0.27 | 1 | 1 | cs | TRUE
136 | LV_5072-17_0_6_line_136 | NAYY 4x150 SE | 130 | 133 | 0.047318 | 0.208 | 0.08 | 261 | 0 | 0.27 | 1 | 3 | cs | TRUE
137 | LV_5072-17_0_6_line_137 | NAYY 4x150 SE | 130 | 134 | 0.024503 | 0.208 | 0.08 | 261 | 0 | 0.27 | 1 | 1 | cs | TRUE
138 | LV_5072-17_0_6_line_138 | NAYY 4x150 SE | 131 | 135 | 0.18435 | 0.208 | 0.08 | 261 | 0 | 0.27 | 1 | 3 | cs | TRUE
139 | LV_5072-17_0_6_line_139 | NAYY 4x150 SE | 132 | 136 | 0.046032 | 0.208 | 0.08 | 261 | 0 | 0.27 | 1 | 1 | cs | TRUE
140 | LV_5072-17_0_6_line_140 | NAYY 4x150 SE | 133 | 137 | 0.0075306 | 0.208 | 0.08 | 261 | 0 | 0.27 | 1 | 3 | cs | TRUE
141 | LV_5072-17_0_6_line_141 | NAYY 4x150 SE | 135 | 138 | 0.1381 | 0.208 | 0.08 | 261 | 0 | 0.27 | 1 | 1 | cs | TRUE
142 | LV_5072-17_0_6_line_142 | NAYY 4x150 SE | 135 | 139 | 0.13069 | 0.208 | 0.08 | 261 | 0 | 0.27 | 1 | 3 | cs | TRUE
143 | LV_5072-17_0_6_line_143 | NAYY 4x150 SE | 137 | 140 | 0.015862 | 0.208 | 0.08 | 261 | 0 | 0.27 | 1 | 3 | cs | TRUE
144 | LV_5072-17_0_6_line_144 | NAYY 4x150 SE | 139 | 141 | 0.062101 | 0.208 | 0.08 | 261 | 0 | 0.27 | 1 | 1 | cs | TRUE
145 | LV_5072-17_0_6_line_145 | NAYY 4x150 SE | 140 | 149 | 0.015847 | 0.208 | 0.08 | 261 | 0 | 0.27 | 1 | 3 | cs | TRUE
146 | LV_5072-17_0_6_line_146 | NAYY 4x150 SE | 142 | 145 | 0.028078 | 0.208 | 0.08 | 261 | 0 | 0.27 | 1 | 3 | cs | TRUE
147 | LV_5072-17_0_6_line_147 | NAYY 4x150 SE | 145 | 146 | 0.011132 | 0.208 | 0.08 | 261 | 0 | 0.27 | 1 | 3 | cs | TRUE
148 | LV_5072-17_0_6_line_148 | NAYY 4x150 SE | 147 | 149 | 0.016463 | 0.208 | 0.08 | 261 | 0 | 0.27 | 1 | 3 | cs | TRUE

## trafo
| name | std_type | hv_bus | lv_bus | sn_mva | vn_hv_kv | vn_lv_kv | vk_percent | vkr_percent | pfe_kw | i0_percent | shift_degree | tap_side | tap_neutral | tap_min | tap_max | tap_step_percent | tap_step_degree | tap_pos | tap_phase_shifter | parallel | df | in_service
0 | LV_5072-17_0_6_trafo_19 | 0.25 MVA 20/0.4 kV | 150 | 37 | 0.25 | 20 | 0.4 | 6 | 1.44 | 0.8 | 0.32 | 150 | hv | 0 | -2 | 2 | 2.5 | 0 | 0 | FALSE | 1 | 1 | TRUE

## line_geodata
| x0 | y0 | x1 | y1 | x2 | y2 | x3 | y3 | x4 | y4 | x5 | y5 | x6 | y6 | x7 | y7 | x8 | y8 | x9 | y9 | x10 | y10 | x11 | y11 | x12 | y12 | x13 | y13 | x14 | y14 | x15 | y15 | x16 | y16 | x17 | y17 | x18 | y18 | x19 | y19 | x20 | y20 | x21 | y21 | x22 | y22 | x23 | y23 | x24 | y24 | x25 | y25 | x26 | y26 | x27 | y27 | x28 | y28 | x29 | y29 | x30 | y30 | x31 | y31 | x32 | y32
0 | 2705150.1516 | 1148287.6604 | 2705150.5469 | 1148286.133 | 2705150.4123 | 1148284.1627 | 2705149.8021 | 1148281.7172 | 2705148.5868 | 1148279.6168 | 2705146.5145 | 1148277.7684 | 2705143.9008 | 1148276.1329 | 2705139.1993 | 1148274.4164 | 2705124.3481 | 1148271.3169
1 | 2705150.1516 | 1148287.6604 | 2705170.9797 | 1148297.0408 | 2705193.9654 | 1148300.2995 | 2705230.75 | 1148298.9295 | 2705254.7906 | 1148292.8009 | 2705282.9078 | 1148289.8803
2 | 2705349.4697 | 1148294.3002 | 2705348.3977 | 1148289.2782 | 2705321.3171 | 1148287.8374 | 2705293.2726 | 1148288.8037 | 2705282.9078 | 1148289.8803
3 | 2705349.4697 | 1148294.3002 | 2705365.5396 | 1148293.336 | 2705372.938 | 1148292.3647 | 2705379.5955 | 1148291.1469
4 | 2705154.7604 | 1148578.9379 | 2705166.0424 | 1148586.8953 | 2705175.5584 | 1148592.6206 | 2705185.3022 | 1148601.5741 | 2705190.6066 | 1148606.1362 | 2705193.9752 | 1148607.1957 | 2705197.5691 | 1148606.3468 | 2705208.4593 | 1148601.1112 | 2705210.4116 | 1148596.6313 | 2705208.9086 | 1148588.5777 | 2705206.5885 | 1148578.4975 | 2705205.8638 | 1148572.0585 | 2705207.7978 | 1148562.9086
5 | 2705207.7978 | 1148562.9086 | 2705205.0669 | 1148562.2717 | 2705202.9764 | 1148561.0344 | 2705201.1902 | 1148559.0798 | 2705200.3518 | 1148556.0743 | 2705200.3946 | 1148553.1843 | 2705201.9641 | 1148549.9541 | 2705203.1804 | 1148548.85
6 | 2705207.7978 | 1148562.9086 | 2705211.1256 | 1148562.3441 | 2705217.4243 | 1148560.1082 | 2705278.8973 | 1148536.055 | 2705289.362 | 1148532.3243 | 2705296.688 | 1148530.6401 | 2705304.3673 | 1148529.3957 | 2705320.8265 | 1148528.0935 | 2705379.2589 | 1148527.3031 | 2705391.4678 | 1148526.605 | 2705407.5973 | 1148524.3967 | 2705411.4933 | 1148524.287 | 2705413.865 | 1148524.8177 | 2705415.5193 | 1148526.4032
7 | 2705379.5955 | 1148291.1469 | 2705385.5391 | 1148289.472 | 2705405.72 | 1148282.2681
8 | 2705430.5919 | 1148273.5053 | 2705428.4129 | 1148274.1674 | 2705405.72 | 1148282.2681
9 | 2706450.158 | 1148030.5114 | 2706463.4604 | 1148019.5099
10 | 2706467.3832 | 1148065.0711 | 2706450.158 | 1148030.5114
11 | 2706467.3832 | 1148065.0711 | 2706480.1546 | 1148089.1121
12 | 2706467.3832 | 1148065.0711 | 2706461.2973 | 1148066.9426 | 2706455.2866 | 1148068.9044 | 2706444.325 | 1148073.4553
13 | 2706467.3832 | 1148065.0711 | 2706481.9171 | 1148062.8375 | 2706482.221 | 1148062.7853
14 | 2706419.6698 | 1148082.3286 | 2706413.0912 | 1148084.7029
15 | 2706413.0912 | 1148084.7029 | 2706403.6511 | 1148087.7587
16 | 2706419.6698 | 1148082.3286 | 2706421.073 | 1148085.9446 | 2706421.3852 | 1148088.2738 | 2706421.1215 | 1148090.5929 | 2706420.8828 | 1148091.4515
17 | 2706419.6698 | 1148082.3286 | 2706432.7846 | 1148078.2464 | 2706440.9246 | 1148074.867
18 | 2706351.5547 | 1148125.1363 | 2706353.3244 | 1148124.2625 | 2706358.9918 | 1148119.9819 | 2706363.6595 | 1148115.3391 | 2706373.7093 | 1148103.431 | 2706377.4502 | 1148099.9392 | 2706381.8098 | 1148096.6474 | 2706386.3903 | 1148093.8931 | 2706391.8232 | 1148091.5875 | 2706403.6511 | 1148087.7587
19 | 2706486.5538 | 1148095.1513 | 2706482.3686 | 1148091.6195 | 2706480.1546 | 1148089.1121
20 | 2706440.9246 | 1148074.867 | 2706444.325 | 1148073.4553
21 | 2706482.221 | 1148062.7853 | 2706491.4335 | 1148061.2034
22 | 2706298.7589 | 1148155.6884 | 2706225.8932 | 1148048.8292
23 | 2706298.7589 | 1148155.6884 | 2706301.3366 | 1148150.9182 | 2706304.2158 | 1148146.1993 | 2706307.3624 | 1148142.4301 | 2706311.0957 | 1148139.3718 | 2706315.0172 | 1148136.9616 | 2706318.697 | 1148135.6256 | 2706326.4484 | 1148133.5169
24 | 2706289.4543 | 1148172.9073 | 2706298.7589 | 1148155.6884
25 | 2706327.9654 | 1148133.1042 | 2706326.4484 | 1148133.5169
26 | 2706264.9232 | 1148209.1135 | 2706268.5205 | 1148207.6649 | 2706270.4863 | 1148205.954 | 2706272.4648 | 1148203.5207 | 2706280.6203 | 1148189.2553 | 2706289.4543 | 1148172.9073
27 | 2706420.8828 | 1148091.4515 | 2706420.3833 | 1148093.2482 | 2706418.9898 | 1148096.0365 | 2706417.3991 | 1148097.6886
28 | 2706351.5547 | 1148125.1363 | 2706347.9545 | 1148126.9139 | 2706341.072 | 1148129.5386
29 | 2706486.5538 | 1148095.1513 | 2706481.4723 | 1148101.0431 | 2706483.2183 | 1148105.2544 | 2706483.5975 | 1148106.6625
30 | 2706503.514 | 1148092.5381 | 2706498.8876 | 1148096.1476 | 2706491.8145 | 1148092.5981 | 2706486.5538 | 1148095.1513
31 | 2706517.1081 | 1148056.8287 | 2706510.6245 | 1148057.9081 | 2706491.4335 | 1148061.2034
32 | 2706417.3991 | 1148097.6886 | 2706416.6424 | 1148098.4744 | 2706414.8063 | 1148100.6657 | 2706413.2595 | 1148103.0065 | 2706403.7283 | 1148124.6855 | 2706400.6937 | 1148135.533
33 | 2706327.9654 | 1148133.1042 | 2706341.072 | 1148129.5386 | 2706341.072 | 1148129.5386
34 | 2706493.9577 | 1148120.3983 | 2706485.4384 | 1148113.4989 | 2706483.5975 | 1148106.6625
35 | 2706504.2054 | 1148091.9988 | 2706503.514 | 1148092.5381
36 | 2706503.514 | 1148092.5381 | 2706507.447 | 1148097.8191
37 | 2706138.6031 | 1148362.8868 | 2706144.9618 | 1148361.162
38 | 2706156.5005 | 1148358.0321 | 2706144.9618 | 1148361.162
39 | 2706138.9548 | 1148369.0858 | 2706138.9548 | 1148369.0858 | 2706138.6031 | 1148362.8868 | 2706138.6031 | 1148362.8868
40 | 2706156.5005 | 1148358.0321 | 2706157.8502 | 1148360.7688 | 2706161.7356 | 1148363.8836
41 | 2706156.5005 | 1148358.0321 | 2706155.1438 | 1148355.262 | 2706155.0879 | 1148351.4586 | 2706158.2189 | 1148346.8219 | 2706161.1139 | 1148343.9157
42 | 2706138.9548 | 1148369.0858 | 2706131.6785 | 1148371.6975
43 | 2706161.7356 | 1148363.8836 | 2706167.9266 | 1148358.2216
44 | 2706161.7356 | 1148363.8836 | 2706158.2694 | 1148369.1371
45 | 2706161.1139 | 1148343.9157 | 2706175.9606 | 1148329.0118 | 2706184.272 | 1148319.3853 | 2706193.0154 | 1148306.6089 | 2706204.0629 | 1148289.4815 | 2706214.1415 | 1148272.8595 | 2706215.736 | 1148270.3016
46 | 2706131.6785 | 1148371.6975 | 2706121.1686 | 1148375.4698
47 | 2706167.9266 | 1148358.2216 | 2706168.4905 | 1148357.7059
48 | 2706216.7411 | 1148268.6892 | 2706215.736 | 1148270.3016
49 | 2706120.8632 | 1148375.5794 | 2706121.1686 | 1148375.4698
50 | 2706180.2169 | 1148347.7188 | 2706177.3381 | 1148349.7827 | 2706168.8084 | 1148357.4151 | 2706168.4905 | 1148357.7059
51 | 2706216.7411 | 1148268.6892 | 2706230.6699 | 1148246.3448 | 2706237.6706 | 1148236.573 | 2706241.2796 | 1148232.712 | 2706244.0286 | 1148230.1476 | 2706247.86 | 1148227.6135 | 2706252.4735 | 1148225.425
52 | 2706119.2973 | 1148376.1415 | 2706120.8632 | 1148375.5794
53 | 2706180.2169 | 1148347.7188 | 2706194.8606 | 1148337.2201
54 | 2706122.403 | 1148391.2975 | 2706125.0553 | 1148390.288 | 2706134.4946 | 1148388.1306
55 | 2706112.0712 | 1148406.1919 | 2706113.9385 | 1148399.1647 | 2706116.5233 | 1148395.0075 | 2706120.261 | 1148392.1159 | 2706122.403 | 1148391.2975
56 | 2706122.403 | 1148391.2975 | 2706120.2793 | 1148385.2728
57 | 2706264.6287 | 1148217.1024 | 2706263.669 | 1148218.8199 | 2706261.5437 | 1148220.8615 | 2706258.526 | 1148222.5539 | 2706252.4735 | 1148225.425
58 | 2706400.6937 | 1148135.533 | 2706400.5414 | 1148136.0774
59 | 2706264.9232 | 1148209.1135 | 2706264.965 | 1148214.5845 | 2706264.6287 | 1148217.1024 | 2706264.6287 | 1148217.1024
60 | 2706449.6583 | 1148161.8202 | 2706453.7244 | 1148164.705 | 2706454.8092 | 1148165.9236
61 | 2706455.7725 | 1148153.1226 | 2706449.6583 | 1148161.8202
62 | 2706449.6583 | 1148161.8202 | 2706446.7145 | 1148166.7587
63 | 2706455.7725 | 1148153.1226 | 2706450.3172 | 1148149.575
64 | 2706455.7725 | 1148153.1226 | 2706456.7754 | 1148147.1405
65 | 2706446.7145 | 1148166.7587 | 2706444.4181 | 1148170.6111 | 2706442.3196 | 1148176.0951
66 | 2706450.3172 | 1148149.575 | 2706449.6215 | 1148149.1225 | 2706443.3593 | 1148145.7654 | 2706442.3257 | 1148144.8912
67 | 2706456.7754 | 1148147.1405 | 2706457.1291 | 1148145.0303 | 2706462.9253 | 1148137.3833 | 2706462.9253 | 1148137.3833
68 | 2706442.2188 | 1148176.3585 | 2706442.3196 | 1148176.0951
69 | 2706436.9416 | 1148140.3375 | 2706442.3257 | 1148144.8912
70 | 2706466.2569 | 1148135.7759 | 2706462.9253 | 1148137.3833
71 | 2706327.5843 | 1148297.9421 | 2706328.5423 | 1148291.9663
72 | 2706328.5423 | 1148291.9663 | 2706322.5956 | 1148286.4023 | 2706307.1058 | 1148283.6384 | 2706293.7755 | 1148283.4255 | 2706266.9491 | 1148295.0044 | 2706254.345 | 1148301.9533 | 2706254.345 | 1148301.9533
73 | 2706327.5843 | 1148297.9421 | 2706323.7609 | 1148303.9341 | 2706322.3565 | 1148309.524 | 2706322.7143 | 1148315.0589
74 | 2706216.1457 | 1148323.301 | 2706229.9563 | 1148319.0456 | 2706239.8057 | 1148314.5496 | 2706247.9766 | 1148308.9789 | 2706250.7732 | 1148305.0146 | 2706254.345 | 1148301.9533
75 | 2706466.2569 | 1148135.7759 | 2706468.534 | 1148134.6773
76 | 2706322.7143 | 1148315.0589 | 2706576.5397 | 1148548.0458
77 | 2706194.8606 | 1148337.2201 | 2706197.1205 | 1148335.5999 | 2706208.3284 | 1148327.2364 | 2706215.5532 | 1148323.4835 | 2706216.1457 | 1148323.301
78 | 2706471.2893 | 1148133.3479 | 2706468.534 | 1148134.6773
79 | 2706471.2893 | 1148133.3479 | 2706473.4847 | 1148132.2887 | 2706480.969 | 1148129.0855 | 2706483.3369 | 1148127.4152
80 | 2706493.9577 | 1148120.3983 | 2706487.6115 | 1148124.3998 | 2706483.3369 | 1148127.4152
81 | 2706511.955 | 1148103.8723 | 2706515.1162 | 1148101.0937
82 | 2706511.955 | 1148103.8723 | 2706508.3617 | 1148099.0474
83 | 2706521.6768 | 1148095.3275 | 2706515.1162 | 1148101.0937
84 | 2706507.447 | 1148097.8191 | 2706508.3617 | 1148099.0474
85 | 2706119.188 | 1148382.1771 | 2706120.2793 | 1148385.2728
86 | 2706117.3116 | 1148376.8542 | 2706119.188 | 1148382.1771
87 | 2706117.3116 | 1148376.8542 | 2706119.2973 | 1148376.1415
88 | 2706117.3116 | 1148376.8542 | 2705977.0733 | 1148279.169
89 | 2706112.0712 | 1148406.1919 | 2706111.0178 | 1148411.4878 | 2706110.6128 | 1148417.907 | 2706110.7175 | 1148422.8676 | 2706111.0057 | 1148426.9976 | 2706112.0096 | 1148431.0512 | 2706114.6635 | 1148433.8775 | 2706119.1444 | 1148434.579 | 2706123.4456 | 1148432.8314 | 2706135.3765 | 1148423.958 | 2706135.7115 | 1148423.7438
90 | 2705977.0733 | 1148279.169 | 2705973.3193 | 1148274.689 | 2705971.2221 | 1148266.8471
91 | 2705858.4497 | 1148181.877 | 2705971.2221 | 1148266.8471
92 | 2705810.1732 | 1148192.6484 | 2705828.2433 | 1148178.412 | 2705835.7205 | 1148178.2098 | 2705850.5802 | 1148183.1962 | 2705858.4497 | 1148181.877
93 | 2706578.3464 | 1148682.4286 | 2706347.1634 | 1148789.9812
94 | 2706578.3464 | 1148682.4286 | 2706592.6661 | 1148681.8036 | 2706603.1483 | 1148678.8537 | 2706613.1019 | 1148672.3589 | 2706621.3536 | 1148665.6895 | 2706630.3017 | 1148665.2364
95 | 2706630.3017 | 1148665.2364 | 2706633.8406 | 1148660.9963 | 2706639.5554 | 1148655.327 | 2706646.6133 | 1148649.715 | 2706655.5659 | 1148644.6701 | 2706656.3059 | 1148640.6139 | 2706653.224 | 1148639.4253 | 2706643.7254 | 1148639.3016 | 2706641.9391 | 1148634.3446 | 2706646.3215 | 1148622.8147 | 2706645.7733 | 1148616.4676 | 2706651.6017 | 1148604.8188 | 2706657.9574 | 1148600.6953 | 2706662.4575 | 1148586.8549 | 2706669.001 | 1148581.6673 | 2706667.9719 | 1148578.625 | 2706661.4665 | 1148579.0546 | 2706656.7529 | 1148577.1922 | 2706644.3011 | 1148579.0175 | 2706633.7818 | 1148578.4088 | 2706624.5719 | 1148578.8906 | 2706616.2118 | 1148583.0009 | 2706612.6395 | 1148581.7481 | 2706610.5622 | 1148576.3078 | 2706607.2688 | 1148573.6145 | 2706602.3782 | 1148573.9394 | 2706590.5044 | 1148575.2191 | 2706577.8356 | 1148572.8158 | 2706566.7401 | 1148570.04 | 2706572.4955 | 1148565.9836 | 2706578.2214 | 1148561.86 | 2706577.5586 | 1148554.6103 | 2706576.5397 | 1148548.0458
96 | 2705483.4267 | 1148322.6831 | 2705495.7612 | 1148323.177
97 | 2705495.7612 | 1148323.177 | 2705508.4194 | 1148320.9749 | 2705518.6921 | 1148320.3432 | 2705524.0962 | 1148321.2921
98 | 2705524.0962 | 1148321.2921 | 2705529.665 | 1148322.2699 | 2705544.8199 | 1148324.8702 | 2705550.8803 | 1148324.854 | 2705557.0142 | 1148323.1874
99 | 2705430.5919 | 1148273.5053 | 2705441.7333 | 1148270.12 | 2705450.4308 | 1148268.649 | 2705458.2421 | 1148267.7851 | 2705465.5177 | 1148267.3632
100 | 2705570.7038 | 1148319.4479 | 2705558.9529 | 1148322.6607 | 2705557.0142 | 1148323.1874
101 | 2705473.0803 | 1148267.4223 | 2705473.0803 | 1148267.4223 | 2705465.9 | 1148267.341 | 2705465.5177 | 1148267.3632
102 | 2705415.5193 | 1148526.4032 | 2705416.0232 | 1148528.7691 | 2705415.9354 | 1148530.7132 | 2705415.3206 | 1148532.4925 | 2705413.8668 | 1148533.9347 | 2705411.684 | 1148534.8971 | 2705408.5091 | 1148535.4975 | 2705381.5802 | 1148536.8609 | 2705371.3462 | 1148538.8166 | 2705360.4399 | 1148544.5185 | 2705337.9512 | 1148559.4311
103 | 2705401.9776 | 1148360.7058 | 2705415.5193 | 1148526.4032
104 | 2705401.9776 | 1148360.7058 | 2705402.7616 | 1148360.501
105 | 2705401.9776 | 1148360.7058 | 2705353.9085 | 1148436.6465
106 | 2705420.7275 | 1148356.326 | 2705410.7551 | 1148358.4125 | 2705402.7616 | 1148360.501
107 | 2705353.9085 | 1148436.6465 | 2705352.9146 | 1148439.8979 | 2705351.354 | 1148441.2937 | 2705334.679 | 1148447.8954 | 2705331.0637 | 1148448.6438 | 2705327.3673 | 1148448.7571 | 2705308.0897 | 1148447.3861 | 2705294.3225 | 1148447.579 | 2705289.0105 | 1148448.2867 | 2705280.3849 | 1148450.7496
108 | 2705353.9085 | 1148436.6465 | 2705346.4573 | 1148436.7759
109 | 2705485.318 | 1148357.0613 | 2705488.9281 | 1148444.5128
110 | 2705495.1225 | 1148356.6817 | 2705485.318 | 1148357.0613
111 | 2705459.7338 | 1148355.5662 | 2705482.3696 | 1148357.1755 | 2705485.318 | 1148357.0613
112 | 2706544.6997 | 1148051.7619 | 2706539.5782 | 1148062.9452
113 | 2706580.0639 | 1148009.66 | 2706571.7663 | 1148022.3547 | 2706560.8279 | 1148039.3056 | 2706557.2973 | 1148043.4903 | 2706553.4428 | 1148046.8799 | 2706549.226 | 1148049.9074 | 2706544.6997 | 1148051.7619
114 | 2706539.5782 | 1148062.9452 | 2706534.0529 | 1148068.1586
115 | 2706580.0639 | 1148009.66 | 2706585.3478 | 1147996.6784 | 2706586.2965 | 1147994.7718
116 | 2706532.6814 | 1148069.4527 | 2706534.0529 | 1148068.1586
117 | 2706546.8171 | 1148074.0581 | 2706550.4972 | 1148072.2775 | 2706553.6257 | 1148069.6262
118 | 2706546.8171 | 1148074.0581 | 2706541.0607 | 1148076.847 | 2706535.6698 | 1148079.7873
119 | 2706553.6257 | 1148069.6262 | 2706556.4472 | 1148067.235 | 2706560.8787 | 1148061.1872 | 2706567.4704 | 1148051.5642 | 2706577.0416 | 1148037.6467 | 2706584.7092 | 1148027.1311 | 2706599.9724 | 1148018.7111
120 | 2706531.2474 | 1148084.0449 | 2706534.15 | 1148080.6162 | 2706535.6698 | 1148079.7873
121 | 2706526.1628 | 1148076.2056 | 2706530.5793 | 1148071.4361 | 2706532.6814 | 1148069.4527
122 | 2706615.5564 | 1148006.661 | 2706608.7094 | 1148013.8914 | 2706599.9724 | 1148018.7111
123 | 2706526.1628 | 1148076.2056 | 2706531.2474 | 1148084.0449
124 | 2706531.2474 | 1148084.0449 | 2706527.4852 | 1148088.48
125 | 2706526.1628 | 1148076.2056 | 2706523.4737 | 1148078.0087
126 | 2706640.1136 | 1147907.4006 | 2706634.6573 | 1147894.9517 | 2706632.703 | 1147888.6241 | 2706632.1296 | 1147885.0006 | 2706631.9937 | 1147880.9622 | 2706632.219 | 1147879.883
127 | 2706640.1136 | 1147907.4006 | 2706645.4075 | 1147905.1484 | 2706647.9631 | 1147905.2826 | 2706650.4858 | 1147906.4057 | 2706651.9966 | 1147907.4108 | 2706652.7806 | 1147909.1147 | 2706653.2912 | 1147911.5142 | 2706652.9101 | 1147915.6879 | 2706652.6362 | 1147920.3082 | 2706652.7483 | 1147922.6562 | 2706653.4709 | 1147924.3589 | 2706655.2172 | 1147925.5128
128 | 2706655.2172 | 1147925.5128 | 2706654.8979 | 1147928.3645 | 2706655.4527 | 1147937.3801 | 2706647.1116 | 1147959.0243 | 2706641.0998 | 1147971.8928 | 2706635.3843 | 1147984.9446 | 2706623.2687 | 1147998.5168 | 2706615.5564 | 1148006.661
129 | 2706504.2054 | 1148091.9988 | 2706513.0522 | 1148085.0985
130 | 2706521.6768 | 1148095.3275 | 2706527.4852 | 1148088.48
131 | 2705598.0512 | 1148320.623 | 2705598.2165 | 1148320.5247 | 2705602.5593 | 1148316.8429 | 2705606.4796 | 1148312.2865 | 2705607.599 | 1148310.5988
132 | 2705610.9381 | 1148302.8808 | 2705609.5486 | 1148307.6595 | 2705607.599 | 1148310.5988
133 | 2705592.1856 | 1148324.1103 | 2705598.0512 | 1148320.623
134 | 2705648.6421 | 1148288.51 | 2705633.683 | 1148301.9009 | 2705625.466 | 1148305.7594 | 2705610.9381 | 1148302.8808
135 | 2705610.9381 | 1148302.8808 | 2705611.715 | 1148298.436 | 2705611.5671 | 1148293.7304 | 2705610.8616 | 1148289.2818 | 2705609.7101 | 1148285.7372 | 2705608.1801 | 1148282.3193 | 2705605.2137 | 1148277.1529 | 2705602.1026 | 1148273.2292 | 2705597.6601 | 1148269.449 | 2705592.8318 | 1148266.6515 | 2705587.3135 | 1148264.6536 | 2705581.7964 | 1148263.0226 | 2705576.1553 | 1148262.3344 | 2705569.197 | 1148262.3014 | 2705563.1383 | 1148263.0847 | 2705554.3167 | 1148265.0649 | 2705534.8861 | 1148270.6393 | 2705526.4573 | 1148272.9933 | 2705521.2286 | 1148273.7578 | 2705518.5234 | 1148273.8626
136 | 2705592.1856 | 1148324.1103 | 2705586.8513 | 1148326.5184 | 2705564.9761 | 1148335.7301 | 2705548.7068 | 1148342.7768
137 | 2705592.1856 | 1148324.1103 | 2705588.6807 | 1148318.9901 | 2705582.0276 | 1148317.7616 | 2705576.3412 | 1148317.9066 | 2705570.7038 | 1148319.4479
138 | 2705648.6421 | 1148288.51 | 2705663.5413 | 1148275.4739 | 2705674.9185 | 1148261.3643 | 2705679.1988 | 1148253.8012 | 2705684.491 | 1148220.9618 | 2705681.1142 | 1148211.6078 | 2705690.1729 | 1148182.1144 | 2705694.4229 | 1148160.9642 | 2705701.7467 | 1148137.1107 | 2705701.5559 | 1148119.9631
139 | 2705518.5234 | 1148273.8626 | 2705515.6945 | 1148273.9722 | 2705510.4173 | 1148273.5573 | 2705502.7397 | 1148272.0553 | 2705491.4729 | 1148269.3564 | 2705482.2382 | 1148268.1719 | 2705473.0803 | 1148267.4223
140 | 2705541.7966 | 1148345.7698 | 2705548.7068 | 1148342.7768
141 | 2705740.9495 | 1147988.403 | 2705709.682 | 1148069.6511 | 2705707.7 | 1148087.6168 | 2705705.4746 | 1148103.2544 | 2705705.0451 | 1148106.2822 | 2705701.5559 | 1148119.9631
142 | 2705701.5559 | 1148119.9631 | 2705810.1732 | 1148192.6484
143 | 2705541.7966 | 1148345.7698 | 2705534.4823 | 1148348.9379 | 2705526.757 | 1148350.5463
144 | 2705810.1732 | 1148192.6484 | 2705813.0615 | 1148179.0793 | 2705822.7547 | 1148170.7886 | 2705829.7039 | 1148164.3509 | 2705847.4143 | 1148157.9133 | 2705851.5709 | 1148157.8529 | 2705854.4647 | 1148157.068
145 | 2705526.757 | 1148350.5463 | 2705517.9312 | 1148352.3837 | 2705511.288 | 1148353.9772
146 | 2705420.7275 | 1148356.326 | 2705425.4177 | 1148355.3447 | 2705439.633 | 1148354.137 | 2705448.6296 | 1148354.7767
147 | 2705459.7338 | 1148355.5662 | 2705448.6296 | 1148354.7767
148 | 2705495.1225 | 1148356.6817 | 2705500.9544 | 1148356.4558 | 2705511.288 | 1148353.9772

## bus_geodata
| x | y | coords
0 | 2705124.3481 | 1148271.3169
1 | 2705150.1516 | 1148287.6604
2 | 2705282.9078 | 1148289.8803
3 | 2705349.4697 | 1148294.3002
4 | 2705154.7604 | 1148578.9379
5 | 2705207.7978 | 1148562.9086
6 | 2705203.1804 | 1148548.85
7 | 2705379.5955 | 1148291.1469
8 | 2705405.72 | 1148282.2681
9 | 2706463.4604 | 1148019.5099
10 | 2706450.158 | 1148030.5114
11 | 2706467.3832 | 1148065.0711
12 | 2706413.0912 | 1148084.7029
13 | 2706419.6698 | 1148082.3286
14 | 2706403.6511 | 1148087.7587
15 | 2706480.1546 | 1148089.1121
16 | 2706444.325 | 1148073.4553
17 | 2706482.221 | 1148062.7853
18 | 2706225.8932 | 1148048.8292
19 | 2706298.7589 | 1148155.6884
20 | 2706326.4484 | 1148133.5169
21 | 2706289.4543 | 1148172.9073
22 | 2706420.8828 | 1148091.4515
23 | 2706440.9246 | 1148074.867
24 | 2706351.5547 | 1148125.1363
25 | 2706486.5538 | 1148095.1513
26 | 2706491.4335 | 1148061.2034
27 | 2706417.3991 | 1148097.6886
28 | 2706341.072 | 1148129.5386
29 | 2706483.5975 | 1148106.6625
30 | 2706503.514 | 1148092.5381
31 | 2706517.1081 | 1148056.8287
32 | 2706144.9618 | 1148361.162
33 | 2706138.6031 | 1148362.8868
34 | 2706156.5005 | 1148358.0321
35 | 2706138.9548 | 1148369.0858
36 | 2706161.7356 | 1148363.8836
37 | 2706161.1139 | 1148343.9157
38 | 2706131.6785 | 1148371.6975
39 | 2706167.9266 | 1148358.2216
40 | 2706158.2694 | 1148369.1371
41 | 2706215.736 | 1148270.3016
42 | 2706121.1686 | 1148375.4698
43 | 2706168.4905 | 1148357.7059
44 | 2706216.7411 | 1148268.6892
45 | 2706120.8632 | 1148375.5794
46 | 2706180.2169 | 1148347.7188
47 | 2706134.4946 | 1148388.1306
48 | 2706122.403 | 1148391.2975
49 | 2706252.4735 | 1148225.425
50 | 2706400.6937 | 1148135.533
51 | 2706400.5414 | 1148136.0774
52 | 2706264.6287 | 1148217.1024
53 | 2706264.9232 | 1148209.1135
54 | 2706327.9654 | 1148133.1042
55 | 2706454.8092 | 1148165.9236
56 | 2706449.6583 | 1148161.8202
57 | 2706455.7725 | 1148153.1226
58 | 2706446.7145 | 1148166.7587
59 | 2706450.3172 | 1148149.575
60 | 2706456.7754 | 1148147.1405
61 | 2706442.3196 | 1148176.0951
62 | 2706442.3257 | 1148144.8912
63 | 2706462.9253 | 1148137.3833
64 | 2706442.2188 | 1148176.3585
65 | 2706328.5423 | 1148291.9663
66 | 2706327.5843 | 1148297.9421
67 | 2706254.345 | 1148301.9533
68 | 2706436.9416 | 1148140.3375
69 | 2706466.2569 | 1148135.7759
70 | 2706322.7143 | 1148315.0589
71 | 2706216.1457 | 1148323.301
72 | 2706468.534 | 1148134.6773
73 | 2706471.2893 | 1148133.3479
74 | 2706483.3369 | 1148127.4152
75 | 2706493.9577 | 1148120.3983
76 | 2706511.955 | 1148103.8723
77 | 2706515.1162 | 1148101.0937
78 | 2706508.3617 | 1148099.0474
79 | 2706120.2793 | 1148385.2728
80 | 2706119.188 | 1148382.1771
81 | 2706117.3116 | 1148376.8542
82 | 2706112.0712 | 1148406.1919
83 | 2706119.2973 | 1148376.1415
84 | 2705977.0733 | 1148279.169
85 | 2706135.7115 | 1148423.7438
86 | 2705971.2221 | 1148266.8471
87 | 2705858.4497 | 1148181.877
88 | 2706347.1634 | 1148789.9812
89 | 2706578.3464 | 1148682.4286
90 | 2706576.5397 | 1148548.0458
91 | 2706630.3017 | 1148665.2364
92 | 2705495.7612 | 1148323.177
93 | 2705483.4267 | 1148322.6831
94 | 2705524.0962 | 1148321.2921
95 | 2705430.5919 | 1148273.5053
96 | 2705557.0142 | 1148323.1874
97 | 2705465.5177 | 1148267.3632
98 | 2705337.9512 | 1148559.4311
99 | 2705415.5193 | 1148526.4032
100 | 2705401.9776 | 1148360.7058
101 | 2705402.7616 | 1148360.501
102 | 2705353.9085 | 1148436.6465
103 | 2705488.9281 | 1148444.5128
104 | 2705485.318 | 1148357.0613
105 | 2706194.8606 | 1148337.2201
106 | 2706544.6997 | 1148051.7619
107 | 2706539.5782 | 1148062.9452
108 | 2706580.0639 | 1148009.66
109 | 2706534.0529 | 1148068.1586
110 | 2706586.2965 | 1147994.7718
111 | 2706546.8171 | 1148074.0581
112 | 2706553.6257 | 1148069.6262
113 | 2706535.6698 | 1148079.7873
114 | 2706532.6814 | 1148069.4527
115 | 2706599.9724 | 1148018.7111
116 | 2706531.2474 | 1148084.0449
117 | 2706526.1628 | 1148076.2056
118 | 2706640.1136 | 1147907.4006
119 | 2706632.219 | 1147879.883
120 | 2706655.2172 | 1147925.5128
121 | 2706507.447 | 1148097.8191
122 | 2706504.2054 | 1148091.9988
123 | 2706513.0522 | 1148085.0985
124 | 2706521.6768 | 1148095.3275
125 | 2706527.4852 | 1148088.48
126 | 2706523.4737 | 1148078.0087
127 | 2705607.599 | 1148310.5988
128 | 2705598.0512 | 1148320.623
129 | 2705610.9381 | 1148302.8808
130 | 2705592.1856 | 1148324.1103
131 | 2705648.6421 | 1148288.51
132 | 2705518.5234 | 1148273.8626
133 | 2705548.7068 | 1148342.7768
134 | 2705570.7038 | 1148319.4479
135 | 2705701.5559 | 1148119.9631
136 | 2705473.0803 | 1148267.4223
137 | 2705541.7966 | 1148345.7698
138 | 2705740.9495 | 1147988.403
139 | 2705810.1732 | 1148192.6484
140 | 2705526.757 | 1148350.5463
141 | 2705854.4647 | 1148157.068
142 | 2705420.7275 | 1148356.326
143 | 2705346.4573 | 1148436.7759
144 | 2705280.3849 | 1148450.7496
145 | 2705448.6296 | 1148354.7767
146 | 2705459.7338 | 1148355.5662
147 | 2705495.1225 | 1148356.6817
148 | 2706615.5564 | 1148006.661
149 | 2705511.288 | 1148353.9772
150 | 2706156.5005 | 1148358.0321

## line_std_types
| c_nf_per_km | r_ohm_per_km | x_ohm_per_km | max_i_ka | type | q_mm2 | alpha | voltage_rating
NAYY 4x50 SE | 210 | 0.642 | 0.083 | 0.142 | cs | 50 | 0.00403 | LV
NAYY 4x120 SE | 264 | 0.225 | 0.08 | 0.242 | cs | 120 | 0.00403 | LV
NAYY 4x150 SE | 261 | 0.208 | 0.08 | 0.27 | cs | 150 | 0.00403 | LV
NA2XS2Y 1x95 RM/25 12/20 kV | 216 | 0.313 | 0.132 | 0.252 | cs | 95 | 0.00403 | MV
NA2XS2Y 1x185 RM/25 12/20 kV | 273 | 0.161 | 0.117 | 0.362 | cs | 185 | 0.00403 | MV
NA2XS2Y 1x240 RM/25 12/20 kV | 304 | 0.122 | 0.112 | 0.421 | cs | 240 | 0.00403 | MV
NA2XS2Y 1x95 RM/25 6/10 kV | 315 | 0.313 | 0.123 | 0.249 | cs | 95 | 0.00403 | MV
NA2XS2Y 1x185 RM/25 6/10 kV | 406 | 0.161 | 0.11 | 0.358 | cs | 185 | 0.00403 | MV
NA2XS2Y 1x240 RM/25 6/10 kV | 456 | 0.122 | 0.105 | 0.416 | cs | 240 | 0.00403 | MV
NA2XS2Y 1x150 RM/25 12/20 kV | 250 | 0.206 | 0.116 | 0.319 | cs | 150 | 0.00403 | MV
NA2XS2Y 1x120 RM/25 12/20 kV | 230 | 0.253 | 0.119 | 0.283 | cs | 120 | 0.00403 | MV
NA2XS2Y 1x70 RM/25 12/20 kV | 190 | 0.443 | 0.132 | 0.22 | cs | 70 | 0.00403 | MV
NA2XS2Y 1x150 RM/25 6/10 kV | 360 | 0.206 | 0.11 | 0.315 | cs | 150 | 0.00403 | MV
NA2XS2Y 1x120 RM/25 6/10 kV | 340 | 0.253 | 0.113 | 0.28 | cs | 120 | 0.00403 | MV
NA2XS2Y 1x70 RM/25 6/10 kV | 280 | 0.443 | 0.123 | 0.217 | cs | 70 | 0.00403 | MV
N2XS(FL)2Y 1x120 RM/35 64/110 kV | 112 | 0.153 | 0.166 | 0.366 | cs | 120 | 0.00393 | HV
N2XS(FL)2Y 1x185 RM/35 64/110 kV | 125 | 0.099 | 0.156 | 0.457 | cs | 185 | 0.00393 | HV
N2XS(FL)2Y 1x240 RM/35 64/110 kV | 135 | 0.075 | 0.149 | 0.526 | cs | 240 | 0.00393 | HV
N2XS(FL)2Y 1x300 RM/35 64/110 kV | 144 | 0.06 | 0.144 | 0.588 | cs | 300 | 0.00393 | HV
15-AL1/3-ST1A 0.4 | 11 | 1.8769 | 0.35 | 0.105 | ol | 16 | 0.00403 | LV
24-AL1/4-ST1A 0.4 | 11.25 | 1.2012 | 0.335 | 0.14 | ol | 24 | 0.00403 | LV
48-AL1/8-ST1A 0.4 | 12.2 | 0.5939 | 0.3 | 0.21 | ol | 48 | 0.00403 | LV
94-AL1/15-ST1A 0.4 | 13.2 | 0.306 | 0.29 | 0.35 | ol | 94 | 0.00403 | LV
34-AL1/6-ST1A 10.0 | 9.7 | 0.8342 | 0.36 | 0.17 | ol | 34 | 0.00403 | MV
48-AL1/8-ST1A 10.0 | 10.1 | 0.5939 | 0.35 | 0.21 | ol | 48 | 0.00403 | MV
70-AL1/11-ST1A 10.0 | 10.4 | 0.4132 | 0.339 | 0.29 | ol | 70 | 0.00403 | MV
94-AL1/15-ST1A 10.0 | 10.75 | 0.306 | 0.33 | 0.35 | ol | 94 | 0.00403 | MV
122-AL1/20-ST1A 10.0 | 11.1 | 0.2376 | 0.323 | 0.41 | ol | 122 | 0.00403 | MV
149-AL1/24-ST1A 10.0 | 11.25 | 0.194 | 0.315 | 0.47 | ol | 149 | 0.00403 | MV
34-AL1/6-ST1A 20.0 | 9.15 | 0.8342 | 0.382 | 0.17 | ol | 34 | 0.00403 | MV
48-AL1/8-ST1A 20.0 | 9.5 | 0.5939 | 0.372 | 0.21 | ol | 48 | 0.00403 | MV
70-AL1/11-ST1A 20.0 | 9.7 | 0.4132 | 0.36 | 0.29 | ol | 70 | 0.00403 | MV
94-AL1/15-ST1A 20.0 | 10 | 0.306 | 0.35 | 0.35 | ol | 94 | 0.00403 | MV
122-AL1/20-ST1A 20.0 | 10.3 | 0.2376 | 0.344 | 0.41 | ol | 122 | 0.00403 | MV
149-AL1/24-ST1A 20.0 | 10.5 | 0.194 | 0.337 | 0.47 | ol | 149 | 0.00403 | MV
184-AL1/30-ST1A 20.0 | 10.75 | 0.1571 | 0.33 | 0.535 | ol | 184 | 0.00403 | MV
243-AL1/39-ST1A 20.0 | 11 | 0.1188 | 0.32 | 0.645 | ol | 243 | 0.00403 | MV
48-AL1/8-ST1A 110.0 | 8 | 0.5939 | 0.46 | 0.21 | ol | 48 | 0.00403 | HV
70-AL1/11-ST1A 110.0 | 8.4 | 0.4132 | 0.45 | 0.29 | ol | 70 | 0.00403 | HV
94-AL1/15-ST1A 110.0 | 8.65 | 0.306 | 0.44 | 0.35 | ol | 94 | 0.00403 | HV
122-AL1/20-ST1A 110.0 | 8.5 | 0.2376 | 0.43 | 0.41 | ol | 122 | 0.00403 | HV
149-AL1/24-ST1A 110.0 | 8.75 | 0.194 | 0.41 | 0.47 | ol | 149 | 0.00403 | HV
184-AL1/30-ST1A 110.0 | 8.8 | 0.1571 | 0.4 | 0.535 | ol | 184 | 0.00403 | HV
243-AL1/39-ST1A 110.0 | 9 | 0.1188 | 0.39 | 0.645 | ol | 243 | 0.00403 | HV
305-AL1/39-ST1A 110.0 | 9.2 | 0.0949 | 0.38 | 0.74 | ol | 305 | 0.00403 | HV
490-AL1/64-ST1A 110.0 | 9.75 | 0.059 | 0.37 | 0.96 | ol | 490 | 0.00403 | HV
679-AL1/86-ST1A 110.0 | 9.95 | 0.042 | 0.36 | 1.15 | ol | 679 | 0.00403 | HV
490-AL1/64-ST1A 220.0 | 10 | 0.059 | 0.285 | 0.96 | ol | 490 | 0.00403 | HV
679-AL1/86-ST1A 220.0 | 11.7 | 0.042 | 0.275 | 1.15 | ol | 679 | 0.00403 | HV
490-AL1/64-ST1A 380.0 | 11 | 0.059 | 0.253 | 0.96 | ol | 490 | 0.00403 | HV
679-AL1/86-ST1A 380.0 | 14.6 | 0.042 | 0.25 | 1.15 | ol | 679 | 0.00403 | HV

## trafo_std_types
| i0_percent | pfe_kw | vkr_percent | sn_mva | vn_lv_kv | vn_hv_kv | vk_percent | shift_degree | vector_group | tap_side | tap_neutral | tap_min | tap_max | tap_step_degree | tap_step_percent | tap_phase_shifter
160 MVA 380/110 kV | 0.06 | 60 | 0.25 | 160 | 110 | 380 | 12.2 | 0 | Yy0 | hv | 0 | -9 | 9 | 0 | 1.5 | FALSE
100 MVA 220/110 kV | 0.06 | 55 | 0.26 | 100 | 110 | 220 | 12 | 0 | Yy0 | hv | 0 | -9 | 9 | 0 | 1.5 | FALSE
63 MVA 110/20 kV | 0.04 | 22 | 0.32 | 63 | 20 | 110 | 18 | 150 | YNd5 | hv | 0 | -9 | 9 | 0 | 1.5 | FALSE
40 MVA 110/20 kV | 0.05 | 18 | 0.34 | 40 | 20 | 110 | 16.2 | 150 | YNd5 | hv | 0 | -9 | 9 | 0 | 1.5 | FALSE
25 MVA 110/20 kV | 0.07 | 14 | 0.41 | 25 | 20 | 110 | 12 | 150 | YNd5 | hv | 0 | -9 | 9 | 0 | 1.5 | FALSE
63 MVA 110/10 kV | 0.04 | 22 | 0.32 | 63 | 10 | 110 | 18 | 150 | YNd5 | hv | 0 | -9 | 9 | 0 | 1.5 | FALSE
40 MVA 110/10 kV | 0.05 | 18 | 0.34 | 40 | 10 | 110 | 16.2 | 150 | YNd5 | hv | 0 | -9 | 9 | 0 | 1.5 | FALSE
25 MVA 110/10 kV | 0.07 | 14 | 0.41 | 25 | 10 | 110 | 12 | 150 | YNd5 | hv | 0 | -9 | 9 | 0 | 1.5 | FALSE
0.25 MVA 20/0.4 kV | 0.32 | 0.8 | 1.44 | 0.25 | 0.4 | 20 | 6 | 150 | Yzn5 | hv | 0 | -2 | 2 | 0 | 2.5 | FALSE
0.4 MVA 20/0.4 kV | 0.3375 | 1.35 | 1.425 | 0.4 | 0.4 | 20 | 6 | 150 | Dyn5 | hv | 0 | -2 | 2 | 0 | 2.5 | FALSE
0.63 MVA 20/0.4 kV | 0.2619 | 1.65 | 1.206 | 0.63 | 0.4 | 20 | 6 | 150 | Dyn5 | hv | 0 | -2 | 2 | 0 | 2.5 | FALSE
0.25 MVA 10/0.4 kV | 0.24 | 0.6 | 1.2 | 0.25 | 0.4 | 10 | 4 | 150 | Dyn5 | hv | 0 | -2 | 2 | 0 | 2.5 | FALSE
0.4 MVA 10/0.4 kV | 0.2375 | 0.95 | 1.325 | 0.4 | 0.4 | 10 | 4 | 150 | Dyn5 | hv | 0 | -2 | 2 | 0 | 2.5 | FALSE
0.63 MVA 10/0.4 kV | 0.1873 | 1.18 | 1.0794 | 0.63 | 0.4 | 10 | 4 | 150 | Dyn5 | hv | 0 | -2 | 2 | 0 | 2.5 | FALSE

## trafo3w_std_types
| sn_hv_mva | sn_mv_mva | sn_lv_mva | vn_hv_kv | vn_mv_kv | vn_lv_kv | vk_hv_percent | vk_mv_percent | vk_lv_percent | vkr_hv_percent | vkr_mv_percent | vkr_lv_percent | pfe_kw | i0_percent | shift_mv_degree | shift_lv_degree | vector_group | tap_side | tap_neutral | tap_min | tap_max | tap_step_percent
63/25/38 MVA 110/20/10 kV | 63 | 25 | 38 | 110 | 20 | 10 | 10.4 | 10.4 | 10.4 | 0.28 | 0.32 | 0.35 | 35 | 0.89 | 0 | 0 | YN0yn0yn0 | hv | 0 | -10 | 10 | 1.2
63/25/38 MVA 110/10/10 kV | 63 | 25 | 38 | 110 | 10 | 10 | 10.4 | 10.4 | 10.4 | 0.28 | 0.32 | 0.35 | 35 | 0.89 | 0 | 0 | YN0yn0yn0 | hv | 0 | -10 | 10 | 1.2

## fuse_std_types
| fuse_type | i_rated_a | t_avg | t_min | t_total | x_avg | x_min | x_total
HV 100A | HV 100A | 100 | 0 | [10.0, 3.64, 0.854, 0.281, 0.1, 0.0531, 0.022, 0.01] | [10.0, 4.267, 1.21, 0.403, 0.1, 0.058, 0.022, 0.01] | 0 | [300.0, 350.0, 450.0, 550.0, 700.0, 850.0, 1200.0, 1752.0] | [600.0, 700.0, 900.0, 1150.0, 1665.0, 2000.0, 3000.0, 4313.0]
HV 10A | HV 10A | 10 | 0 | [10.0, 1675.0, 0.344, 0.156, 0.1, 0.0417, 0.0171, 0.01] | [10.0, 1.3, 0.3, 0.155, 0.1, 0.0555, 0.023, 0.01] | 0 | [30.0, 32.0, 35.0, 37.0, 39.0, 50.0, 70.0, 88.0] | [60.0, 70.0, 80.0, 87.0, 94.0, 110.0, 150.0, 216.0]
HV 125A | HV 125A | 125 | 0 | [10.0, 1.82, 0.344, 0.1, 0.0467, 0.0269, 0.01] | [10.0, 2.478, 0.426, 0.1, 0.0427, 0.0211, 0.01] | 0 | [375.0, 500.0, 700.0, 925.0, 1200.0, 1500.0, 2341.0] | [750.0, 1000.0, 1500.0, 2200.0, 3000.0, 4000.0, 5765.0]
HV 160A | HV 160A | 160 | 0 | [10.0, 4.15, 1.03, 0.198, 0.1, 0.051, 0.0172, 0.01] | [10.0, 2.3, 0.734, 0.274, 0.1, 0.046, 0.0177, 0.01] | 0 | [480.0, 550.0, 700.0, 1000.0, 1260.0, 1600.0, 2500.0, 3227.0] | [960.0, 1300.0, 1700.0, 2200.0, 2996.0, 4000.0, 6000.0, 7946.0]
HV 16A | HV 16A | 16 | 0 | [10.0, 0.352, 0.164, 0.1, 0.0649, 0.0342, 0.01] | [10.0, 2.34, 0.722, 0.181, 0.1, 0.055, 0.0296, 0.01] | 0 | [48.0, 60.0, 65.0, 71.0, 80.0, 100.0, 162.0] | [96.0, 110.0, 125.0, 150.0, 168.0, 200.0, 250.0, 398.0]
HV 200A | HV 200A | 200 | 0 | [10.0, 4.267, 1.21, 0.403, 0.1, 0.058, 0.022, 0.01] | [10.0, 3.73, 1.654, 0.328, 0.1, 0.0531, 0.019, 0.01] | 0 | [600.0, 700.0, 900.0, 1150.0, 1665.0, 2000.0, 3000.0, 4313.0] | [1200.0, 1500.0, 1800.0, 2700.0, 3960.0, 5000.0, 7500.0, 10620.0]
HV 20A | HV 20A | 20 | 0 | [10.0, 1.3, 0.3, 0.155, 0.1, 0.0555, 0.023, 0.01] | [10.0, 1.3, 0.161, 0.1, 0.0611, 0.0399, 0.0141, 0.01] | 0 | [60.0, 70.0, 80.0, 87.0, 94.0, 110.0, 150.0, 216.0] | [120.0, 150.0, 200.0, 223.0, 260.0, 300.0, 450.0, 532.0]
HV 25A | HV 25A | 25 | 0 | [10.0, 2.512, 0.833, 0.299, 0.1, 0.0372, 0.0223, 0.01] | [10.0, 3.125, 0.597, 0.198, 0.1, 0.0378, 0.022, 0.01] | 0 | [75.0, 82.0, 90.0, 100.0, 124.0, 170.0, 200.0, 289.0] | [150.0, 170.0, 210.0, 250.0, 294.0, 400.0, 500.0, 711.0]
HV 31.5A | HV 31.5A | 31.5 | 0 | [10.0, 2.34, 0.722, 0.181, 0.1, 0.055, 0.0296, 0.01] | [10.0, 2.84, 0.368, 0.164, 0.1, 0.0621, 0.0378, 0.0195, 0.01] | 0 | [95.0, 110.0, 125.0, 150.0, 165.0, 200.0, 250.0, 390.0] | [189.0, 220.0, 300.0, 350.0, 393.0, 450.0, 530.0, 700.0, 960.0]
HV 40A | HV 40A | 40 | 0 | [10.0, 1.3, 0.161, 0.1, 0.0611, 0.0399, 0.0141, 0.01] | [10.0, 2.05, 0.369, 0.198, 0.1, 0.051, 0.0298, 0.01] | 0 | [120.0, 150.0, 200.0, 223.0, 260.0, 300.0, 450.0, 532.0] | [240.0, 300.0, 400.0, 450.0, 530.0, 650.0, 800.0, 1311.0]
HV 50A | HV 50A | 50 | 0 | [10.0, 3.215, 0.597, 0.198, 0.1, 0.0378, 0.022, 0.01] | [10.0, 3.64, 0.854, 0.281, 0.1, 0.0531, 0.022, 0.01] | 0 | [150.0, 170.0, 210.0, 250.0, 294.0, 400.0, 500.0, 711.0] | [300.0, 350.0, 450.0, 550.0, 700.0, 850.0, 1200.0, 1752.0]
HV 6.3A | HV 6.3A | 6.3 | 0 | [10.0, 1.39, 0.344, 0.168, 0.1, 0.056, 0.0263, 0.01] | [10.0, 1.711, 0.516, 0.198, 0.1, 0.0634, 0.0303, 0.01] | 0 | [19.0, 19.5, 20.4, 20.8, 22.0, 25.0, 32.0, 48.0] | [38.0, 40.0, 43.0, 48.0, 53.0, 60.0, 75.0, 118.0]
HV 63A | HV 63A | 63 | 0 | [10.0, 2.84, 0.368, 0.164, 0.1, 0.0621, 0.0378, 0.0195, 0.01] | [10.0, 1.82, 0.344, 0.1, 0.0467, 0.0269, 0.01] | 0 | [189.0, 220.0, 300.0, 350.0, 393.0, 450.0, 530.0, 700.0, 961.0] | [378.0, 500.0, 700.0, 934.0, 1200.0, 1500.0, 2366.0]
HV 80A | HV 80A | 80 | 0 | [10.0, 2.05, 0.369, 0.198, 0.1, 0.051, 0.0298, 0.01] | [10.0, 4.15, 1.03, 0.198, 0.1, 0.051, 0.0172, 0.01] | 0 | [240.0, 300.0, 400.0, 450.0, 530.0, 650.0, 800.0, 1311.0] | [480.0, 550.0, 700.0, 1000.0, 1260.0, 1600.0, 2500.0, 3227.0]
Siemens NH-1-100 | Siemens NH-1-100 | 100 | [5400.0, 2000.0, 400.0, 20.0, 1.0, 0.2, 0.012, 0.004] | 0 | 0 | [150.0, 190.0, 250.0, 430.0, 900.0, 1250.0, 2700.0, 3600.0] | 0 | 0
Siemens NH-1-125 | Siemens NH-1-125 | 125 | [4800.0, 120.0, 7.0, 0.1, 0.004] | 0 | 0 | [180.0, 400.0, 740.0, 2000.0, 4250.0] | 0 | 0
Siemens NH-1-16 | Siemens NH-1-16 | 16 | [4000.0, 400.0, 2.0, 0.1, 0.04, 0.01] | 0 | 0 | [26.0, 35.0, 75.0, 150.0, 200.0, 300.0] | 0 | 0
Siemens NH-1-160 | Siemens NH-1-160 | 160 | [4800.0, 120.0, 7.0, 0.1, 0.004] | 0 | 0 | [210.0, 500.0, 900.0, 2300.0, 5000.0] | 0 | 0
Siemens NH-1-25 | Siemens NH-1-25 | 25 | [4000.0, 1000.0, 10.0, 0.2, 0.02, 0.01] | 0 | 0 | [40.0, 50.0, 100.0, 210.0, 400.0, 500.0] | 0 | 0
Siemens NH-1-50 | Siemens NH-1-50 | 50 | [4000.0, 40.0, 4.0, 1.0, 0.02, 0.01] | 0 | 0 | [86.0, 200.0, 300.0, 400.0, 1000.0, 1280.0] | 0 | 0
Siemens NH-1-63 | Siemens NH-1-63 | 63 | [4000.0, 100.0, 10.0, 2.0, 0.04, 0.01] | 0 | 0 | [100.0, 200.0, 300.0, 400.0, 1000.0, 1500.0] | 0 | 0
Siemens NH-1-80 | Siemens NH-1-80 | 80 | [4800.0, 120.0, 7.0, 0.1, 0.01] | 0 | 0 | [150.58, 250.0, 450.0, 1150.0, 2470.0] | 0 | 0
Siemens NH-2-1000 | Siemens NH-2-1000 | 1000 | [4800.0, 120.0, 7.0, 0.1, 0.004] | 0 | 0 | [1900.0, 3500.0, 8400.0, 24000.0, 52000.0] | 0 | 0
Siemens NH-2-200 | Siemens NH-2-200 | 200 | [4800.0, 120.0, 7.0, 0.1, 0.004] | 0 | 0 | [280.0, 650.0, 1200.0, 3000.0, 7000.0] | 0 | 0
Siemens NH-2-224 | Siemens NH-2-224 | 224 | [4800.0, 120.0, 7.0, 0.2, 0.04, 0.004] | 0 | 0 | [400.0, 750.0, 1453.0, 3025.0, 4315.0, 7600.0] | 0 | 0
Siemens NH-2-250 | Siemens NH-2-250 | 250 | [4800.0, 120.0, 7.0, 0.1, 0.004] | 0 | 0 | [450.0, 800.0, 1650.0, 4000.0, 8500.0] | 0 | 0
Siemens NH-2-315 | Siemens NH-2-315 | 315 | [4800.0, 120.0, 7.0, 0.1, 0.004] | 0 | 0 | [550.0, 920.0, 1900.0, 5000.0, 11000.0] | 0 | 0
Siemens NH-2-355 | Siemens NH-2-355 | 355 | [4800.0, 120.0, 6.0, 0.1, 0.004] | 0 | 0 | [650.0, 1116.27, 2350.0, 5840.0, 12790.0] | 0 | 0
Siemens NH-2-400 | Siemens NH-2-400 | 400 | [4800.0, 120.0, 7.0, 0.1, 0.004] | 0 | 0 | [720.0, 1350.0, 2800.0, 6500.0, 15000.0] | 0 | 0
Siemens NH-2-425 | Siemens NH-2-425 | 425 | [4800.0, 120.0, 7.0, 0.1, 0.004] | 0 | 0 | [850.0, 1500.0, 3050.0, 7500.0, 16500.0] | 0 | 0
Siemens NH-2-630 | Siemens NH-2-630 | 630 | [4800.0, 120.0, 7.0, 0.1, 0.004] | 0 | 0 | [1200.0, 2000.0, 4800.0, 12000.0, 26000.0] | 0 | 0

## dtypes
| element | column | dtype
0 | bus | name | object
1 | bus | vn_kv | float64
2 | bus | type | object
3 | bus | zone | object
4 | bus | in_service | bool
5 | load | name | object
6 | load | bus | uint32
7 | load | p_mw | float64
8 | load | q_mvar | float64
9 | load | const_z_percent | float64
10 | load | const_i_percent | float64
11 | load | sn_mva | float64
12 | load | scaling | float64
13 | load | in_service | bool
14 | load | type | object
15 | ext_grid | name | object
16 | ext_grid | bus | uint32
17 | ext_grid | vm_pu | float64
18 | ext_grid | va_degree | float64
19 | ext_grid | slack_weight | float64
20 | ext_grid | in_service | bool
21 | line | name | object
22 | line | std_type | object
23 | line | from_bus | uint32
24 | line | to_bus | uint32
25 | line | length_km | float64
26 | line | r_ohm_per_km | float64
27 | line | x_ohm_per_km | float64
28 | line | c_nf_per_km | float64
29 | line | g_us_per_km | float64
30 | line | max_i_ka | float64
31 | line | df | float64
32 | line | parallel | uint32
33 | line | type | object
34 | line | in_service | bool
35 | trafo | name | object
36 | trafo | std_type | object
37 | trafo | hv_bus | uint32
38 | trafo | lv_bus | uint32
39 | trafo | sn_mva | float64
40 | trafo | vn_hv_kv | float64
41 | trafo | vn_lv_kv | float64
42 | trafo | vk_percent | float64
43 | trafo | vkr_percent | float64
44 | trafo | pfe_kw | float64
45 | trafo | i0_percent | float64
46 | trafo | shift_degree | float64
47 | trafo | tap_side | object
48 | trafo | tap_neutral | int32
49 | trafo | tap_min | int32
50 | trafo | tap_max | int32
51 | trafo | tap_step_percent | float64
52 | trafo | tap_step_degree | float64
53 | trafo | tap_pos | int32
54 | trafo | tap_phase_shifter | bool
55 | trafo | parallel | uint32
56 | trafo | df | float64
57 | trafo | in_service | bool
58 | line_geodata | coords | object
59 | bus_geodata | x | float64
60 | bus_geodata | y | float64
61 | bus_geodata | coords | object

## parameters
| version | format_version | converged | OPF_converged | name | f_hz | sn_mva
0 | 2.14.6 | 2.14.0 | FALSE | FALSE |  | 50 | 1