## bus
| name | vn_kv | type | zone | in_service
0 | bus_LV_5287-8_0_4_node_0 | 0.4 | n |  | TRUE
1 | bus_LV_5287-8_0_4_node_2 | 0.4 | n |  | TRUE
2 | bus_LV_5287-8_0_4_node_61 | 0.4 | n |  | TRUE
3 | bus_LV_5287-8_0_4_node_3 | 0.4 | n |  | TRUE
4 | bus_LV_5287-8_0_4_node_60 | 0.4 | n |  | TRUE
5 | bus_LV_5287-8_0_4_node_4 | 0.4 | n |  | TRUE
6 | bus_LV_5287-8_0_4_node_5 | 0.4 | n |  | TRUE
7 | bus_LV_5287-8_0_4_node_56 | 0.4 | n |  | TRUE
8 | bus_LV_5287-8_0_4_node_21 | 0.4 | n |  | TRUE
9 | bus_LV_5287-8_0_4_node_141 | 0.4 | n |  | TRUE
10 | bus_LV_5287-8_0_4_node_6 | 0.4 | n |  | TRUE
11 | bus_LV_5287-8_0_4_node_7 | 0.4 | n |  | TRUE
12 | bus_LV_5287-8_0_4_node_9 | 0.4 | n |  | TRUE
13 | bus_LV_5287-8_0_4_node_8 | 0.4 | n |  | TRUE
14 | bus_LV_5287-8_0_4_node_10 | 0.4 | n |  | TRUE
15 | bus_LV_5287-8_0_4_node_11 | 0.4 | n |  | TRUE
16 | bus_LV_5287-8_0_4_node_12 | 0.4 | n |  | TRUE
17 | bus_LV_5287-8_0_4_node_13 | 0.4 | n |  | TRUE
18 | bus_LV_5287-8_0_4_node_14 | 0.4 | n |  | TRUE
19 | bus_LV_5287-8_0_4_node_15 | 0.4 | n |  | TRUE
20 | bus_LV_5287-8_0_4_node_119 | 0.4 | n |  | TRUE
21 | bus_LV_5287-8_0_4_node_102 | 0.4 | n |  | TRUE
22 | bus_LV_5287-8_0_4_node_109 | 0.4 | n |  | TRUE
23 | bus_LV_5287-8_0_4_node_110 | 0.4 | n |  | TRUE
24 | bus_LV_5287-8_0_4_node_108 | 0.4 | n |  | TRUE
25 | bus_LV_5287-8_0_4_node_79 | 0.4 | n |  | TRUE
26 | bus_LV_5287-8_0_4_node_100 | 0.4 | n |  | TRUE
27 | bus_LV_5287-8_0_4_node_128 | 0.4 | n |  | TRUE
28 | bus_LV_5287-8_0_4_node_134 | 0.4 | n |  | TRUE
29 | bus_LV_5287-8_0_4_node_107 | 0.4 | n |  | TRUE
30 | bus_LV_5287-8_0_4_node_16 | 0.4 | n |  | TRUE
31 | bus_LV_5287-8_0_4_node_17 | 0.4 | n |  | TRUE
32 | bus_LV_5287-8_0_4_node_18 | 0.4 | n |  | TRUE
33 | bus_LV_5287-8_0_4_node_19 | 0.4 | n |  | TRUE
34 | bus_LV_5287-8_0_4_node_20 | 0.4 | n |  | TRUE
35 | bus_LV_5287-8_0_4_node_22 | 0.4 | n |  | TRUE
36 | bus_LV_5287-8_0_4_node_55 | 0.4 | n |  | TRUE
37 | bus_LV_5287-8_0_4_node_29 | 0.4 | n |  | TRUE
38 | bus_LV_5287-8_0_4_node_54 | 0.4 | n |  | TRUE
39 | bus_LV_5287-8_0_4_node_30 | 0.4 | n |  | TRUE
40 | bus_LV_5287-8_0_4_node_24 | 0.4 | n |  | TRUE
41 | bus_LV_5287-8_0_4_node_25 | 0.4 | n |  | TRUE
42 | bus_LV_5287-8_0_4_node_26 | 0.4 | n |  | TRUE
43 | bus_LV_5287-8_0_4_node_27 | 0.4 | n |  | TRUE
44 | bus_LV_5287-8_0_4_node_41 | 0.4 | n |  | TRUE
45 | bus_LV_5287-8_0_4_node_28 | 0.4 | n |  | TRUE
46 | bus_LV_5287-8_0_4_node_52 | 0.4 | n |  | TRUE
47 | bus_LV_5287-8_0_4_node_50 | 0.4 | n |  | TRUE
48 | bus_LV_5287-8_0_4_node_96 | 0.4 | n |  | TRUE
49 | bus_LV_5287-8_0_4_node_40 | 0.4 | n |  | TRUE
50 | bus_LV_5287-8_0_4_node_57 | 0.4 | n |  | TRUE
51 | bus_LV_5287-8_0_4_node_58 | 0.4 | n |  | TRUE
52 | bus_LV_5287-8_0_4_node_59 | 0.4 | n |  | TRUE
53 | bus_LV_5287-8_0_4_node_91 | 0.4 | n |  | TRUE
54 | bus_LV_5287-8_0_4_node_88 | 0.4 | n |  | TRUE
55 | bus_LV_5287-8_0_4_node_89 | 0.4 | n |  | TRUE
56 | bus_LV_5287-8_0_4_node_90 | 0.4 | n |  | TRUE
57 | bus_LV_5287-8_0_4_node_31 | 0.4 | n |  | TRUE
58 | bus_LV_5287-8_0_4_node_32 | 0.4 | n |  | TRUE
59 | bus_LV_5287-8_0_4_node_73 | 0.4 | n |  | TRUE
60 | bus_LV_5287-8_0_4_node_74 | 0.4 | n |  | TRUE
61 | bus_LV_5287-8_0_4_node_33 | 0.4 | n |  | TRUE
62 | bus_LV_5287-8_0_4_node_34 | 0.4 | n |  | TRUE
63 | bus_LV_5287-8_0_4_node_35 | 0.4 | n |  | TRUE
64 | bus_LV_5287-8_0_4_node_36 | 0.4 | n |  | TRUE
65 | bus_LV_5287-8_0_4_node_37 | 0.4 | n |  | TRUE
66 | bus_LV_5287-8_0_4_node_38 | 0.4 | n |  | TRUE
67 | bus_LV_5287-8_0_4_node_39 | 0.4 | n |  | TRUE
68 | bus_LV_5287-8_0_4_node_82 | 0.4 | n |  | TRUE
69 | bus_LV_5287-8_0_4_node_77 | 0.4 | n |  | TRUE
70 | bus_LV_5287-8_0_4_node_112 | 0.4 | n |  | TRUE
71 | bus_LV_5287-8_0_4_node_94 | 0.4 | n |  | TRUE
72 | bus_LV_5287-8_0_4_node_92 | 0.4 | n |  | TRUE
73 | bus_LV_5287-8_0_4_node_48 | 0.4 | n |  | TRUE
74 | bus_LV_5287-8_0_4_node_49 | 0.4 | n |  | TRUE
75 | bus_LV_5287-8_0_4_node_51 | 0.4 | n |  | TRUE
76 | bus_LV_5287-8_0_4_node_53 | 0.4 | n |  | TRUE
77 | bus_LV_5287-8_0_4_node_98 | 0.4 | n |  | TRUE
78 | bus_LV_5287-8_0_4_node_42 | 0.4 | n |  | TRUE
79 | bus_LV_5287-8_0_4_node_43 | 0.4 | n |  | TRUE
80 | bus_LV_5287-8_0_4_node_44 | 0.4 | n |  | TRUE
81 | bus_LV_5287-8_0_4_node_45 | 0.4 | n |  | TRUE
82 | bus_LV_5287-8_0_4_node_99 | 0.4 | n |  | TRUE
83 | bus_LV_5287-8_0_4_node_46 | 0.4 | n |  | TRUE
84 | bus_LV_5287-8_0_4_node_47 | 0.4 | n |  | TRUE
85 | bus_LV_5287-8_0_4_node_80 | 0.4 | n |  | TRUE
86 | bus_LV_5287-8_0_4_node_81 | 0.4 | n |  | TRUE
87 | bus_LV_5287-8_0_4_node_144 | 0.4 | n |  | TRUE
88 | bus_LV_5287-8_0_4_node_140 | 0.4 | n |  | TRUE
89 | bus_LV_5287-8_0_4_node_63 | 0.4 | n |  | TRUE
90 | bus_LV_5287-8_0_4_node_75 | 0.4 | n |  | TRUE
91 | bus_LV_5287-8_0_4_node_65 | 0.4 | n |  | TRUE
92 | bus_LV_5287-8_0_4_node_66 | 0.4 | n |  | TRUE
93 | bus_LV_5287-8_0_4_node_67 | 0.4 | n |  | TRUE
94 | bus_LV_5287-8_0_4_node_69 | 0.4 | n |  | TRUE
95 | bus_LV_5287-8_0_4_node_70 | 0.4 | n |  | TRUE
96 | bus_LV_5287-8_0_4_node_72 | 0.4 | n |  | TRUE
97 | bus_LV_5287-8_0_4_node_71 | 0.4 | n |  | TRUE
98 | bus_LV_5287-8_0_4_node_124 | 0.4 | n |  | TRUE
99 | bus_LV_5287-8_0_4_node_122 | 0.4 | n |  | TRUE
100 | bus_LV_5287-8_0_4_node_83 | 0.4 | n |  | TRUE
101 | bus_LV_5287-8_0_4_node_84 | 0.4 | n |  | TRUE
102 | bus_LV_5287-8_0_4_node_137 | 0.4 | n |  | TRUE
103 | bus_LV_5287-8_0_4_node_120 | 0.4 | n |  | TRUE
104 | bus_LV_5287-8_0_4_node_85 | 0.4 | n |  | TRUE
105 | bus_LV_5287-8_0_4_node_86 | 0.4 | n |  | TRUE
106 | bus_LV_5287-8_0_4_node_87 | 0.4 | n |  | TRUE
107 | bus_LV_5287-8_0_4_node_76 | 0.4 | n |  | TRUE
108 | bus_LV_5287-8_0_4_node_78 | 0.4 | n |  | TRUE
109 | bus_LV_5287-8_0_4_node_105 | 0.4 | n |  | TRUE
110 | bus_LV_5287-8_0_4_node_145 | 0.4 | n |  | TRUE
111 | bus_LV_5287-8_0_4_node_104 | 0.4 | n |  | TRUE
112 | bus_LV_5287-8_0_4_node_111 | 0.4 | n |  | TRUE
113 | bus_LV_5287-8_0_4_node_114 | 0.4 | n |  | TRUE
114 | bus_LV_5287-8_0_4_node_118 | 0.4 | n |  | TRUE
115 | bus_LV_5287-8_0_4_node_113 | 0.4 | n |  | TRUE
116 | bus_LV_5287-8_0_4_node_93 | 0.4 | n |  | TRUE
117 | bus_LV_5287-8_0_4_node_95 | 0.4 | n |  | TRUE
118 | bus_LV_5287-8_0_4_node_97 | 0.4 | n |  | TRUE
119 | bus_LV_5287-8_0_4_node_125 | 0.4 | n |  | TRUE
120 | bus_LV_5287-8_0_4_node_126 | 0.4 | n |  | TRUE
121 | bus_LV_5287-8_0_4_node_101 | 0.4 | n |  | TRUE
122 | bus_LV_5287-8_0_4_node_103 | 0.4 | n |  | TRUE
123 | bus_LV_5287-8_0_4_node_106 | 0.4 | n |  | TRUE
124 | bus_LV_5287-8_0_4_node_142 | 0.4 | n |  | TRUE
125 | bus_LV_5287-8_0_4_node_143 | 0.4 | n |  | TRUE
126 | bus_LV_5287-8_0_4_node_127 | 0.4 | n |  | TRUE
127 | bus_LV_5287-8_0_4_node_136 | 0.4 | n |  | TRUE
128 | bus_LV_5287-8_0_4_node_133 | 0.4 | n |  | TRUE
129 | bus_LV_5287-8_0_4_node_115 | 0.4 | n |  | TRUE
130 | bus_LV_5287-8_0_4_node_116 | 0.4 | n |  | TRUE
131 | bus_LV_5287-8_0_4_node_117 | 0.4 | n |  | TRUE
132 | bus_LV_5287-8_0_4_node_121 | 0.4 | n |  | TRUE
133 | bus_LV_5287-8_0_4_node_123 | 0.4 | n |  | TRUE
134 | bus_LV_5287-8_0_4_node_135 | 0.4 | n |  | TRUE
135 | bus_LV_5287-8_0_4_node_129 | 0.4 | n |  | TRUE
136 | bus_LV_5287-8_0_4_node_130 | 0.4 | n |  | TRUE
137 | bus_LV_5287-8_0_4_node_131 | 0.4 | n |  | TRUE
138 | bus_LV_5287-8_0_4_node_132 | 0.4 | n |  | TRUE
139 | bus_LV_5287-8_0_4_node_138 | 0.4 | n |  | TRUE
140 | bus_LV_5287-8_0_4_node_139 | 0.4 | n |  | TRUE
141 | bus_LV_5287-8_0_4_node_146 | 0.4 | n |  | TRUE
142 | bus_LV_5287-8_0_4_node_147 | 0.4 | n |  | TRUE
143 | bus_LV_5287-8_0_4_node_148 | 0.4 | n |  | TRUE
144 | bus_LV_5287-8_0_4_node_149 | 0.4 | n |  | TRUE
145 | bus_LV_5287-8_0_4_node_150 | 0.4 | n |  | TRUE
146 | bus_LV_5287-8_0_4_node_151 | 0.4 | n |  | TRUE
147 | bus_LV_5287-8_0_4_node_152 | 0.4 | n |  | TRUE
148 | bus_LV_5287-8_0_4_node_153 | 0.4 | n |  | TRUE
149 | bus_LV_5287-8_0_4_node_154 | 0.4 | n |  | TRUE
150 | bus_LV_5287-8_0_4_node_155 | 0.4 | n |  | TRUE
151 | bus_LV_5287-8_0_4_node_157 | 0.4 | n |  | TRUE
152 | bus_LV_5287-8_0_4_node_156 | 0.4 | n |  | TRUE
153 | bus_LV_5287-8_0_4_node_158 | 0.4 | n |  | TRUE
154 | bus_LV_5287-8_0_4_node_159 | 0.4 | n |  | TRUE
155 | bus_MV_186_1_node_276 | 20 | n |  | TRUE

## load
| name | bus | p_mw | q_mvar | const_z_percent | const_i_percent | sn_mva | scaling | in_service | type
0 | LV_5287-8_0_4_load_0 | 0 | 0.0010897 | 0.00027311 | 0 | 0 |  | 1 | TRUE | wye
1 | LV_5287-8_0_4_load_61 | 2 | 0.0011597 | 0.00029065 | 0 | 0 |  | 1 | TRUE | wye
2 | LV_5287-8_0_4_load_60 | 4 | 0.0012349 | 0.0003095 | 0 | 0 |  | 1 | TRUE | wye
3 | LV_5287-8_0_4_load_4 | 5 | 0.0025729 | 0.00064483 | 0 | 0 |  | 1 | TRUE | wye
4 | LV_5287-8_0_4_load_141 | 9 | 0.0042644 | 0.0010687 | 0 | 0 |  | 1 | TRUE | wye
5 | LV_5287-8_0_4_load_6 | 10 | 0.0014204 | 0.000356 | 0 | 0 |  | 1 | TRUE | wye
6 | LV_5287-8_0_4_load_7 | 11 | 0.0013048 | 0.00032702 | 0 | 0 |  | 1 | TRUE | wye
7 | LV_5287-8_0_4_load_8 | 13 | 0.0016546 | 0.00041469 | 0 | 0 |  | 1 | TRUE | wye
8 | LV_5287-8_0_4_load_11 | 15 | 0.00090411 | 0.00022659 | 0 | 0 |  | 1 | TRUE | wye
9 | LV_5287-8_0_4_load_12 | 16 | 0.00057792 | 0.00014484 | 0 | 0 |  | 1 | TRUE | wye
10 | LV_5287-8_0_4_load_13 | 17 | 0.0031053 | 0.00077826 | 0 | 0 |  | 1 | TRUE | wye
11 | LV_5287-8_0_4_load_14 | 18 | 0.00097941 | 0.00024546 | 0 | 0 |  | 1 | TRUE | wye
12 | LV_5287-8_0_4_load_15 | 19 | 0.0029101 | 0.00072935 | 0 | 0 |  | 1 | TRUE | wye
13 | LV_5287-8_0_4_load_119 | 20 | 0.00090406 | 0.00022658 | 0 | 0 |  | 1 | TRUE | wye
14 | LV_5287-8_0_4_load_102 | 21 | 0.00060784 | 0.00015234 | 0 | 0 |  | 1 | TRUE | wye
15 | LV_5287-8_0_4_load_109 | 22 | 0.0014735 | 0.00036929 | 0 | 0 |  | 1 | TRUE | wye
16 | LV_5287-8_0_4_load_110 | 23 | 0.0034612 | 0.00086745 | 0 | 0 |  | 1 | TRUE | wye
17 | LV_5287-8_0_4_load_108 | 24 | 0.0057451 | 0.0014399 | 0 | 0 |  | 1 | TRUE | wye
18 | LV_5287-8_0_4_load_128 | 27 | 0.0033899 | 0.00084959 | 0 | 0 |  | 1 | TRUE | wye
19 | LV_5287-8_0_4_load_107 | 29 | 0.0021426 | 0.00053698 | 0 | 0 |  | 1 | TRUE | wye
20 | LV_5287-8_0_4_load_16 | 30 | 0.0022064 | 0.00055298 | 0 | 0 |  | 1 | TRUE | wye
21 | LV_5287-8_0_4_load_17 | 31 | 0.0023321 | 0.00058447 | 0 | 0 |  | 1 | TRUE | wye
22 | LV_5287-8_0_4_load_18 | 32 | 0.0019029 | 0.00047691 | 0 | 0 |  | 1 | TRUE | wye
23 | LV_5287-8_0_4_load_20 | 34 | 0.0029852 | 0.00074816 | 0 | 0 |  | 1 | TRUE | wye
24 | LV_5287-8_0_4_load_22 | 35 | 0.0011241 | 0.00028174 | 0 | 0 |  | 1 | TRUE | wye
25 | LV_5287-8_0_4_load_55 | 36 | 0.0012999 | 0.00032578 | 0 | 0 |  | 1 | TRUE | wye
26 | LV_5287-8_0_4_load_29 | 37 | 0.00076883 | 0.00019269 | 0 | 0 |  | 1 | TRUE | wye
27 | LV_5287-8_0_4_load_54 | 38 | 0.0015441 | 0.00038698 | 0 | 0 |  | 1 | TRUE | wye
28 | LV_5287-8_0_4_load_30 | 39 | 0.00096939 | 0.00024295 | 0 | 0 |  | 1 | TRUE | wye
29 | LV_5287-8_0_4_load_24 | 40 | 0.0010251 | 0.00025691 | 0 | 0 |  | 1 | TRUE | wye
30 | LV_5287-8_0_4_load_25 | 41 | 0.0012043 | 0.00030182 | 0 | 0 |  | 1 | TRUE | wye
31 | LV_5287-8_0_4_load_26 | 42 | 0.0010416 | 0.00026106 | 0 | 0 |  | 1 | TRUE | wye
32 | LV_5287-8_0_4_load_27 | 43 | 0.00066944 | 0.00016778 | 0 | 0 |  | 1 | TRUE | wye
33 | LV_5287-8_0_4_load_28 | 45 | 0.00058822 | 0.00014742 | 0 | 0 |  | 1 | TRUE | wye
34 | LV_5287-8_0_4_load_52 | 46 | 0.0013881 | 0.0003479 | 0 | 0 |  | 1 | TRUE | wye
35 | LV_5287-8_0_4_load_50 | 47 | 0.00056756 | 0.00014224 | 0 | 0 |  | 1 | TRUE | wye
36 | LV_5287-8_0_4_load_40 | 49 | 0.0019781 | 0.00049575 | 0 | 0 |  | 1 | TRUE | wye
37 | LV_5287-8_0_4_load_57 | 50 | 0.00060755 | 0.00015227 | 0 | 0 |  | 1 | TRUE | wye
38 | LV_5287-8_0_4_load_58 | 51 | 0.00077368 | 0.0001939 | 0 | 0 |  | 1 | TRUE | wye
39 | LV_5287-8_0_4_load_59 | 52 | 0.00068064 | 0.00017059 | 0 | 0 |  | 1 | TRUE | wye
40 | LV_5287-8_0_4_load_91 | 53 | 0.00025683 | 6.4368e-05 | 0 | 0 |  | 1 | TRUE | wye
41 | LV_5287-8_0_4_load_88 | 54 | 0.00052005 | 0.00013034 | 0 | 0 |  | 1 | TRUE | wye
42 | LV_5287-8_0_4_load_90 | 56 | 0.00062142 | 0.00015574 | 0 | 0 |  | 1 | TRUE | wye
43 | LV_5287-8_0_4_load_31 | 57 | 0.0010034 | 0.00025147 | 0 | 0 |  | 1 | TRUE | wye
44 | LV_5287-8_0_4_load_32 | 58 | 0.0010687 | 0.00026783 | 0 | 0 |  | 1 | TRUE | wye
45 | LV_5287-8_0_4_load_73 | 59 | 0.00069435 | 0.00017402 | 0 | 0 |  | 1 | TRUE | wye
46 | LV_5287-8_0_4_load_33 | 61 | 0.00048915 | 0.00012259 | 0 | 0 |  | 1 | TRUE | wye
47 | LV_5287-8_0_4_load_34 | 62 | 0.0020864 | 0.0005229 | 0 | 0 |  | 1 | TRUE | wye
48 | LV_5287-8_0_4_load_35 | 63 | 0.00054023 | 0.00013539 | 0 | 0 |  | 1 | TRUE | wye
49 | LV_5287-8_0_4_load_36 | 64 | 0.001878 | 0.00047067 | 0 | 0 |  | 1 | TRUE | wye
50 | LV_5287-8_0_4_load_37 | 65 | 0.00080856 | 0.00020264 | 0 | 0 |  | 1 | TRUE | wye
51 | LV_5287-8_0_4_load_38 | 66 | 0.00090404 | 0.00022657 | 0 | 0 |  | 1 | TRUE | wye
52 | LV_5287-8_0_4_load_39 | 67 | 0.0014745 | 0.00036953 | 0 | 0 |  | 1 | TRUE | wye
53 | LV_5287-8_0_4_load_82 | 68 | 0.002832 | 0.00070978 | 0 | 0 |  | 1 | TRUE | wye
54 | LV_5287-8_0_4_load_77 | 69 | 0.0011867 | 0.00029742 | 0 | 0 |  | 1 | TRUE | wye
55 | LV_5287-8_0_4_load_112 | 70 | 0.0024119 | 0.00060448 | 0 | 0 |  | 1 | TRUE | wye
56 | LV_5287-8_0_4_load_92 | 72 | 0.00028505 | 7.1439e-05 | 0 | 0 |  | 1 | TRUE | wye
57 | LV_5287-8_0_4_load_48 | 73 | 0.00098779 | 0.00024756 | 0 | 0 |  | 1 | TRUE | wye
58 | LV_5287-8_0_4_load_49 | 74 | 0.00056315 | 0.00014114 | 0 | 0 |  | 1 | TRUE | wye
59 | LV_5287-8_0_4_load_51 | 75 | 0.0005724 | 0.00014346 | 0 | 0 |  | 1 | TRUE | wye
60 | LV_5287-8_0_4_load_53 | 76 | 0.00064851 | 0.00016253 | 0 | 0 |  | 1 | TRUE | wye
61 | LV_5287-8_0_4_load_98 | 77 | 0.0013788 | 0.00034557 | 0 | 0 |  | 1 | TRUE | wye
62 | LV_5287-8_0_4_load_42 | 78 | 0.0017036 | 0.00042697 | 0 | 0 |  | 1 | TRUE | wye
63 | LV_5287-8_0_4_load_43 | 79 | 0.0012293 | 0.00030809 | 0 | 0 |  | 1 | TRUE | wye
64 | LV_5287-8_0_4_load_44 | 80 | 0.0002958 | 7.4136e-05 | 0 | 0 |  | 1 | TRUE | wye
65 | LV_5287-8_0_4_load_99 | 82 | 0.0011574 | 0.00029008 | 0 | 0 |  | 1 | TRUE | wye
66 | LV_5287-8_0_4_load_47 | 84 | 0.00024516 | 6.1443e-05 | 0 | 0 |  | 1 | TRUE | wye
67 | LV_5287-8_0_4_load_80 | 85 | 0.00038491 | 9.6467e-05 | 0 | 0 |  | 1 | TRUE | wye
68 | LV_5287-8_0_4_load_81 | 86 | 0.0003033 | 7.6014e-05 | 0 | 0 |  | 1 | TRUE | wye
69 | LV_5287-8_0_4_load_144 | 87 | 0.00027931 | 7.0002e-05 | 0 | 0 |  | 1 | TRUE | wye
70 | LV_5287-8_0_4_load_140 | 88 | 0.00055856 | 0.00013999 | 0 | 0 |  | 1 | TRUE | wye
71 | LV_5287-8_0_4_load_63 | 89 | 0.0011097 | 0.00027812 | 0 | 0 |  | 1 | TRUE | wye
72 | LV_5287-8_0_4_load_75 | 90 | 0.0018953 | 0.00047501 | 0 | 0 |  | 1 | TRUE | wye
73 | LV_5287-8_0_4_load_65 | 91 | 0.0045145 | 0.0011314 | 0 | 0 |  | 1 | TRUE | wye
74 | LV_5287-8_0_4_load_66 | 92 | 0.0026564 | 0.00066576 | 0 | 0 |  | 1 | TRUE | wye
75 | LV_5287-8_0_4_load_69 | 94 | 0.0036206 | 0.0009074 | 0 | 0 |  | 1 | TRUE | wye
76 | LV_5287-8_0_4_load_70 | 95 | 0.0050052 | 0.0012544 | 0 | 0 |  | 1 | TRUE | wye
77 | LV_5287-8_0_4_load_124 | 98 | 0.0022115 | 0.00055426 | 0 | 0 |  | 1 | TRUE | wye
78 | LV_5287-8_0_4_load_83 | 100 | 0.0024357 | 0.00061046 | 0 | 0 |  | 1 | TRUE | wye
79 | LV_5287-8_0_4_load_137 | 102 | 0.005082 | 0.0012737 | 0 | 0 |  | 1 | TRUE | wye
80 | LV_5287-8_0_4_load_120 | 103 | 0.0049338 | 0.0012365 | 0 | 0 |  | 1 | TRUE | wye
81 | LV_5287-8_0_4_load_85 | 104 | 0.002364 | 0.00059247 | 0 | 0 |  | 1 | TRUE | wye
82 | LV_5287-8_0_4_load_86 | 105 | 0.0036405 | 0.00091239 | 0 | 0 |  | 1 | TRUE | wye
83 | LV_5287-8_0_4_load_87 | 106 | 0.002397 | 0.00060075 | 0 | 0 |  | 1 | TRUE | wye
84 | LV_5287-8_0_4_load_76 | 107 | 0.0010563 | 0.00026473 | 0 | 0 |  | 1 | TRUE | wye
85 | LV_5287-8_0_4_load_78 | 108 | 0.0020796 | 0.00052119 | 0 | 0 |  | 1 | TRUE | wye
86 | LV_5287-8_0_4_load_105 | 109 | 0.0010686 | 0.00026783 | 0 | 0 |  | 1 | TRUE | wye
87 | LV_5287-8_0_4_load_145 | 110 | 0.00021954 | 5.5022e-05 | 0 | 0 |  | 1 | TRUE | wye
88 | LV_5287-8_0_4_load_104 | 111 | 0.0021304 | 0.00053394 | 0 | 0 |  | 1 | TRUE | wye
89 | LV_5287-8_0_4_load_114 | 113 | 0.002897 | 0.00072606 | 0 | 0 |  | 1 | TRUE | wye
90 | LV_5287-8_0_4_load_118 | 114 | 0.0024487 | 0.00061371 | 0 | 0 |  | 1 | TRUE | wye
91 | LV_5287-8_0_4_load_113 | 115 | 0.004313 | 0.001081 | 0 | 0 |  | 1 | TRUE | wye
92 | LV_5287-8_0_4_load_93 | 116 | 0.00028424 | 7.1237e-05 | 0 | 0 |  | 1 | TRUE | wye
93 | LV_5287-8_0_4_load_95 | 117 | 0.00026961 | 6.757e-05 | 0 | 0 |  | 1 | TRUE | wye
94 | LV_5287-8_0_4_load_97 | 118 | 0.00034724 | 8.7027e-05 | 0 | 0 |  | 1 | TRUE | wye
95 | LV_5287-8_0_4_load_125 | 119 | 0.0017524 | 0.0004392 | 0 | 0 |  | 1 | TRUE | wye
96 | LV_5287-8_0_4_load_126 | 120 | 0.0010999 | 0.00027567 | 0 | 0 |  | 1 | TRUE | wye
97 | LV_5287-8_0_4_load_103 | 122 | 0.0010122 | 0.00025368 | 0 | 0 |  | 1 | TRUE | wye
98 | LV_5287-8_0_4_load_106 | 123 | 0.0010709 | 0.00026839 | 0 | 0 |  | 1 | TRUE | wye
99 | LV_5287-8_0_4_load_142 | 124 | 0.0017159 | 0.00043004 | 0 | 0 |  | 1 | TRUE | wye
100 | LV_5287-8_0_4_load_143 | 125 | 0.00056768 | 0.00014227 | 0 | 0 |  | 1 | TRUE | wye
101 | LV_5287-8_0_4_load_127 | 126 | 0.0026597 | 0.00066658 | 0 | 0 |  | 1 | TRUE | wye
102 | LV_5287-8_0_4_load_136 | 127 | 0.0042005 | 0.0010527 | 0 | 0 |  | 1 | TRUE | wye
103 | LV_5287-8_0_4_load_115 | 129 | 0.0013796 | 0.00034577 | 0 | 0 |  | 1 | TRUE | wye
104 | LV_5287-8_0_4_load_116 | 130 | 0.0018056 | 0.00045252 | 0 | 0 |  | 1 | TRUE | wye
105 | LV_5287-8_0_4_load_117 | 131 | 0.0022304 | 0.000559 | 0 | 0 |  | 1 | TRUE | wye
106 | LV_5287-8_0_4_load_121 | 132 | 0.0019538 | 0.00048968 | 0 | 0 |  | 1 | TRUE | wye
107 | LV_5287-8_0_4_load_123 | 133 | 0.0021664 | 0.00054296 | 0 | 0 |  | 1 | TRUE | wye
108 | LV_5287-8_0_4_load_135 | 134 | 0.0046872 | 0.0011747 | 0 | 0 |  | 1 | TRUE | wye
109 | LV_5287-8_0_4_load_129 | 135 | 0.002889 | 0.00072406 | 0 | 0 |  | 1 | TRUE | wye
110 | LV_5287-8_0_4_load_130 | 136 | 0.001938 | 0.00048572 | 0 | 0 |  | 1 | TRUE | wye
111 | LV_5287-8_0_4_load_131 | 137 | 0.0040504 | 0.0010151 | 0 | 0 |  | 1 | TRUE | wye
112 | LV_5287-8_0_4_load_132 | 138 | 0.0038952 | 0.00097624 | 0 | 0 |  | 1 | TRUE | wye
113 | LV_5287-8_0_4_load_138 | 139 | 0.0043633 | 0.0010936 | 0 | 0 |  | 1 | TRUE | wye
114 | LV_5287-8_0_4_load_139 | 140 | 0.0034897 | 0.00087461 | 0 | 0 |  | 1 | TRUE | wye
115 | LV_5287-8_0_4_load_146 | 141 | 0.00028039 | 7.0273e-05 | 0 | 0 |  | 1 | TRUE | wye
116 | LV_5287-8_0_4_load_147 | 142 | 0.0016299 | 0.00040849 | 0 | 0 |  | 1 | TRUE | wye
117 | LV_5287-8_0_4_load_148 | 143 | 0.00025086 | 6.287e-05 | 0 | 0 |  | 1 | TRUE | wye
118 | LV_5287-8_0_4_load_149 | 144 | 0.00050634 | 0.0001269 | 0 | 0 |  | 1 | TRUE | wye
119 | LV_5287-8_0_4_load_151 | 146 | 0.0022008 | 0.00055158 | 0 | 0 |  | 1 | TRUE | wye
120 | LV_5287-8_0_4_load_152 | 147 | 0.00024388 | 6.1121e-05 | 0 | 0 |  | 1 | TRUE | wye
121 | LV_5287-8_0_4_load_154 | 149 | 0.00050584 | 0.00012678 | 0 | 0 |  | 1 | TRUE | wye
122 | LV_5287-8_0_4_load_157 | 151 | 9.8488e-05 | 2.4684e-05 | 0 | 0 |  | 1 | TRUE | wye
123 | LV_5287-8_0_4_load_156 | 152 | 0.00091469 | 0.00022924 | 0 | 0 |  | 1 | TRUE | wye
124 | LV_5287-8_0_4_load_158 | 153 | 0.00024106 | 6.0415e-05 | 0 | 0 |  | 1 | TRUE | wye
125 | LV_5287-8_0_4_load_159 | 154 | 0.0002006 | 5.0276e-05 | 0 | 0 |  | 1 | TRUE | wye

## ext_grid
| name | bus | vm_pu | va_degree | slack_weight | in_service
0 |  | 24 | 1 | 0 | 1 | TRUE

## line
| name | std_type | from_bus | to_bus | length_km | r_ohm_per_km | x_ohm_per_km | c_nf_per_km | g_us_per_km | max_i_ka | df | parallel | type | in_service
0 | LV_5287-8_0_4_line_0 | NAYY 4x150 SE | 0 | 1 | 0.085995 | 0.208 | 0.08 | 261 | 0 | 0.27 | 1 | 1 | cs | TRUE
1 | LV_5287-8_0_4_line_1 | NAYY 4x150 SE | 0 | 2 | 0.20313 | 0.208 | 0.08 | 261 | 0 | 0.27 | 1 | 1 | cs | TRUE
2 | LV_5287-8_0_4_line_2 | NAYY 4x150 SE | 1 | 3 | 0.0258 | 0.208 | 0.08 | 261 | 0 | 0.27 | 1 | 1 | cs | TRUE
3 | LV_5287-8_0_4_line_3 | NAYY 4x150 SE | 2 | 4 | 0.026773 | 0.208 | 0.08 | 261 | 0 | 0.27 | 1 | 1 | cs | TRUE
4 | LV_5287-8_0_4_line_4 | NAYY 4x150 SE | 3 | 5 | 0.01071 | 0.208 | 0.08 | 261 | 0 | 0.27 | 1 | 1 | cs | TRUE
5 | LV_5287-8_0_4_line_5 | NAYY 4x150 SE | 3 | 6 | 0.033731 | 0.208 | 0.08 | 261 | 0 | 0.27 | 1 | 1 | cs | TRUE
6 | LV_5287-8_0_4_line_6 | NAYY 4x150 SE | 4 | 7 | 0.022493 | 0.208 | 0.08 | 261 | 0 | 0.27 | 1 | 1 | cs | TRUE
7 | LV_5287-8_0_4_line_7 | NAYY 4x150 SE | 6 | 9 | 0.013901 | 0.208 | 0.08 | 261 | 0 | 0.27 | 1 | 1 | cs | TRUE
8 | LV_5287-8_0_4_line_8 | NAYY 4x150 SE | 7 | 8 | 0.016661 | 0.208 | 0.08 | 261 | 0 | 0.27 | 1 | 1 | cs | TRUE
9 | LV_5287-8_0_4_line_9 | NAYY 4x150 SE | 8 | 36 | 0.077498 | 0.208 | 0.08 | 261 | 0 | 0.27 | 1 | 1 | cs | TRUE
10 | LV_5287-8_0_4_line_10 | NAYY 4x150 SE | 8 | 33 | 0.040069 | 0.208 | 0.08 | 261 | 0 | 0.27 | 1 | 1 | cs | TRUE
11 | LV_5287-8_0_4_line_11 | NAYY 4x150 SE | 10 | 11 | 0.0032034 | 0.208 | 0.08 | 261 | 0 | 0.27 | 1 | 1 | cs | TRUE
12 | LV_5287-8_0_4_line_12 | NAYY 4x150 SE | 11 | 12 | 0.061805 | 0.208 | 0.08 | 261 | 0 | 0.27 | 1 | 1 | cs | TRUE
13 | LV_5287-8_0_4_line_13 | NAYY 4x150 SE | 12 | 15 | 0.0137 | 0.208 | 0.08 | 261 | 0 | 0.27 | 1 | 2 | cs | TRUE
14 | LV_5287-8_0_4_line_14 | NAYY 4x150 SE | 12 | 16 | 0.11486 | 0.208 | 0.08 | 261 | 0 | 0.27 | 1 | 2 | cs | TRUE
15 | LV_5287-8_0_4_line_15 | NAYY 4x150 SE | 13 | 14 | 0.017367 | 0.208 | 0.08 | 261 | 0 | 0.27 | 1 | 1 | cs | TRUE
16 | LV_5287-8_0_4_line_16 | NAYY 4x150 SE | 14 | 17 | 0.098628 | 0.208 | 0.08 | 261 | 0 | 0.27 | 1 | 2 | cs | TRUE
17 | LV_5287-8_0_4_line_17 | NAYY 4x150 SE | 14 | 18 | 0.020057 | 0.208 | 0.08 | 261 | 0 | 0.27 | 1 | 1 | cs | TRUE
18 | LV_5287-8_0_4_line_18 | NAYY 4x150 SE | 14 | 19 | 0.023326 | 0.208 | 0.08 | 261 | 0 | 0.27 | 1 | 2 | cs | TRUE
19 | LV_5287-8_0_4_line_19 | NAYY 4x150 SE | 15 | 20 | 0.019529 | 0.208 | 0.08 | 261 | 0 | 0.27 | 1 | 2 | cs | TRUE
20 | LV_5287-8_0_4_line_20 | NAYY 4x150 SE | 16 | 21 | 0.019631 | 0.208 | 0.08 | 261 | 0 | 0.27 | 1 | 2 | cs | TRUE
21 | LV_5287-8_0_4_line_21 | NAYY 4x150 SE | 17 | 22 | 0.0057801 | 0.208 | 0.08 | 261 | 0 | 0.27 | 1 | 2 | cs | TRUE
22 | LV_5287-8_0_4_line_22 | NAYY 4x150 SE | 18 | 23 | 0.0076062 | 0.208 | 0.08 | 261 | 0 | 0.27 | 1 | 1 | cs | TRUE
23 | LV_5287-8_0_4_line_23 | NAYY 4x150 SE | 19 | 24 | 0.01996 | 0.208 | 0.08 | 261 | 0 | 0.27 | 1 | 2 | cs | TRUE
24 | LV_5287-8_0_4_line_24 | NAYY 4x150 SE | 20 | 25 | 0.028492 | 0.208 | 0.08 | 261 | 0 | 0.27 | 1 | 2 | cs | TRUE
25 | LV_5287-8_0_4_line_25 | NAYY 4x150 SE | 21 | 26 | 0.14582 | 0.208 | 0.08 | 261 | 0 | 0.27 | 1 | 2 | cs | TRUE
26 | LV_5287-8_0_4_line_26 | NAYY 4x150 SE | 22 | 27 | 0.034448 | 0.208 | 0.08 | 261 | 0 | 0.27 | 1 | 2 | cs | TRUE
27 | LV_5287-8_0_4_line_27 | NAYY 4x150 SE | 23 | 28 | 0.036533 | 0.208 | 0.08 | 261 | 0 | 0.27 | 1 | 1 | cs | TRUE
28 | LV_5287-8_0_4_line_28 | NAYY 4x150 SE | 24 | 29 | 0.00030462 | 0.208 | 0.08 | 261 | 0 | 0.27 | 1 | 2 | cs | TRUE
29 | LV_5287-8_0_4_line_29 | NAYY 4x150 SE | 25 | 69 | 0.059752 | 0.208 | 0.08 | 261 | 0 | 0.27 | 1 | 2 | cs | TRUE
30 | LV_5287-8_0_4_line_30 | NAYY 4x150 SE | 25 | 66 | 0.022026 | 0.208 | 0.08 | 261 | 0 | 0.27 | 1 | 2 | cs | TRUE
31 | LV_5287-8_0_4_line_31 | NAYY 4x150 SE | 26 | 121 | 0.053597 | 0.208 | 0.08 | 261 | 0 | 0.27 | 1 | 1 | cs | TRUE
32 | LV_5287-8_0_4_line_32 | NAYY 4x150 SE | 26 | 122 | 0.016345 | 0.208 | 0.08 | 261 | 0 | 0.27 | 1 | 1 | cs | TRUE
33 | LV_5287-8_0_4_line_33 | NAYY 4x150 SE | 27 | 126 | 0.04728 | 0.208 | 0.08 | 261 | 0 | 0.27 | 1 | 2 | cs | TRUE
34 | LV_5287-8_0_4_line_34 | NAYY 4x150 SE | 28 | 127 | 0.018828 | 0.208 | 0.08 | 261 | 0 | 0.27 | 1 | 1 | cs | TRUE
35 | LV_5287-8_0_4_line_35 | NAYY 4x150 SE | 28 | 128 | 0.03 | 0.208 | 0.08 | 261 | 0 | 0.27 | 1 | 1 | cs | TRUE
36 | LV_5287-8_0_4_line_36 | NAYY 4x150 SE | 29 | 104 | 0.023296 | 0.208 | 0.08 | 261 | 0 | 0.27 | 1 | 2 | cs | TRUE
37 | LV_5287-8_0_4_line_37 | NAYY 4x150 SE | 30 | 31 | 0.029674 | 0.208 | 0.08 | 261 | 0 | 0.27 | 1 | 1 | cs | TRUE
38 | LV_5287-8_0_4_line_38 | NAYY 4x150 SE | 30 | 32 | 0.029752 | 0.208 | 0.08 | 261 | 0 | 0.27 | 1 | 1 | cs | TRUE
39 | LV_5287-8_0_4_line_39 | NAYY 4x150 SE | 31 | 33 | 0.0067846 | 0.208 | 0.08 | 261 | 0 | 0.27 | 1 | 1 | cs | TRUE
40 | LV_5287-8_0_4_line_40 | NAYY 4x150 SE | 32 | 34 | 0.0031931 | 0.208 | 0.08 | 261 | 0 | 0.27 | 1 | 1 | cs | TRUE
41 | LV_5287-8_0_4_line_41 | NAYY 4x150 SE | 33 | 35 | 0.052929 | 0.208 | 0.08 | 261 | 0 | 0.27 | 1 | 1 | cs | TRUE
42 | LV_5287-8_0_4_line_42 | NAYY 4x150 SE | 35 | 37 | 0.020921 | 0.208 | 0.08 | 261 | 0 | 0.27 | 1 | 1 | cs | TRUE
43 | LV_5287-8_0_4_line_43 | NAYY 4x150 SE | 36 | 38 | 0.015206 | 0.208 | 0.08 | 261 | 0 | 0.27 | 1 | 1 | cs | TRUE
44 | LV_5287-8_0_4_line_44 | NAYY 4x150 SE | 37 | 39 | 0.017757 | 0.208 | 0.08 | 261 | 0 | 0.27 | 1 | 1 | cs | TRUE
45 | LV_5287-8_0_4_line_45 | NAYY 4x150 SE | 39 | 57 | 0.026513 | 0.208 | 0.08 | 261 | 0 | 0.27 | 1 | 1 | cs | TRUE
46 | LV_5287-8_0_4_line_46 | NAYY 4x150 SE | 40 | 41 | 0.067101 | 0.208 | 0.08 | 261 | 0 | 0.27 | 1 | 1 | cs | TRUE
47 | LV_5287-8_0_4_line_47 | NAYY 4x150 SE | 40 | 42 | 0.0052614 | 0.208 | 0.08 | 261 | 0 | 0.27 | 1 | 1 | cs | TRUE
48 | LV_5287-8_0_4_line_48 | NAYY 4x150 SE | 41 | 43 | 0.22085 | 0.208 | 0.08 | 261 | 0 | 0.27 | 1 | 1 | cs | TRUE
49 | LV_5287-8_0_4_line_49 | NAYY 4x150 SE | 41 | 44 | 0.68337 | 0.208 | 0.08 | 261 | 0 | 0.27 | 1 | 1 | cs | TRUE
50 | LV_5287-8_0_4_line_50 | NAYY 4x150 SE | 42 | 45 | 0.13378 | 0.208 | 0.08 | 261 | 0 | 0.27 | 1 | 1 | cs | TRUE
51 | LV_5287-8_0_4_line_51 | NAYY 4x150 SE | 43 | 46 | 0.30525 | 0.208 | 0.08 | 261 | 0 | 0.27 | 1 | 1 | cs | TRUE
52 | LV_5287-8_0_4_line_52 | NAYY 4x150 SE | 44 | 48 | 0.28612 | 0.208 | 0.08 | 261 | 0 | 0.27 | 1 | 2 | cs | TRUE
53 | LV_5287-8_0_4_line_53 | NAYY 4x150 SE | 44 | 49 | 0.14458 | 0.208 | 0.08 | 261 | 0 | 0.27 | 1 | 1 | cs | TRUE
54 | LV_5287-8_0_4_line_54 | NAYY 4x150 SE | 45 | 50 | 0.4126 | 0.208 | 0.08 | 261 | 0 | 0.27 | 1 | 1 | cs | TRUE
55 | LV_5287-8_0_4_line_55 | NAYY 4x150 SE | 46 | 47 | 0.010816 | 0.208 | 0.08 | 261 | 0 | 0.27 | 1 | 1 | cs | TRUE
56 | LV_5287-8_0_4_line_56 | NAYY 4x150 SE | 47 | 73 | 0.011172 | 0.208 | 0.08 | 261 | 0 | 0.27 | 1 | 1 | cs | TRUE
57 | LV_5287-8_0_4_line_57 | NAYY 4x150 SE | 48 | 77 | 0.18699 | 0.208 | 0.08 | 261 | 0 | 0.27 | 1 | 2 | cs | TRUE
58 | LV_5287-8_0_4_line_58 | NAYY 4x150 SE | 48 | 71 | 0.18548 | 0.208 | 0.08 | 261 | 0 | 0.27 | 1 | 1 | cs | TRUE
59 | LV_5287-8_0_4_line_59 | NAYY 4x150 SE | 50 | 51 | 0.013362 | 0.208 | 0.08 | 261 | 0 | 0.27 | 1 | 1 | cs | TRUE
60 | LV_5287-8_0_4_line_60 | NAYY 4x150 SE | 51 | 52 | 0.013011 | 0.208 | 0.08 | 261 | 0 | 0.27 | 1 | 1 | cs | TRUE
61 | LV_5287-8_0_4_line_61 | NAYY 4x150 SE | 52 | 53 | 0.0055554 | 0.208 | 0.08 | 261 | 0 | 0.27 | 1 | 1 | cs | TRUE
62 | LV_5287-8_0_4_line_62 | NAYY 4x150 SE | 53 | 56 | 0.0036502 | 0.208 | 0.08 | 261 | 0 | 0.27 | 1 | 1 | cs | TRUE
63 | LV_5287-8_0_4_line_63 | NAYY 4x150 SE | 54 | 55 | 0.10876 | 0.208 | 0.08 | 261 | 0 | 0.27 | 1 | 1 | cs | TRUE
64 | LV_5287-8_0_4_line_64 | NAYY 4x150 SE | 55 | 56 | 0.08179 | 0.208 | 0.08 | 261 | 0 | 0.27 | 1 | 1 | cs | TRUE
65 | LV_5287-8_0_4_line_65 | NAYY 4x150 SE | 57 | 58 | 0.050104 | 0.208 | 0.08 | 261 | 0 | 0.27 | 1 | 2 | cs | TRUE
66 | LV_5287-8_0_4_line_66 | NAYY 4x150 SE | 58 | 59 | 0.0144 | 0.208 | 0.08 | 261 | 0 | 0.27 | 1 | 2 | cs | TRUE
67 | LV_5287-8_0_4_line_67 | NAYY 4x150 SE | 59 | 60 | 0.030533 | 0.208 | 0.08 | 261 | 0 | 0.27 | 1 | 2 | cs | TRUE
68 | LV_5287-8_0_4_line_68 | NAYY 4x150 SE | 60 | 107 | 0.017177 | 0.208 | 0.08 | 261 | 0 | 0.27 | 1 | 1 | cs | TRUE
69 | LV_5287-8_0_4_line_69 | NAYY 4x150 SE | 60 | 69 | 0.036187 | 0.208 | 0.08 | 261 | 0 | 0.27 | 1 | 2 | cs | TRUE
70 | LV_5287-8_0_4_line_70 | NAYY 4x150 SE | 60 | 90 | 0.01761 | 0.208 | 0.08 | 261 | 0 | 0.27 | 1 | 1 | cs | TRUE
71 | LV_5287-8_0_4_line_71 | NAYY 4x150 SE | 61 | 62 | 0.024506 | 0.208 | 0.08 | 261 | 0 | 0.27 | 1 | 2 | cs | TRUE
72 | LV_5287-8_0_4_line_72 | NAYY 4x150 SE | 61 | 63 | 0.00012611 | 0.208 | 0.08 | 261 | 0 | 0.27 | 1 | 2 | cs | TRUE
73 | LV_5287-8_0_4_line_73 | NAYY 4x150 SE | 62 | 64 | 0.023479 | 0.208 | 0.08 | 261 | 0 | 0.27 | 1 | 2 | cs | TRUE
74 | LV_5287-8_0_4_line_74 | NAYY 4x150 SE | 63 | 65 | 0.021376 | 0.208 | 0.08 | 261 | 0 | 0.27 | 1 | 2 | cs | TRUE
75 | LV_5287-8_0_4_line_75 | NAYY 4x150 SE | 64 | 66 | 0.0011082 | 0.208 | 0.08 | 261 | 0 | 0.27 | 1 | 2 | cs | TRUE
76 | LV_5287-8_0_4_line_76 | NAYY 4x150 SE | 65 | 67 | 0.0063282 | 0.208 | 0.08 | 261 | 0 | 0.27 | 1 | 2 | cs | TRUE
77 | LV_5287-8_0_4_line_77 | NAYY 4x150 SE | 67 | 68 | 0.026362 | 0.208 | 0.08 | 261 | 0 | 0.27 | 1 | 2 | cs | TRUE
78 | LV_5287-8_0_4_line_78 | NAYY 4x150 SE | 68 | 70 | 0.023348 | 0.208 | 0.08 | 261 | 0 | 0.27 | 1 | 2 | cs | TRUE
79 | LV_5287-8_0_4_line_79 | NAYY 4x150 SE | 70 | 112 | 0.0070003 | 0.208 | 0.08 | 261 | 0 | 0.27 | 1 | 2 | cs | TRUE
80 | LV_5287-8_0_4_line_80 | NAYY 4x150 SE | 71 | 72 | 0.20593 | 0.208 | 0.08 | 261 | 0 | 0.27 | 1 | 1 | cs | TRUE
81 | LV_5287-8_0_4_line_81 | NAYY 4x150 SE | 72 | 116 | 0.051533 | 0.208 | 0.08 | 261 | 0 | 0.27 | 1 | 1 | cs | TRUE
82 | LV_5287-8_0_4_line_82 | NAYY 4x150 SE | 73 | 74 | 0.0062119 | 0.208 | 0.08 | 261 | 0 | 0.27 | 1 | 1 | cs | TRUE
83 | LV_5287-8_0_4_line_83 | NAYY 4x150 SE | 74 | 75 | 0.012035 | 0.208 | 0.08 | 261 | 0 | 0.27 | 1 | 1 | cs | TRUE
84 | LV_5287-8_0_4_line_84 | NAYY 4x150 SE | 75 | 76 | 0.022722 | 0.208 | 0.08 | 261 | 0 | 0.27 | 1 | 1 | cs | TRUE
85 | LV_5287-8_0_4_line_85 | NAYY 4x150 SE | 77 | 119 | 0.020195 | 0.208 | 0.08 | 261 | 0 | 0.27 | 1 | 2 | cs | TRUE
86 | LV_5287-8_0_4_line_86 | NAYY 4x150 SE | 78 | 79 | 0.0012189 | 0.208 | 0.08 | 261 | 0 | 0.27 | 1 | 1 | cs | TRUE
87 | LV_5287-8_0_4_line_87 | NAYY 4x150 SE | 78 | 80 | 0.03829 | 0.208 | 0.08 | 261 | 0 | 0.27 | 1 | 1 | cs | TRUE
88 | LV_5287-8_0_4_line_88 | NAYY 4x150 SE | 79 | 81 | 0.020884 | 0.208 | 0.08 | 261 | 0 | 0.27 | 1 | 1 | cs | TRUE
89 | LV_5287-8_0_4_line_89 | NAYY 4x150 SE | 80 | 82 | 0.12944 | 0.208 | 0.08 | 261 | 0 | 0.27 | 1 | 1 | cs | TRUE
90 | LV_5287-8_0_4_line_90 | NAYY 4x150 SE | 81 | 83 | 0.006237 | 0.208 | 0.08 | 261 | 0 | 0.27 | 1 | 1 | cs | TRUE
91 | LV_5287-8_0_4_line_91 | NAYY 4x150 SE | 81 | 84 | 0.048456 | 0.208 | 0.08 | 261 | 0 | 0.27 | 1 | 1 | cs | TRUE
92 | LV_5287-8_0_4_line_92 | NAYY 4x150 SE | 83 | 85 | 0.19497 | 0.208 | 0.08 | 261 | 0 | 0.27 | 1 | 1 | cs | TRUE
93 | LV_5287-8_0_4_line_93 | NAYY 4x150 SE | 84 | 86 | 0.019419 | 0.208 | 0.08 | 261 | 0 | 0.27 | 1 | 1 | cs | TRUE
94 | LV_5287-8_0_4_line_94 | NAYY 4x150 SE | 85 | 87 | 0.026894 | 0.208 | 0.08 | 261 | 0 | 0.27 | 1 | 1 | cs | TRUE
95 | LV_5287-8_0_4_line_95 | NAYY 4x150 SE | 86 | 88 | 0.02958 | 0.208 | 0.08 | 261 | 0 | 0.27 | 1 | 1 | cs | TRUE
96 | LV_5287-8_0_4_line_96 | NAYY 4x150 SE | 87 | 110 | 0.012652 | 0.208 | 0.08 | 261 | 0 | 0.27 | 1 | 1 | cs | TRUE
97 | LV_5287-8_0_4_line_97 | NAYY 4x150 SE | 88 | 111 | 0.030062 | 0.208 | 0.08 | 261 | 0 | 0.27 | 1 | 1 | cs | TRUE
98 | LV_5287-8_0_4_line_98 | NAYY 4x150 SE | 89 | 90 | 0.022088 | 0.208 | 0.08 | 261 | 0 | 0.27 | 1 | 1 | cs | TRUE
99 | LV_5287-8_0_4_line_99 | NAYY 4x150 SE | 91 | 92 | 0.019836 | 0.208 | 0.08 | 261 | 0 | 0.27 | 1 | 1 | cs | TRUE
100 | LV_5287-8_0_4_line_100 | NAYY 4x150 SE | 91 | 93 | 0.0097393 | 0.208 | 0.08 | 261 | 0 | 0.27 | 1 | 1 | cs | TRUE
101 | LV_5287-8_0_4_line_101 | NAYY 4x150 SE | 93 | 94 | 0.0098886 | 0.208 | 0.08 | 261 | 0 | 0.27 | 1 | 1 | cs | TRUE
102 | LV_5287-8_0_4_line_102 | NAYY 4x150 SE | 93 | 95 | 0.036625 | 0.208 | 0.08 | 261 | 0 | 0.27 | 1 | 1 | cs | TRUE
103 | LV_5287-8_0_4_line_103 | NAYY 4x150 SE | 94 | 96 | 0.026215 | 0.208 | 0.08 | 261 | 0 | 0.27 | 1 | 1 | cs | TRUE
104 | LV_5287-8_0_4_line_104 | NAYY 4x150 SE | 96 | 100 | 0.032027 | 0.208 | 0.08 | 261 | 0 | 0.27 | 1 | 2 | cs | TRUE
105 | LV_5287-8_0_4_line_105 | NAYY 4x150 SE | 96 | 101 | 0.016684 | 0.208 | 0.08 | 261 | 0 | 0.27 | 1 | 2 | cs | TRUE
106 | LV_5287-8_0_4_line_106 | NAYY 4x150 SE | 97 | 98 | 0.067793 | 0.208 | 0.08 | 261 | 0 | 0.27 | 1 | 1 | cs | TRUE
107 | LV_5287-8_0_4_line_107 | NAYY 4x150 SE | 97 | 99 | 0.023004 | 0.208 | 0.08 | 261 | 0 | 0.27 | 1 | 1 | cs | TRUE
108 | LV_5287-8_0_4_line_108 | NAYY 4x150 SE | 98 | 102 | 0.009045 | 0.208 | 0.08 | 261 | 0 | 0.27 | 1 | 1 | cs | TRUE
109 | LV_5287-8_0_4_line_109 | NAYY 4x150 SE | 99 | 103 | 0.029746 | 0.208 | 0.08 | 261 | 0 | 0.27 | 1 | 1 | cs | TRUE
110 | LV_5287-8_0_4_line_110 | NAYY 4x150 SE | 100 | 104 | 0.0083462 | 0.208 | 0.08 | 261 | 0 | 0.27 | 1 | 2 | cs | TRUE
111 | LV_5287-8_0_4_line_111 | NAYY 4x150 SE | 101 | 105 | 0.011705 | 0.208 | 0.08 | 261 | 0 | 0.27 | 1 | 1 | cs | TRUE
112 | LV_5287-8_0_4_line_112 | NAYY 4x150 SE | 101 | 106 | 0.0064852 | 0.208 | 0.08 | 261 | 0 | 0.27 | 1 | 2 | cs | TRUE
113 | LV_5287-8_0_4_line_113 | NAYY 4x150 SE | 102 | 134 | 0.037055 | 0.208 | 0.08 | 261 | 0 | 0.27 | 1 | 1 | cs | TRUE
114 | LV_5287-8_0_4_line_114 | NAYY 4x150 SE | 103 | 132 | 0.0035653 | 0.208 | 0.08 | 261 | 0 | 0.27 | 1 | 1 | cs | TRUE
115 | LV_5287-8_0_4_line_115 | NAYY 4x150 SE | 105 | 113 | 0.017881 | 0.208 | 0.08 | 261 | 0 | 0.27 | 1 | 1 | cs | TRUE
116 | LV_5287-8_0_4_line_116 | NAYY 4x150 SE | 106 | 112 | 0.020203 | 0.208 | 0.08 | 261 | 0 | 0.27 | 1 | 2 | cs | TRUE
117 | LV_5287-8_0_4_line_117 | NAYY 4x150 SE | 107 | 108 | 0.025097 | 0.208 | 0.08 | 261 | 0 | 0.27 | 1 | 1 | cs | TRUE
118 | LV_5287-8_0_4_line_118 | NAYY 4x150 SE | 108 | 109 | 0.015936 | 0.208 | 0.08 | 261 | 0 | 0.27 | 1 | 1 | cs | TRUE
119 | LV_5287-8_0_4_line_119 | NAYY 4x150 SE | 110 | 141 | 0.03945 | 0.208 | 0.08 | 261 | 0 | 0.27 | 1 | 1 | cs | TRUE
120 | LV_5287-8_0_4_line_120 | NAYY 4x150 SE | 111 | 121 | 0.024986 | 0.208 | 0.08 | 261 | 0 | 0.27 | 1 | 1 | cs | TRUE
121 | LV_5287-8_0_4_line_121 | NAYY 4x150 SE | 112 | 115 | 0.015422 | 0.208 | 0.08 | 261 | 0 | 0.27 | 1 | 1 | cs | TRUE
122 | LV_5287-8_0_4_line_122 | NAYY 4x150 SE | 113 | 114 | 0.0066836 | 0.208 | 0.08 | 261 | 0 | 0.27 | 1 | 1 | cs | TRUE
123 | LV_5287-8_0_4_line_123 | NAYY 4x150 SE | 115 | 129 | 3.4422e-05 | 0.208 | 0.08 | 261 | 0 | 0.27 | 1 | 1 | cs | TRUE
124 | LV_5287-8_0_4_line_124 | NAYY 4x150 SE | 116 | 117 | 0.051552 | 0.208 | 0.08 | 261 | 0 | 0.27 | 1 | 1 | cs | TRUE
125 | LV_5287-8_0_4_line_125 | NAYY 4x150 SE | 117 | 118 | 0.14181 | 0.208 | 0.08 | 261 | 0 | 0.27 | 1 | 1 | cs | TRUE
126 | LV_5287-8_0_4_line_126 | NAYY 4x150 SE | 119 | 120 | 0.012621 | 0.208 | 0.08 | 261 | 0 | 0.27 | 1 | 2 | cs | TRUE
127 | LV_5287-8_0_4_line_127 | NAYY 4x150 SE | 120 | 126 | 0.02626 | 0.208 | 0.08 | 261 | 0 | 0.27 | 1 | 2 | cs | TRUE
128 | LV_5287-8_0_4_line_128 | NAYY 4x150 SE | 122 | 123 | 0.031603 | 0.208 | 0.08 | 261 | 0 | 0.27 | 1 | 1 | cs | TRUE
129 | LV_5287-8_0_4_line_129 | NAYY 4x150 SE | 123 | 124 | 0.01178 | 0.208 | 0.08 | 261 | 0 | 0.27 | 1 | 1 | cs | TRUE
130 | LV_5287-8_0_4_line_130 | NAYY 4x150 SE | 124 | 125 | 0.050189 | 0.208 | 0.08 | 261 | 0 | 0.27 | 1 | 1 | cs | TRUE
131 | LV_5287-8_0_4_line_131 | NAYY 4x150 SE | 127 | 139 | 0.0022919 | 0.208 | 0.08 | 261 | 0 | 0.27 | 1 | 1 | cs | TRUE
132 | LV_5287-8_0_4_line_132 | NAYY 4x150 SE | 128 | 134 | 0.0012704 | 0.208 | 0.08 | 261 | 0 | 0.27 | 1 | 1 | cs | TRUE
133 | LV_5287-8_0_4_line_133 | NAYY 4x150 SE | 128 | 138 | 0.020839 | 0.208 | 0.08 | 261 | 0 | 0.27 | 1 | 1 | cs | TRUE
134 | LV_5287-8_0_4_line_134 | NAYY 4x150 SE | 129 | 130 | 0.015286 | 0.208 | 0.08 | 261 | 0 | 0.27 | 1 | 1 | cs | TRUE
135 | LV_5287-8_0_4_line_135 | NAYY 4x150 SE | 130 | 131 | 0.0055213 | 0.208 | 0.08 | 261 | 0 | 0.27 | 1 | 1 | cs | TRUE
136 | LV_5287-8_0_4_line_136 | NAYY 4x150 SE | 132 | 133 | 0.022279 | 0.208 | 0.08 | 261 | 0 | 0.27 | 1 | 1 | cs | TRUE
137 | LV_5287-8_0_4_line_137 | NAYY 4x150 SE | 135 | 136 | 0.013058 | 0.208 | 0.08 | 261 | 0 | 0.27 | 1 | 1 | cs | TRUE
138 | LV_5287-8_0_4_line_138 | NAYY 4x150 SE | 135 | 137 | 0.0096073 | 0.208 | 0.08 | 261 | 0 | 0.27 | 1 | 1 | cs | TRUE
139 | LV_5287-8_0_4_line_139 | NAYY 4x150 SE | 137 | 138 | 0.015036 | 0.208 | 0.08 | 261 | 0 | 0.27 | 1 | 1 | cs | TRUE
140 | LV_5287-8_0_4_line_140 | NAYY 4x150 SE | 139 | 140 | 0.0048161 | 0.208 | 0.08 | 261 | 0 | 0.27 | 1 | 1 | cs | TRUE
141 | LV_5287-8_0_4_line_141 | NAYY 4x150 SE | 141 | 142 | 0.046815 | 0.208 | 0.08 | 261 | 0 | 0.27 | 1 | 1 | cs | TRUE
142 | LV_5287-8_0_4_line_142 | NAYY 4x150 SE | 142 | 143 | 0.021464 | 0.208 | 0.08 | 261 | 0 | 0.27 | 1 | 1 | cs | TRUE
143 | LV_5287-8_0_4_line_143 | NAYY 4x150 SE | 143 | 144 | 0.023393 | 0.208 | 0.08 | 261 | 0 | 0.27 | 1 | 1 | cs | TRUE
144 | LV_5287-8_0_4_line_144 | NAYY 4x150 SE | 144 | 145 | 0.033226 | 0.208 | 0.08 | 261 | 0 | 0.27 | 1 | 1 | cs | TRUE
145 | LV_5287-8_0_4_line_145 | NAYY 4x150 SE | 145 | 146 | 0.027087 | 0.208 | 0.08 | 261 | 0 | 0.27 | 1 | 1 | cs | TRUE
146 | LV_5287-8_0_4_line_146 | NAYY 4x150 SE | 145 | 147 | 0.026135 | 0.208 | 0.08 | 261 | 0 | 0.27 | 1 | 1 | cs | TRUE
147 | LV_5287-8_0_4_line_147 | NAYY 4x150 SE | 146 | 148 | 0.062585 | 0.208 | 0.08 | 261 | 0 | 0.27 | 1 | 1 | cs | TRUE
148 | LV_5287-8_0_4_line_148 | NAYY 4x150 SE | 147 | 149 | 0.0027398 | 0.208 | 0.08 | 261 | 0 | 0.27 | 1 | 1 | cs | TRUE
149 | LV_5287-8_0_4_line_149 | NAYY 4x150 SE | 148 | 150 | 0.06557 | 0.208 | 0.08 | 261 | 0 | 0.27 | 1 | 1 | cs | TRUE
150 | LV_5287-8_0_4_line_150 | NAYY 4x150 SE | 149 | 151 | 0.020695 | 0.208 | 0.08 | 261 | 0 | 0.27 | 1 | 1 | cs | TRUE
151 | LV_5287-8_0_4_line_151 | NAYY 4x150 SE | 150 | 152 | 0.033069 | 0.208 | 0.08 | 261 | 0 | 0.27 | 1 | 1 | cs | TRUE
152 | LV_5287-8_0_4_line_152 | NAYY 4x150 SE | 151 | 153 | 0.012426 | 0.208 | 0.08 | 261 | 0 | 0.27 | 1 | 1 | cs | TRUE
153 | LV_5287-8_0_4_line_153 | NAYY 4x150 SE | 153 | 154 | 0.030695 | 0.208 | 0.08 | 261 | 0 | 0.27 | 1 | 1 | cs | TRUE

## trafo
| name | std_type | hv_bus | lv_bus | sn_mva | vn_hv_kv | vn_lv_kv | vk_percent | vkr_percent | pfe_kw | i0_percent | shift_degree | tap_side | tap_neutral | tap_min | tap_max | tap_step_percent | tap_step_degree | tap_pos | tap_phase_shifter | parallel | df | in_service
0 | LV_5287-8_0_4_trafo_108 | 0.25 MVA 20/0.4 kV | 155 | 24 | 0.25 | 20 | 0.4 | 6 | 1.44 | 0.8 | 0.32 | 150 | hv | 0 | -2 | 2 | 2.5 | 0 | 0 | FALSE | 1 | 1 | TRUE

## line_geodata
| x0 | y0 | x1 | y1 | x2 | y2 | x3 | y3 | x4 | y4 | x5 | y5 | x6 | y6 | x7 | y7 | x8 | y8 | x9 | y9 | x10 | y10 | x11 | y11 | x12 | y12 | x13 | y13 | x14 | y14 | x15 | y15 | x16 | y16 | x17 | y17 | x18 | y18 | x19 | y19 | x20 | y20 | x21 | y21
0 | 2717964.0862 | 1132324.4564 | 2717947.7291 | 1132374.0706 | 2717936.8026 | 1132406.0073
1 | 2717742.8872 | 1132345.5177 | 2717936.8026 | 1132406.0073
2 | 2717964.0862 | 1132324.4564 | 2717988.52 | 1132332.9502
3 | 2717751.5138 | 1132320.1726 | 2717742.8872 | 1132345.5177
4 | 2717988.52 | 1132332.9502 | 2717984.806 | 1132342.9953
5 | 2717988.52 | 1132332.9502 | 2717999.8442 | 1132333.2159 | 2718021.159 | 1132340.1145
6 | 2717758.7611 | 1132298.8795 | 2717751.5138 | 1132320.1726
7 | 2718021.159 | 1132340.1145 | 2718016.4076 | 1132353.1779
8 | 2717742.9381 | 1132293.5232 | 2717758.7611 | 1132298.8795
9 | 2717742.9381 | 1132293.5232 | 2717769.5745 | 1132220.7466
10 | 2717742.9381 | 1132293.5232 | 2717704.8961 | 1132280.6069
11 | 2717515.2826 | 1132336.4062 | 2717515.701 | 1132339.5822
12 | 2717532.4215 | 1132396.1171 | 2717521.9944 | 1132387.3529 | 2717515.701 | 1132339.5822
13 | 2717532.4215 | 1132396.1171 | 2717546.0997 | 1132396.8843
14 | 2717532.4215 | 1132396.1171 | 2717512.6572 | 1132471.0165 | 2717512.265 | 1132508.4084
15 | 2717545.7782 | 1132248.0104 | 2717540.1277 | 1132256.1838 | 2717536.4369 | 1132262.6332
16 | 2717545.7782 | 1132248.0104 | 2717525.4707 | 1132228.4913 | 2717511.2322 | 1132216.8844 | 2717486.8408 | 1132217.644 | 2717484.4298 | 1132214.0948 | 2717488.0327 | 1132209.4284 | 2717492.7872 | 1132198.6135 | 2717494.6336 | 1132193.2344
17 | 2717545.7782 | 1132248.0104 | 2717548.5432 | 1132228.1451
18 | 2717545.7782 | 1132248.0104 | 2717566.445 | 1132237.194
19 | 2717565.5981 | 1132397.978 | 2717546.0997 | 1132396.8843
20 | 2717512.265 | 1132508.4084 | 2717512.0591 | 1132528.0383
21 | 2717494.6336 | 1132193.2344 | 2717496.5103 | 1132187.7675 | 2717496.5103 | 1132187.7675
22 | 2717549.8038 | 1132220.6541 | 2717549.3419 | 1132222.407 | 2717548.5432 | 1132228.1451
23 | 2717578.9887 | 1132221.6678 | 2717566.445 | 1132237.194
24 | 2717594.045 | 1132399.5736 | 2717565.5981 | 1132397.978
25 | 2717512.0409 | 1132673.6854 | 2717509.633 | 1132651.7794 | 2717511.1082 | 1132618.7081 | 2717512.0591 | 1132528.0383
26 | 2717495.51 | 1132153.6398 | 2717495.0434 | 1132157.0627 | 2717493.8873 | 1132174.1295 | 2717496.5103 | 1132187.7675
27 | 2717559.1133 | 1132185.3276 | 2717549.8038 | 1132220.6541
28 | 2717578.9887 | 1132221.6678 | 2717579.1802 | 1132221.4309
29 | 2717594.045 | 1132399.5736 | 2717600.2934 | 1132440.9898 | 2717604.6776 | 1132451.1708 | 2717608.3179 | 1132456.8931
30 | 2717594.045 | 1132399.5736 | 2717599.234 | 1132378.168
31 | 2717512.0409 | 1132673.6854 | 2717564.5403 | 1132685.2031
32 | 2717512.0409 | 1132673.6854 | 2717507.3603 | 1132689.3462
33 | 2717497.2453 | 1132106.4962 | 2717497.8394 | 1132130.1323 | 2717496.9751 | 1132142.8907 | 2717495.51 | 1132153.6398
34 | 2717559.1133 | 1132185.3276 | 2717542.9296 | 1132175.7063
35 | 2717559.1133 | 1132185.3276 | 2717570.8266 | 1132157.7035
36 | 2717579.1802 | 1132221.4309 | 2717591.1631 | 1132206.5987 | 2717593.3367 | 1132204.5396 | 2717594.5007 | 1132204.1286
37 | 2717716.996 | 1132246.2145 | 2717707.1478 | 1132274.2068
38 | 2717716.996 | 1132246.2145 | 2717726.8701 | 1132218.1483 | 2717726.8701 | 1132218.1483
39 | 2717704.8961 | 1132280.6069 | 2717707.1478 | 1132274.2068
40 | 2717726.8701 | 1132218.1483 | 2717728.2277 | 1132215.2582
41 | 2717704.8961 | 1132280.6069 | 2717687.3336 | 1132330.5371
42 | 2717680.3915 | 1132350.2733 | 2717687.3336 | 1132330.5371
43 | 2717769.5745 | 1132220.7466 | 2717774.8009 | 1132206.4667
44 | 2717674.4994 | 1132367.0246 | 2717680.3915 | 1132350.2733
45 | 2717674.4994 | 1132367.0246 | 2717665.7021 | 1132392.0354
46 | 2717186.2377 | 1131166.8908 | 2717183.4626 | 1131182.0805 | 2717175.2365 | 1131201.4897 | 2717166.2148 | 1131219.0266 | 2717160.056 | 1131227.9688 | 2717160.056 | 1131227.9688
47 | 2717186.2158 | 1131161.6294 | 2717186.2377 | 1131166.8908 | 2717186.2377 | 1131166.8908
48 | 2717112.2536 | 1131034.7966 | 2717127.7202 | 1131062.5755 | 2717166.068 | 1131130.8756 | 2717163.1142 | 1131187.4564 | 2717157.4479 | 1131202.3788 | 2717148.9623 | 1131224.4514 | 2717151.142 | 1131229.2302 | 2717156.925 | 1131229.3424 | 2717160.056 | 1131227.9688
49 | 2717176.7686 | 1131911.1297 | 2717160.056 | 1131227.9688
50 | 2717189.1723 | 1131028.8789 | 2717188.2815 | 1131029.7604 | 2717184.7344 | 1131042.2556 | 2717187.815 | 1131074.8595 | 2717186.1288 | 1131140.7378 | 2717186.2158 | 1131161.6294
51 | 2716851.9418 | 1131194.2268 | 2717112.2536 | 1131034.7966
52 | 2717431.9333 | 1132040.58 | 2717176.7686 | 1131911.1297
53 | 2717176.7686 | 1131911.1297 | 2717159.7361 | 1131908.0864 | 2717143.1765 | 1131909.6554 | 2717127.4428 | 1131900.4109 | 2717103.7121 | 1131894.8363 | 2717090.9276 | 1131895.956 | 2717080.3486 | 1131896.9406 | 2717064.5674 | 1131904.0508 | 2717054.5978 | 1131909.3613 | 2717044.3024 | 1131921.5479
54 | 2717189.1723 | 1131028.8789 | 2717363.071 | 1130654.7212
55 | 2716851.9418 | 1131194.2268 | 2716851.9418 | 1131194.2268 | 2716841.2239 | 1131192.7742 | 2716841.2239 | 1131192.7742
56 | 2716841.2239 | 1131192.7742 | 2716835.9843 | 1131185.6793 | 2716836.1714 | 1131183.3345
57 | 2717431.9333 | 1132040.58 | 2717436.3717 | 1132046.0255 | 2717438.5509 | 1132050.8044 | 2717438.8226 | 1132058.2258 | 2717443.157 | 1132069.0172 | 2717443.3528 | 1132080.3398 | 2717445.7757 | 1132083.2777 | 2717449.8826 | 1132084.3805 | 2717454.0651 | 1132081.9935 | 2717455.4367 | 1132075.2267 | 2717451.842 | 1132068.7747 | 2717452.3262 | 1132064.8704 | 2717459.5518 | 1132065.2111 | 2717463.8143 | 1132069.0076 | 2717464.7015 | 1132076.8523 | 2717463.4181 | 1132089.3802 | 2717460.3468 | 1132098.7936 | 2717463.5775 | 1132102.57 | 2717468.3521 | 1132101.4176 | 2717475.5379 | 1132093.1183 | 2717488.83 | 1132068.2599 | 2717492.8251 | 1132047.7905
58 | 2717383.8038 | 1132120.5656 | 2717385.2212 | 1132087.6599 | 2717391.4457 | 1132069.3685 | 2717394.0165 | 1132059.9454 | 2717400.3609 | 1132064.4161 | 2717397.9587 | 1132053.6733 | 2717398.7375 | 1132046.4947 | 2717403.5432 | 1132051.6693 | 2717406.3671 | 1132059.3404 | 2717415.7742 | 1132053.6527 | 2717409.2721 | 1132069.1813 | 2717409.9039 | 1132077.8883 | 2717416.2819 | 1132069.929 | 2717421.849 | 1132066.446 | 2717422.26 | 1132059.9607 | 2717422.8199 | 1132052.5555 | 2717431.9333 | 1132040.58
59 | 2717363.071 | 1130654.7212 | 2717363.071 | 1130654.7212 | 2717362.6147 | 1130641.3671
60 | 2717362.6147 | 1130641.3671 | 2717362.1703 | 1130628.3641
61 | 2717362.1703 | 1130628.3641 | 2717361.9806 | 1130622.8119
62 | 2717361.7993 | 1130619.1662 | 2717361.9806 | 1130622.8119 | 2717361.9806 | 1130622.8119
63 | 2717390.6966 | 1130555.6353 | 2717424.2261 | 1130505.6195 | 2717429.1632 | 1130457.3273
64 | 2717390.6966 | 1130555.6353 | 2717359.5153 | 1130573.2418 | 2717361.7993 | 1130619.1662
65 | 2717649.0766 | 1132439.301 | 2717652.649 | 1132429.1452 | 2717665.7021 | 1132392.0354
66 | 2717644.2982 | 1132452.8851 | 2717645.1481 | 1132450.4691 | 2717649.0766 | 1132439.301
67 | 2717634.1659 | 1132481.6875 | 2717644.2982 | 1132452.8851
68 | 2717634.1659 | 1132481.6875 | 2717628.8585 | 1132498.0241
69 | 2717634.1659 | 1132481.6875 | 2717626.6127 | 1132476.8372 | 2717620.6143 | 1132472.0284 | 2717609.8414 | 1132459.2879 | 2717608.3179 | 1132456.8931
70 | 2717634.1659 | 1132481.6875 | 2717650.1237 | 1132489.1345
71 | 2717606.7859 | 1132329.6901 | 2717603.3762 | 1132353.958
72 | 2717606.8034 | 1132329.5652 | 2717606.7859 | 1132329.6901
73 | 2717603.3762 | 1132353.958 | 2717600.9957 | 1132370.9007 | 2717599.4951 | 1132377.091
74 | 2717606.8034 | 1132329.5652 | 2717609.7776 | 1132308.397
75 | 2717599.4951 | 1132377.091 | 2717599.234 | 1132378.168
76 | 2717609.7776 | 1132308.397 | 2717610.6581 | 1132302.1304
77 | 2717614.326 | 1132276.0248 | 2717610.6581 | 1132302.1304
78 | 2717622.0504 | 1132254.1757 | 2717618.8783 | 1132260.2074 | 2717615.0419 | 1132270.9289 | 2717614.326 | 1132276.0248
79 | 2717625.3088 | 1132247.9799 | 2717622.0504 | 1132254.1757
80 | 2717383.8038 | 1132120.5656 | 2717378.4656 | 1132134.4713 | 2717362.6989 | 1132148.3745 | 2717357.5967 | 1132155.6914 | 2717361.7349 | 1132166.2789 | 2717360.6675 | 1132178.3997 | 2717350.7067 | 1132191.5929 | 2717343.589 | 1132207.1096 | 2717341.2141 | 1132222.7073 | 2717342.7773 | 1132248.8886 | 2717341.7577 | 1132269.2603 | 2717338.2549 | 1132279.4881 | 2717336.2237 | 1132298.8061 | 2717334.1093 | 1132309.9261
81 | 2717334.1093 | 1132309.9261 | 2717332.089 | 1132320.5515 | 2717319.39 | 1132335.9487 | 2717307.2864 | 1132352.814
82 | 2716836.6655 | 1131177.1423 | 2716836.6655 | 1131177.1423 | 2716836.1714 | 1131183.3345
83 | 2716836.6655 | 1131177.1423 | 2716832.7578 | 1131176.4552 | 2716825.1531 | 1131173.7623
84 | 2716825.1531 | 1131173.7623 | 2716821.3657 | 1131172.4212 | 2716821.5768 | 1131161.5068 | 2716819.2487 | 1131154.0753
85 | 2717495.4576 | 1132067.8131 | 2717492.8251 | 1132047.7905
86 | 2717512.561 | 1132827.6454 | 2717511.3979 | 1132827.2808
87 | 2717474.1994 | 1132818.8363 | 2717491.6755 | 1132821.0998 | 2717511.3979 | 1132827.2808
88 | 2717532.4893 | 1132833.8909 | 2717512.561 | 1132827.6454
89 | 2717474.1994 | 1132818.8363 | 2717358.5663 | 1132877.0038
90 | 2717532.4893 | 1132833.8909 | 2717531.5453 | 1132840.0545
91 | 2717532.4893 | 1132833.8909 | 2717540.0082 | 1132786.0217
92 | 2717531.5453 | 1132840.0545 | 2717526.6927 | 1132871.7592 | 2717521.7856 | 1132906.2648 | 2717519.1946 | 1132919.5011 | 2717515.7213 | 1132933.7543 | 2717512.146 | 1132946.1264 | 2717507.6669 | 1132959.4372 | 2717502.9316 | 1132971.6645 | 2717496.1747 | 1132986.0761 | 2717475.5823 | 1133024.8802
93 | 2717543.0214 | 1132766.8383 | 2717540.0082 | 1132786.0217
94 | 2717475.5823 | 1133024.8802 | 2717474.8467 | 1133026.2663 | 2717462.8975 | 1133048.5953
95 | 2717543.0214 | 1132766.8383 | 2717545.1035 | 1132753.5822 | 2717547.6447 | 1132739.7445 | 2717548.1363 | 1132737.7108
96 | 2717456.9282 | 1133059.75 | 2717462.8975 | 1133048.5953
97 | 2717556.475 | 1132708.8506 | 2717554.4143 | 1132715.2041 | 2717551.0955 | 1132725.4687 | 2717548.1363 | 1132737.7108
98 | 2717670.1337 | 1132498.4864 | 2717663.3058 | 1132495.2861 | 2717650.1237 | 1132489.1345
99 | 2717655.152 | 1132164.9335 | 2717663.4676 | 1132146.9248
100 | 2717651.0691 | 1132173.7758 | 2717655.152 | 1132164.9335
101 | 2717651.0691 | 1132173.7758 | 2717646.7339 | 1132182.6634
102 | 2717684.1711 | 1132189.6531 | 2717651.0691 | 1132173.7758
103 | 2717634.4491 | 1132205.7627 | 2717637.9606 | 1132200.6498 | 2717646.7339 | 1132182.6634
104 | 2717634.4491 | 1132205.7627 | 2717629.2438 | 1132206.0949 | 2717620.4639 | 1132206.869 | 2717613.9458 | 1132206.5865 | 2717602.7153 | 1132204.2414
105 | 2717631.6565 | 1132222.2083 | 2717634.4491 | 1132205.7627
106 | 2717603.1065 | 1132049.2807 | 2717603.5746 | 1132073.1059 | 2717602.6147 | 1132081.6596 | 2717600.7308 | 1132090.2065 | 2717595.99 | 1132104.257 | 2717591.395 | 1132115.0981
107 | 2717603.1065 | 1132049.2807 | 2717580.086 | 1132050.8005
108 | 2717591.395 | 1132115.0981 | 2717587.8653 | 1132123.4259
109 | 2717580.086 | 1132050.8005 | 2717571.8317 | 1132062.1476 | 2717569.6164 | 1132066.3518 | 2717566.3595 | 1132076.8188
110 | 2717602.7153 | 1132204.2414 | 2717599.9696 | 1132203.6681 | 2717595.6943 | 1132203.7072 | 2717594.5007 | 1132204.1286
111 | 2717631.6565 | 1132222.2083 | 2717642.7196 | 1132225.6037 | 2717642.84 | 1132225.6593
112 | 2717631.6565 | 1132222.2083 | 2717630.5695 | 1132228.6017
113 | 2717571.4379 | 1132156.5898 | 2717581.8463 | 1132137.6266 | 2717587.8653 | 1132123.4259
114 | 2717566.3595 | 1132076.8188 | 2717565.3002 | 1132080.2231
115 | 2717642.84 | 1132225.6593 | 2717653.7268 | 1132230.6881 | 2717658.3789 | 1132234.2993
116 | 2717625.3088 | 1132247.9799 | 2717626.6685 | 1132245.3935 | 2717628.9077 | 1132238.3768 | 2717630.5695 | 1132228.6017
117 | 2717621.1038 | 1132521.8932 | 2717628.8585 | 1132498.0241
118 | 2717621.1038 | 1132521.8932 | 2717616.1797 | 1132537.0499
119 | 2717456.9282 | 1133059.75 | 2717438.3146 | 1133094.5326
120 | 2717564.5403 | 1132685.2031 | 2717558.5928 | 1132702.3212 | 2717556.475 | 1132708.8506
121 | 2717625.3088 | 1132247.9799 | 2717633.6915 | 1132249.7998 | 2717639.8276 | 1132252.8299
122 | 2717663.6585 | 1132238.3977 | 2717658.3789 | 1132234.2993
123 | 2717639.8585 | 1132252.8452 | 2717639.8276 | 1132252.8299
124 | 2717307.2864 | 1132352.814 | 2717307.2864 | 1132352.814 | 2717306.773 | 1132365.3681 | 2717295.3853 | 1132402.6557
125 | 2717295.3853 | 1132402.6557 | 2717294.074 | 1132406.9496 | 2717300.8785 | 1132453.9354 | 2717287.9718 | 1132497.8923 | 2717284.4701 | 1132541.7872 | 2717284.4701 | 1132541.7872
126 | 2717495.4576 | 1132067.8131 | 2717496.6092 | 1132076.5723 | 2717496.4493 | 1132080.3555
127 | 2717496.4493 | 1132080.3555 | 2717495.8528 | 1132094.4697 | 2717497.1404 | 1132102.3222 | 2717497.2453 | 1132106.4962
128 | 2717507.3603 | 1132689.3462 | 2717498.3106 | 1132719.6257
129 | 2717494.9372 | 1132730.9127 | 2717498.3106 | 1132719.6257
130 | 2717480.5653 | 1132778.9999 | 2717494.9372 | 1132730.9127
131 | 2717542.9296 | 1132175.7063 | 2717540.9596 | 1132174.5351
132 | 2717570.8266 | 1132157.7035 | 2717571.4379 | 1132156.5898
133 | 2717570.8266 | 1132157.7035 | 2717552.4131 | 1132147.947
134 | 2717639.8585 | 1132252.8452 | 2717653.5642 | 1132259.6133
135 | 2717658.5148 | 1132262.0579 | 2717653.5642 | 1132259.6133
136 | 2717558.6808 | 1132101.4961 | 2717565.3002 | 1132080.2231
137 | 2717532.5987 | 1132133.3684 | 2717522.4296 | 1132125.1768
138 | 2717532.5987 | 1132133.3684 | 2717540.0804 | 1132139.3954
139 | 2717540.0804 | 1132139.3954 | 2717543.3732 | 1132142.0479 | 2717550.1748 | 1132146.7611 | 2717552.4131 | 1132147.947
140 | 2717536.8198 | 1132172.074 | 2717540.9596 | 1132174.5351
141 | 2717438.3146 | 1133094.5326 | 2717416.2261 | 1133135.8085
142 | 2717416.2261 | 1133135.8085 | 2717406.0988 | 1133154.7332
143 | 2717395.0612 | 1133175.3587 | 2717406.0988 | 1133154.7332
144 | 2717379.3842 | 1133204.6536 | 2717395.0612 | 1133175.3587
145 | 2717379.3842 | 1133204.6536 | 2717402.7431 | 1133218.3677
146 | 2717379.3842 | 1133204.6536 | 2717366.8676 | 1133227.5962
147 | 2717458.29 | 1133247.1821 | 2717407.8826 | 1133221.3851 | 2717402.7431 | 1133218.3677
148 | 2717366.8676 | 1133227.5962 | 2717365.5554 | 1133230.0013
149 | 2717489.1483 | 1133189.2985 | 2717458.29 | 1133247.1821
150 | 2717355.6439 | 1133248.1688 | 2717365.5554 | 1133230.0013
151 | 2717461.1543 | 1133188.9986 | 2717470.1043 | 1133180.9894 | 2717471.8717 | 1133180.7903 | 2717474.3259 | 1133181.305 | 2717489.1483 | 1133189.2985
152 | 2717349.6926 | 1133259.0774 | 2717355.6439 | 1133248.1688
153 | 2717349.6926 | 1133259.0774 | 2717348.1785 | 1133261.8527 | 2717335.3957 | 1133286.2388

## bus_geodata
| x | y | coords
0 | 2717936.8026 | 1132406.0073
1 | 2717964.0862 | 1132324.4564
2 | 2717742.8872 | 1132345.5177
3 | 2717988.52 | 1132332.9502
4 | 2717751.5138 | 1132320.1726
5 | 2717984.806 | 1132342.9953
6 | 2718021.159 | 1132340.1145
7 | 2717758.7611 | 1132298.8796
8 | 2717742.9381 | 1132293.5232
9 | 2718016.4076 | 1132353.1779
10 | 2717515.2826 | 1132336.4062
11 | 2717515.701 | 1132339.5822
12 | 2717532.4215 | 1132396.1171
13 | 2717536.4369 | 1132262.6332
14 | 2717545.7782 | 1132248.0104
15 | 2717546.0997 | 1132396.8843
16 | 2717512.265 | 1132508.4084
17 | 2717494.6336 | 1132193.2344
18 | 2717548.5432 | 1132228.1451
19 | 2717566.445 | 1132237.194
20 | 2717565.5981 | 1132397.978
21 | 2717512.0591 | 1132528.0383
22 | 2717496.5103 | 1132187.7675
23 | 2717549.8038 | 1132220.6541
24 | 2717578.9887 | 1132221.6678
25 | 2717594.045 | 1132399.5736
26 | 2717512.0409 | 1132673.6854
27 | 2717495.51 | 1132153.6398
28 | 2717559.1133 | 1132185.3276
29 | 2717579.1802 | 1132221.4309
30 | 2717716.996 | 1132246.2145
31 | 2717707.1478 | 1132274.2068
32 | 2717726.8701 | 1132218.1483
33 | 2717704.8961 | 1132280.6069
34 | 2717728.2277 | 1132215.2582
35 | 2717687.3336 | 1132330.5371
36 | 2717769.5745 | 1132220.7466
37 | 2717680.3915 | 1132350.2733
38 | 2717774.8009 | 1132206.4667
39 | 2717674.4994 | 1132367.0246
40 | 2717186.2377 | 1131166.8908
41 | 2717160.056 | 1131227.9688
42 | 2717186.2158 | 1131161.6294
43 | 2717112.2536 | 1131034.7966
44 | 2717176.7686 | 1131911.1297
45 | 2717189.1723 | 1131028.8789
46 | 2716851.9418 | 1131194.2268
47 | 2716841.2239 | 1131192.7742
48 | 2717431.9333 | 1132040.58
49 | 2717044.3024 | 1131921.5479
50 | 2717363.071 | 1130654.7212
51 | 2717362.6147 | 1130641.3671
52 | 2717362.1703 | 1130628.3641
53 | 2717361.9806 | 1130622.8119
54 | 2717429.1632 | 1130457.3273
55 | 2717390.6966 | 1130555.6353
56 | 2717361.7993 | 1130619.1662
57 | 2717665.7021 | 1132392.0354
58 | 2717649.0766 | 1132439.301
59 | 2717644.2982 | 1132452.8851
60 | 2717634.1659 | 1132481.6875
61 | 2717606.7859 | 1132329.6901
62 | 2717603.3762 | 1132353.958
63 | 2717606.8034 | 1132329.5652
64 | 2717599.4951 | 1132377.091
65 | 2717609.7776 | 1132308.397
66 | 2717599.234 | 1132378.168
67 | 2717610.6581 | 1132302.1304
68 | 2717614.326 | 1132276.0248
69 | 2717608.3179 | 1132456.8931
70 | 2717622.0504 | 1132254.1757
71 | 2717383.8038 | 1132120.5656
72 | 2717334.1093 | 1132309.9261
73 | 2716836.1714 | 1131183.3345
74 | 2716836.6655 | 1131177.1423
75 | 2716825.1531 | 1131173.7623
76 | 2716819.2487 | 1131154.0753
77 | 2717492.8251 | 1132047.7905
78 | 2717511.3979 | 1132827.2808
79 | 2717512.561 | 1132827.6454
80 | 2717474.1994 | 1132818.8363
81 | 2717532.4893 | 1132833.8909
82 | 2717358.5663 | 1132877.0038
83 | 2717531.5453 | 1132840.0545
84 | 2717540.0082 | 1132786.0217
85 | 2717475.5823 | 1133024.8802
86 | 2717543.0214 | 1132766.8383
87 | 2717462.8975 | 1133048.5953
88 | 2717548.1363 | 1132737.7107
89 | 2717670.1337 | 1132498.4864
90 | 2717650.1237 | 1132489.1345
91 | 2717655.152 | 1132164.9335
92 | 2717663.4676 | 1132146.9248
93 | 2717651.0691 | 1132173.7758
94 | 2717646.7339 | 1132182.6634
95 | 2717684.1711 | 1132189.6531
96 | 2717634.4491 | 1132205.7627
97 | 2717603.1065 | 1132049.2807
98 | 2717591.395 | 1132115.0981
99 | 2717580.086 | 1132050.8005
100 | 2717602.7153 | 1132204.2414
101 | 2717631.6564 | 1132222.2083
102 | 2717587.8653 | 1132123.4259
103 | 2717566.3595 | 1132076.8188
104 | 2717594.5007 | 1132204.1286
105 | 2717642.84 | 1132225.6593
106 | 2717630.5695 | 1132228.6017
107 | 2717628.8585 | 1132498.0241
108 | 2717621.1038 | 1132521.8932
109 | 2717616.1797 | 1132537.0499
110 | 2717456.9282 | 1133059.75
111 | 2717556.475 | 1132708.8506
112 | 2717625.3088 | 1132247.9799
113 | 2717658.3789 | 1132234.2993
114 | 2717663.6585 | 1132238.3977
115 | 2717639.8276 | 1132252.8299
116 | 2717307.2864 | 1132352.814
117 | 2717295.3853 | 1132402.6557
118 | 2717284.4701 | 1132541.7872
119 | 2717495.4576 | 1132067.8131
120 | 2717496.4493 | 1132080.3555
121 | 2717564.5403 | 1132685.2031
122 | 2717507.3603 | 1132689.3462
123 | 2717498.3106 | 1132719.6257
124 | 2717494.9372 | 1132730.9127
125 | 2717480.5653 | 1132778.9999
126 | 2717497.2453 | 1132106.4962
127 | 2717542.9296 | 1132175.7063
128 | 2717570.8266 | 1132157.7035
129 | 2717639.8585 | 1132252.8452
130 | 2717653.5642 | 1132259.6133
131 | 2717658.5148 | 1132262.0579
132 | 2717565.3002 | 1132080.2231
133 | 2717558.6808 | 1132101.4961
134 | 2717571.4379 | 1132156.5898
135 | 2717532.5987 | 1132133.3684
136 | 2717522.4296 | 1132125.1768
137 | 2717540.0804 | 1132139.3954
138 | 2717552.4131 | 1132147.947
139 | 2717540.9596 | 1132174.5351
140 | 2717536.8198 | 1132172.074
141 | 2717438.3146 | 1133094.5326
142 | 2717416.2261 | 1133135.8085
143 | 2717406.0988 | 1133154.7332
144 | 2717395.0612 | 1133175.3587
145 | 2717379.3842 | 1133204.6536
146 | 2717402.7432 | 1133218.3677
147 | 2717366.8676 | 1133227.5962
148 | 2717458.29 | 1133247.1821
149 | 2717365.5554 | 1133230.0013
150 | 2717489.1483 | 1133189.2985
151 | 2717355.6439 | 1133248.1688
152 | 2717461.1543 | 1133188.9986
153 | 2717349.6926 | 1133259.0774
154 | 2717335.3957 | 1133286.2388
155 | 2717545.7782 | 1132248.0104

## line_std_types
| c_nf_per_km | r_ohm_per_km | x_ohm_per_km | max_i_ka | type | q_mm2 | alpha | voltage_rating
NAYY 4x50 SE | 210 | 0.642 | 0.083 | 0.142 | cs | 50 | 0.00403 | LV
NAYY 4x120 SE | 264 | 0.225 | 0.08 | 0.242 | cs | 120 | 0.00403 | LV
NAYY 4x150 SE | 261 | 0.208 | 0.08 | 0.27 | cs | 150 | 0.00403 | LV
NA2XS2Y 1x95 RM/25 12/20 kV | 216 | 0.313 | 0.132 | 0.252 | cs | 95 | 0.00403 | MV
NA2XS2Y 1x185 RM/25 12/20 kV | 273 | 0.161 | 0.117 | 0.362 | cs | 185 | 0.00403 | MV
NA2XS2Y 1x240 RM/25 12/20 kV | 304 | 0.122 | 0.112 | 0.421 | cs | 240 | 0.00403 | MV
NA2XS2Y 1x95 RM/25 6/10 kV | 315 | 0.313 | 0.123 | 0.249 | cs | 95 | 0.00403 | MV
NA2XS2Y 1x185 RM/25 6/10 kV | 406 | 0.161 | 0.11 | 0.358 | cs | 185 | 0.00403 | MV
NA2XS2Y 1x240 RM/25 6/10 kV | 456 | 0.122 | 0.105 | 0.416 | cs | 240 | 0.00403 | MV
NA2XS2Y 1x150 RM/25 12/20 kV | 250 | 0.206 | 0.116 | 0.319 | cs | 150 | 0.00403 | MV
NA2XS2Y 1x120 RM/25 12/20 kV | 230 | 0.253 | 0.119 | 0.283 | cs | 120 | 0.00403 | MV
NA2XS2Y 1x70 RM/25 12/20 kV | 190 | 0.443 | 0.132 | 0.22 | cs | 70 | 0.00403 | MV
NA2XS2Y 1x150 RM/25 6/10 kV | 360 | 0.206 | 0.11 | 0.315 | cs | 150 | 0.00403 | MV
NA2XS2Y 1x120 RM/25 6/10 kV | 340 | 0.253 | 0.113 | 0.28 | cs | 120 | 0.00403 | MV
NA2XS2Y 1x70 RM/25 6/10 kV | 280 | 0.443 | 0.123 | 0.217 | cs | 70 | 0.00403 | MV
N2XS(FL)2Y 1x120 RM/35 64/110 kV | 112 | 0.153 | 0.166 | 0.366 | cs | 120 | 0.00393 | HV
N2XS(FL)2Y 1x185 RM/35 64/110 kV | 125 | 0.099 | 0.156 | 0.457 | cs | 185 | 0.00393 | HV
N2XS(FL)2Y 1x240 RM/35 64/110 kV | 135 | 0.075 | 0.149 | 0.526 | cs | 240 | 0.00393 | HV
N2XS(FL)2Y 1x300 RM/35 64/110 kV | 144 | 0.06 | 0.144 | 0.588 | cs | 300 | 0.00393 | HV
15-AL1/3-ST1A 0.4 | 11 | 1.8769 | 0.35 | 0.105 | ol | 16 | 0.00403 | LV
24-AL1/4-ST1A 0.4 | 11.25 | 1.2012 | 0.335 | 0.14 | ol | 24 | 0.00403 | LV
48-AL1/8-ST1A 0.4 | 12.2 | 0.5939 | 0.3 | 0.21 | ol | 48 | 0.00403 | LV
94-AL1/15-ST1A 0.4 | 13.2 | 0.306 | 0.29 | 0.35 | ol | 94 | 0.00403 | LV
34-AL1/6-ST1A 10.0 | 9.7 | 0.8342 | 0.36 | 0.17 | ol | 34 | 0.00403 | MV
48-AL1/8-ST1A 10.0 | 10.1 | 0.5939 | 0.35 | 0.21 | ol | 48 | 0.00403 | MV
70-AL1/11-ST1A 10.0 | 10.4 | 0.4132 | 0.339 | 0.29 | ol | 70 | 0.00403 | MV
94-AL1/15-ST1A 10.0 | 10.75 | 0.306 | 0.33 | 0.35 | ol | 94 | 0.00403 | MV
122-AL1/20-ST1A 10.0 | 11.1 | 0.2376 | 0.323 | 0.41 | ol | 122 | 0.00403 | MV
149-AL1/24-ST1A 10.0 | 11.25 | 0.194 | 0.315 | 0.47 | ol | 149 | 0.00403 | MV
34-AL1/6-ST1A 20.0 | 9.15 | 0.8342 | 0.382 | 0.17 | ol | 34 | 0.00403 | MV
48-AL1/8-ST1A 20.0 | 9.5 | 0.5939 | 0.372 | 0.21 | ol | 48 | 0.00403 | MV
70-AL1/11-ST1A 20.0 | 9.7 | 0.4132 | 0.36 | 0.29 | ol | 70 | 0.00403 | MV
94-AL1/15-ST1A 20.0 | 10 | 0.306 | 0.35 | 0.35 | ol | 94 | 0.00403 | MV
122-AL1/20-ST1A 20.0 | 10.3 | 0.2376 | 0.344 | 0.41 | ol | 122 | 0.00403 | MV
149-AL1/24-ST1A 20.0 | 10.5 | 0.194 | 0.337 | 0.47 | ol | 149 | 0.00403 | MV
184-AL1/30-ST1A 20.0 | 10.75 | 0.1571 | 0.33 | 0.535 | ol | 184 | 0.00403 | MV
243-AL1/39-ST1A 20.0 | 11 | 0.1188 | 0.32 | 0.645 | ol | 243 | 0.00403 | MV
48-AL1/8-ST1A 110.0 | 8 | 0.5939 | 0.46 | 0.21 | ol | 48 | 0.00403 | HV
70-AL1/11-ST1A 110.0 | 8.4 | 0.4132 | 0.45 | 0.29 | ol | 70 | 0.00403 | HV
94-AL1/15-ST1A 110.0 | 8.65 | 0.306 | 0.44 | 0.35 | ol | 94 | 0.00403 | HV
122-AL1/20-ST1A 110.0 | 8.5 | 0.2376 | 0.43 | 0.41 | ol | 122 | 0.00403 | HV
149-AL1/24-ST1A 110.0 | 8.75 | 0.194 | 0.41 | 0.47 | ol | 149 | 0.00403 | HV
184-AL1/30-ST1A 110.0 | 8.8 | 0.1571 | 0.4 | 0.535 | ol | 184 | 0.00403 | HV
243-AL1/39-ST1A 110.0 | 9 | 0.1188 | 0.39 | 0.645 | ol | 243 | 0.00403 | HV
305-AL1/39-ST1A 110.0 | 9.2 | 0.0949 | 0.38 | 0.74 | ol | 305 | 0.00403 | HV
490-AL1/64-ST1A 110.0 | 9.75 | 0.059 | 0.37 | 0.96 | ol | 490 | 0.00403 | HV
679-AL1/86-ST1A 110.0 | 9.95 | 0.042 | 0.36 | 1.15 | ol | 679 | 0.00403 | HV
490-AL1/64-ST1A 220.0 | 10 | 0.059 | 0.285 | 0.96 | ol | 490 | 0.00403 | HV
679-AL1/86-ST1A 220.0 | 11.7 | 0.042 | 0.275 | 1.15 | ol | 679 | 0.00403 | HV
490-AL1/64-ST1A 380.0 | 11 | 0.059 | 0.253 | 0.96 | ol | 490 | 0.00403 | HV
679-AL1/86-ST1A 380.0 | 14.6 | 0.042 | 0.25 | 1.15 | ol | 679 | 0.00403 | HV

## trafo_std_types
| i0_percent | pfe_kw | vkr_percent | sn_mva | vn_lv_kv | vn_hv_kv | vk_percent | shift_degree | vector_group | tap_side | tap_neutral | tap_min | tap_max | tap_step_degree | tap_step_percent | tap_phase_shifter
160 MVA 380/110 kV | 0.06 | 60 | 0.25 | 160 | 110 | 380 | 12.2 | 0 | Yy0 | hv | 0 | -9 | 9 | 0 | 1.5 | FALSE
100 MVA 220/110 kV | 0.06 | 55 | 0.26 | 100 | 110 | 220 | 12 | 0 | Yy0 | hv | 0 | -9 | 9 | 0 | 1.5 | FALSE
63 MVA 110/20 kV | 0.04 | 22 | 0.32 | 63 | 20 | 110 | 18 | 150 | YNd5 | hv | 0 | -9 | 9 | 0 | 1.5 | FALSE
40 MVA 110/20 kV | 0.05 | 18 | 0.34 | 40 | 20 | 110 | 16.2 | 150 | YNd5 | hv | 0 | -9 | 9 | 0 | 1.5 | FALSE
25 MVA 110/20 kV | 0.07 | 14 | 0.41 | 25 | 20 | 110 | 12 | 150 | YNd5 | hv | 0 | -9 | 9 | 0 | 1.5 | FALSE
63 MVA 110/10 kV | 0.04 | 22 | 0.32 | 63 | 10 | 110 | 18 | 150 | YNd5 | hv | 0 | -9 | 9 | 0 | 1.5 | FALSE
40 MVA 110/10 kV | 0.05 | 18 | 0.34 | 40 | 10 | 110 | 16.2 | 150 | YNd5 | hv | 0 | -9 | 9 | 0 | 1.5 | FALSE
25 MVA 110/10 kV | 0.07 | 14 | 0.41 | 25 | 10 | 110 | 12 | 150 | YNd5 | hv | 0 | -9 | 9 | 0 | 1.5 | FALSE
0.25 MVA 20/0.4 kV | 0.32 | 0.8 | 1.44 | 0.25 | 0.4 | 20 | 6 | 150 | Yzn5 | hv | 0 | -2 | 2 | 0 | 2.5 | FALSE
0.4 MVA 20/0.4 kV | 0.3375 | 1.35 | 1.425 | 0.4 | 0.4 | 20 | 6 | 150 | Dyn5 | hv | 0 | -2 | 2 | 0 | 2.5 | FALSE
0.63 MVA 20/0.4 kV | 0.2619 | 1.65 | 1.206 | 0.63 | 0.4 | 20 | 6 | 150 | Dyn5 | hv | 0 | -2 | 2 | 0 | 2.5 | FALSE
0.25 MVA 10/0.4 kV | 0.24 | 0.6 | 1.2 | 0.25 | 0.4 | 10 | 4 | 150 | Dyn5 | hv | 0 | -2 | 2 | 0 | 2.5 | FALSE
0.4 MVA 10/0.4 kV | 0.2375 | 0.95 | 1.325 | 0.4 | 0.4 | 10 | 4 | 150 | Dyn5 | hv | 0 | -2 | 2 | 0 | 2.5 | FALSE
0.63 MVA 10/0.4 kV | 0.1873 | 1.18 | 1.0794 | 0.63 | 0.4 | 10 | 4 | 150 | Dyn5 | hv | 0 | -2 | 2 | 0 | 2.5 | FALSE

## trafo3w_std_types
| sn_hv_mva | sn_mv_mva | sn_lv_mva | vn_hv_kv | vn_mv_kv | vn_lv_kv | vk_hv_percent | vk_mv_percent | vk_lv_percent | vkr_hv_percent | vkr_mv_percent | vkr_lv_percent | pfe_kw | i0_percent | shift_mv_degree | shift_lv_degree | vector_group | tap_side | tap_neutral | tap_min | tap_max | tap_step_percent
63/25/38 MVA 110/20/10 kV | 63 | 25 | 38 | 110 | 20 | 10 | 10.4 | 10.4 | 10.4 | 0.28 | 0.32 | 0.35 | 35 | 0.89 | 0 | 0 | YN0yn0yn0 | hv | 0 | -10 | 10 | 1.2
63/25/38 MVA 110/10/10 kV | 63 | 25 | 38 | 110 | 10 | 10 | 10.4 | 10.4 | 10.4 | 0.28 | 0.32 | 0.35 | 35 | 0.89 | 0 | 0 | YN0yn0yn0 | hv | 0 | -10 | 10 | 1.2

## fuse_std_types
| fuse_type | i_rated_a | t_avg | t_min | t_total | x_avg | x_min | x_total
HV 100A | HV 100A | 100 | 0 | [10.0, 3.64, 0.854, 0.281, 0.1, 0.0531, 0.022, 0.01] | [10.0, 4.267, 1.21, 0.403, 0.1, 0.058, 0.022, 0.01] | 0 | [300.0, 350.0, 450.0, 550.0, 700.0, 850.0, 1200.0, 1752.0] | [600.0, 700.0, 900.0, 1150.0, 1665.0, 2000.0, 3000.0, 4313.0]
HV 10A | HV 10A | 10 | 0 | [10.0, 1675.0, 0.344, 0.156, 0.1, 0.0417, 0.0171, 0.01] | [10.0, 1.3, 0.3, 0.155, 0.1, 0.0555, 0.023, 0.01] | 0 | [30.0, 32.0, 35.0, 37.0, 39.0, 50.0, 70.0, 88.0] | [60.0, 70.0, 80.0, 87.0, 94.0, 110.0, 150.0, 216.0]
HV 125A | HV 125A | 125 | 0 | [10.0, 1.82, 0.344, 0.1, 0.0467, 0.0269, 0.01] | [10.0, 2.478, 0.426, 0.1, 0.0427, 0.0211, 0.01] | 0 | [375.0, 500.0, 700.0, 925.0, 1200.0, 1500.0, 2341.0] | [750.0, 1000.0, 1500.0, 2200.0, 3000.0, 4000.0, 5765.0]
HV 160A | HV 160A | 160 | 0 | [10.0, 4.15, 1.03, 0.198, 0.1, 0.051, 0.0172, 0.01] | [10.0, 2.3, 0.734, 0.274, 0.1, 0.046, 0.0177, 0.01] | 0 | [480.0, 550.0, 700.0, 1000.0, 1260.0, 1600.0, 2500.0, 3227.0] | [960.0, 1300.0, 1700.0, 2200.0, 2996.0, 4000.0, 6000.0, 7946.0]
HV 16A | HV 16A | 16 | 0 | [10.0, 0.352, 0.164, 0.1, 0.0649, 0.0342, 0.01] | [10.0, 2.34, 0.722, 0.181, 0.1, 0.055, 0.0296, 0.01] | 0 | [48.0, 60.0, 65.0, 71.0, 80.0, 100.0, 162.0] | [96.0, 110.0, 125.0, 150.0, 168.0, 200.0, 250.0, 398.0]
HV 200A | HV 200A | 200 | 0 | [10.0, 4.267, 1.21, 0.403, 0.1, 0.058, 0.022, 0.01] | [10.0, 3.73, 1.654, 0.328, 0.1, 0.0531, 0.019, 0.01] | 0 | [600.0, 700.0, 900.0, 1150.0, 1665.0, 2000.0, 3000.0, 4313.0] | [1200.0, 1500.0, 1800.0, 2700.0, 3960.0, 5000.0, 7500.0, 10620.0]
HV 20A | HV 20A | 20 | 0 | [10.0, 1.3, 0.3, 0.155, 0.1, 0.0555, 0.023, 0.01] | [10.0, 1.3, 0.161, 0.1, 0.0611, 0.0399, 0.0141, 0.01] | 0 | [60.0, 70.0, 80.0, 87.0, 94.0, 110.0, 150.0, 216.0] | [120.0, 150.0, 200.0, 223.0, 260.0, 300.0, 450.0, 532.0]
HV 25A | HV 25A | 25 | 0 | [10.0, 2.512, 0.833, 0.299, 0.1, 0.0372, 0.0223, 0.01] | [10.0, 3.125, 0.597, 0.198, 0.1, 0.0378, 0.022, 0.01] | 0 | [75.0, 82.0, 90.0, 100.0, 124.0, 170.0, 200.0, 289.0] | [150.0, 170.0, 210.0, 250.0, 294.0, 400.0, 500.0, 711.0]
HV 31.5A | HV 31.5A | 31.5 | 0 | [10.0, 2.34, 0.722, 0.181, 0.1, 0.055, 0.0296, 0.01] | [10.0, 2.84, 0.368, 0.164, 0.1, 0.0621, 0.0378, 0.0195, 0.01] | 0 | [95.0, 110.0, 125.0, 150.0, 165.0, 200.0, 250.0, 390.0] | [189.0, 220.0, 300.0, 350.0, 393.0, 450.0, 530.0, 700.0, 960.0]
HV 40A | HV 40A | 40 | 0 | [10.0, 1.3, 0.161, 0.1, 0.0611, 0.0399, 0.0141, 0.01] | [10.0, 2.05, 0.369, 0.198, 0.1, 0.051, 0.0298, 0.01] | 0 | [120.0, 150.0, 200.0, 223.0, 260.0, 300.0, 450.0, 532.0] | [240.0, 300.0, 400.0, 450.0, 530.0, 650.0, 800.0, 1311.0]
HV 50A | HV 50A | 50 | 0 | [10.0, 3.215, 0.597, 0.198, 0.1, 0.0378, 0.022, 0.01] | [10.0, 3.64, 0.854, 0.281, 0.1, 0.0531, 0.022, 0.01] | 0 | [150.0, 170.0, 210.0, 250.0, 294.0, 400.0, 500.0, 711.0] | [300.0, 350.0, 450.0, 550.0, 700.0, 850.0, 1200.0, 1752.0]
HV 6.3A | HV 6.3A | 6.3 | 0 | [10.0, 1.39, 0.344, 0.168, 0.1, 0.056, 0.0263, 0.01] | [10.0, 1.711, 0.516, 0.198, 0.1, 0.0634, 0.0303, 0.01] | 0 | [19.0, 19.5, 20.4, 20.8, 22.0, 25.0, 32.0, 48.0] | [38.0, 40.0, 43.0, 48.0, 53.0, 60.0, 75.0, 118.0]
HV 63A | HV 63A | 63 | 0 | [10.0, 2.84, 0.368, 0.164, 0.1, 0.0621, 0.0378, 0.0195, 0.01] | [10.0, 1.82, 0.344, 0.1, 0.0467, 0.0269, 0.01] | 0 | [189.0, 220.0, 300.0, 350.0, 393.0, 450.0, 530.0, 700.0, 961.0] | [378.0, 500.0, 700.0, 934.0, 1200.0, 1500.0, 2366.0]
HV 80A | HV 80A | 80 | 0 | [10.0, 2.05, 0.369, 0.198, 0.1, 0.051, 0.0298, 0.01] | [10.0, 4.15, 1.03, 0.198, 0.1, 0.051, 0.0172, 0.01] | 0 | [240.0, 300.0, 400.0, 450.0, 530.0, 650.0, 800.0, 1311.0] | [480.0, 550.0, 700.0, 1000.0, 1260.0, 1600.0, 2500.0, 3227.0]
Siemens NH-1-100 | Siemens NH-1-100 | 100 | [5400.0, 2000.0, 400.0, 20.0, 1.0, 0.2, 0.012, 0.004] | 0 | 0 | [150.0, 190.0, 250.0, 430.0, 900.0, 1250.0, 2700.0, 3600.0] | 0 | 0
Siemens NH-1-125 | Siemens NH-1-125 | 125 | [4800.0, 120.0, 7.0, 0.1, 0.004] | 0 | 0 | [180.0, 400.0, 740.0, 2000.0, 4250.0] | 0 | 0
Siemens NH-1-16 | Siemens NH-1-16 | 16 | [4000.0, 400.0, 2.0, 0.1, 0.04, 0.01] | 0 | 0 | [26.0, 35.0, 75.0, 150.0, 200.0, 300.0] | 0 | 0
Siemens NH-1-160 | Siemens NH-1-160 | 160 | [4800.0, 120.0, 7.0, 0.1, 0.004] | 0 | 0 | [210.0, 500.0, 900.0, 2300.0, 5000.0] | 0 | 0
Siemens NH-1-25 | Siemens NH-1-25 | 25 | [4000.0, 1000.0, 10.0, 0.2, 0.02, 0.01] | 0 | 0 | [40.0, 50.0, 100.0, 210.0, 400.0, 500.0] | 0 | 0
Siemens NH-1-50 | Siemens NH-1-50 | 50 | [4000.0, 40.0, 4.0, 1.0, 0.02, 0.01] | 0 | 0 | [86.0, 200.0, 300.0, 400.0, 1000.0, 1280.0] | 0 | 0
Siemens NH-1-63 | Siemens NH-1-63 | 63 | [4000.0, 100.0, 10.0, 2.0, 0.04, 0.01] | 0 | 0 | [100.0, 200.0, 300.0, 400.0, 1000.0, 1500.0] | 0 | 0
Siemens NH-1-80 | Siemens NH-1-80 | 80 | [4800.0, 120.0, 7.0, 0.1, 0.01] | 0 | 0 | [150.58, 250.0, 450.0, 1150.0, 2470.0] | 0 | 0
Siemens NH-2-1000 | Siemens NH-2-1000 | 1000 | [4800.0, 120.0, 7.0, 0.1, 0.004] | 0 | 0 | [1900.0, 3500.0, 8400.0, 24000.0, 52000.0] | 0 | 0
Siemens NH-2-200 | Siemens NH-2-200 | 200 | [4800.0, 120.0, 7.0, 0.1, 0.004] | 0 | 0 | [280.0, 650.0, 1200.0, 3000.0, 7000.0] | 0 | 0
Siemens NH-2-224 | Siemens NH-2-224 | 224 | [4800.0, 120.0, 7.0, 0.2, 0.04, 0.004] | 0 | 0 | [400.0, 750.0, 1453.0, 3025.0, 4315.0, 7600.0] | 0 | 0
Siemens NH-2-250 | Siemens NH-2-250 | 250 | [4800.0, 120.0, 7.0, 0.1, 0.004] | 0 | 0 | [450.0, 800.0, 1650.0, 4000.0, 8500.0] | 0 | 0
Siemens NH-2-315 | Siemens NH-2-315 | 315 | [4800.0, 120.0, 7.0, 0.1, 0.004] | 0 | 0 | [550.0, 920.0, 1900.0, 5000.0, 11000.0] | 0 | 0
Siemens NH-2-355 | Siemens NH-2-355 | 355 | [4800.0, 120.0, 6.0, 0.1, 0.004] | 0 | 0 | [650.0, 1116.27, 2350.0, 5840.0, 12790.0] | 0 | 0
Siemens NH-2-400 | Siemens NH-2-400 | 400 | [4800.0, 120.0, 7.0, 0.1, 0.004] | 0 | 0 | [720.0, 1350.0, 2800.0, 6500.0, 15000.0] | 0 | 0
Siemens NH-2-425 | Siemens NH-2-425 | 425 | [4800.0, 120.0, 7.0, 0.1, 0.004] | 0 | 0 | [850.0, 1500.0, 3050.0, 7500.0, 16500.0] | 0 | 0
Siemens NH-2-630 | Siemens NH-2-630 | 630 | [4800.0, 120.0, 7.0, 0.1, 0.004] | 0 | 0 | [1200.0, 2000.0, 4800.0, 12000.0, 26000.0] | 0 | 0

## dtypes
| element | column | dtype
0 | bus | name | object
1 | bus | vn_kv | float64
2 | bus | type | object
3 | bus | zone | object
4 | bus | in_service | bool
5 | load | name | object
6 | load | bus | uint32
7 | load | p_mw | float64
8 | load | q_mvar | float64
9 | load | const_z_percent | float64
10 | load | const_i_percent | float64
11 | load | sn_mva | float64
12 | load | scaling | float64
13 | load | in_service | bool
14 | load | type | object
15 | ext_grid | name | object
16 | ext_grid | bus | uint32
17 | ext_grid | vm_pu | float64
18 | ext_grid | va_degree | float64
19 | ext_grid | slack_weight | float64
20 | ext_grid | in_service | bool
21 | line | name | object
22 | line | std_type | object
23 | line | from_bus | uint32
24 | line | to_bus | uint32
25 | line | length_km | float64
26 | line | r_ohm_per_km | float64
27 | line | x_ohm_per_km | float64
28 | line | c_nf_per_km | float64
29 | line | g_us_per_km | float64
30 | line | max_i_ka | float64
31 | line | df | float64
32 | line | parallel | uint32
33 | line | type | object
34 | line | in_service | bool
35 | trafo | name | object
36 | trafo | std_type | object
37 | trafo | hv_bus | uint32
38 | trafo | lv_bus | uint32
39 | trafo | sn_mva | float64
40 | trafo | vn_hv_kv | float64
41 | trafo | vn_lv_kv | float64
42 | trafo | vk_percent | float64
43 | trafo | vkr_percent | float64
44 | trafo | pfe_kw | float64
45 | trafo | i0_percent | float64
46 | trafo | shift_degree | float64
47 | trafo | tap_side | object
48 | trafo | tap_neutral | int32
49 | trafo | tap_min | int32
50 | trafo | tap_max | int32
51 | trafo | tap_step_percent | float64
52 | trafo | tap_step_degree | float64
53 | trafo | tap_pos | int32
54 | trafo | tap_phase_shifter | bool
55 | trafo | parallel | uint32
56 | trafo | df | float64
57 | trafo | in_service | bool
58 | line_geodata | coords | object
59 | bus_geodata | x | float64
60 | bus_geodata | y | float64
61 | bus_geodata | coords | object

## parameters
| version | format_version | converged | OPF_converged | name | f_hz | sn_mva
0 | 2.14.6 | 2.14.0 | FALSE | FALSE |  | 50 | 1