## bus
| name | vn_kv | type | zone | in_service
0 | bus_LV_5399-6_0_5_node_0 | 0.4 | n |  | TRUE
1 | bus_LV_5399-6_0_5_node_1 | 0.4 | n |  | TRUE
2 | bus_LV_5399-6_0_5_node_2 | 0.4 | n |  | TRUE
3 | bus_LV_5399-6_0_5_node_3 | 0.4 | n |  | TRUE
4 | bus_LV_5399-6_0_5_node_4 | 0.4 | n |  | TRUE
5 | bus_LV_5399-6_0_5_node_98 | 0.4 | n |  | TRUE
6 | bus_LV_5399-6_0_5_node_5 | 0.4 | n |  | TRUE
7 | bus_LV_5399-6_0_5_node_155 | 0.4 | n |  | TRUE
8 | bus_LV_5399-6_0_5_node_99 | 0.4 | n |  | TRUE
9 | bus_LV_5399-6_0_5_node_6 | 0.4 | n |  | TRUE
10 | bus_LV_5399-6_0_5_node_7 | 0.4 | n |  | TRUE
11 | bus_LV_5399-6_0_5_node_154 | 0.4 | n |  | TRUE
12 | bus_LV_5399-6_0_5_node_88 | 0.4 | n |  | TRUE
13 | bus_LV_5399-6_0_5_node_89 | 0.4 | n |  | TRUE
14 | bus_LV_5399-6_0_5_node_8 | 0.4 | n |  | TRUE
15 | bus_LV_5399-6_0_5_node_9 | 0.4 | n |  | TRUE
16 | bus_LV_5399-6_0_5_node_10 | 0.4 | n |  | TRUE
17 | bus_LV_5399-6_0_5_node_11 | 0.4 | n |  | TRUE
18 | bus_LV_5399-6_0_5_node_12 | 0.4 | n |  | TRUE
19 | bus_LV_5399-6_0_5_node_13 | 0.4 | n |  | TRUE
20 | bus_LV_5399-6_0_5_node_132 | 0.4 | n |  | TRUE
21 | bus_LV_5399-6_0_5_node_138 | 0.4 | n |  | TRUE
22 | bus_LV_5399-6_0_5_node_112 | 0.4 | n |  | TRUE
23 | bus_LV_5399-6_0_5_node_134 | 0.4 | n |  | TRUE
24 | bus_LV_5399-6_0_5_node_133 | 0.4 | n |  | TRUE
25 | bus_LV_5399-6_0_5_node_111 | 0.4 | n |  | TRUE
26 | bus_LV_5399-6_0_5_node_139 | 0.4 | n |  | TRUE
27 | bus_LV_5399-6_0_5_node_20 | 0.4 | n |  | TRUE
28 | bus_LV_5399-6_0_5_node_14 | 0.4 | n |  | TRUE
29 | bus_LV_5399-6_0_5_node_15 | 0.4 | n |  | TRUE
30 | bus_LV_5399-6_0_5_node_16 | 0.4 | n |  | TRUE
31 | bus_LV_5399-6_0_5_node_17 | 0.4 | n |  | TRUE
32 | bus_LV_5399-6_0_5_node_18 | 0.4 | n |  | TRUE
33 | bus_LV_5399-6_0_5_node_19 | 0.4 | n |  | TRUE
34 | bus_LV_5399-6_0_5_node_64 | 0.4 | n |  | TRUE
35 | bus_LV_5399-6_0_5_node_21 | 0.4 | n |  | TRUE
36 | bus_LV_5399-6_0_5_node_177 | 0.4 | n |  | TRUE
37 | bus_LV_5399-6_0_5_node_67 | 0.4 | n |  | TRUE
38 | bus_LV_5399-6_0_5_node_22 | 0.4 | n |  | TRUE
39 | bus_LV_5399-6_0_5_node_23 | 0.4 | n |  | TRUE
40 | bus_LV_5399-6_0_5_node_24 | 0.4 | n |  | TRUE
41 | bus_LV_5399-6_0_5_node_25 | 0.4 | n |  | TRUE
42 | bus_LV_5399-6_0_5_node_26 | 0.4 | n |  | TRUE
43 | bus_LV_5399-6_0_5_node_27 | 0.4 | n |  | TRUE
44 | bus_LV_5399-6_0_5_node_28 | 0.4 | n |  | TRUE
45 | bus_LV_5399-6_0_5_node_122 | 0.4 | n |  | TRUE
46 | bus_LV_5399-6_0_5_node_115 | 0.4 | n |  | TRUE
47 | bus_LV_5399-6_0_5_node_104 | 0.4 | n |  | TRUE
48 | bus_LV_5399-6_0_5_node_109 | 0.4 | n |  | TRUE
49 | bus_LV_5399-6_0_5_node_113 | 0.4 | n |  | TRUE
50 | bus_LV_5399-6_0_5_node_73 | 0.4 | n |  | TRUE
51 | bus_LV_5399-6_0_5_node_29 | 0.4 | n |  | TRUE
52 | bus_LV_5399-6_0_5_node_30 | 0.4 | n |  | TRUE
53 | bus_LV_5399-6_0_5_node_31 | 0.4 | n |  | TRUE
54 | bus_LV_5399-6_0_5_node_38 | 0.4 | n |  | TRUE
55 | bus_LV_5399-6_0_5_node_35 | 0.4 | n |  | TRUE
56 | bus_LV_5399-6_0_5_node_36 | 0.4 | n |  | TRUE
57 | bus_LV_5399-6_0_5_node_32 | 0.4 | n |  | TRUE
58 | bus_LV_5399-6_0_5_node_33 | 0.4 | n |  | TRUE
59 | bus_LV_5399-6_0_5_node_34 | 0.4 | n |  | TRUE
60 | bus_LV_5399-6_0_5_node_166 | 0.4 | n |  | TRUE
61 | bus_LV_5399-6_0_5_node_167 | 0.4 | n |  | TRUE
62 | bus_LV_5399-6_0_5_node_37 | 0.4 | n |  | TRUE
63 | bus_LV_5399-6_0_5_node_39 | 0.4 | n |  | TRUE
64 | bus_LV_5399-6_0_5_node_40 | 0.4 | n |  | TRUE
65 | bus_LV_5399-6_0_5_node_41 | 0.4 | n |  | TRUE
66 | bus_LV_5399-6_0_5_node_42 | 0.4 | n |  | TRUE
67 | bus_LV_5399-6_0_5_node_43 | 0.4 | n |  | TRUE
68 | bus_LV_5399-6_0_5_node_44 | 0.4 | n |  | TRUE
69 | bus_LV_5399-6_0_5_node_45 | 0.4 | n |  | TRUE
70 | bus_LV_5399-6_0_5_node_46 | 0.4 | n |  | TRUE
71 | bus_LV_5399-6_0_5_node_50 | 0.4 | n |  | TRUE
72 | bus_LV_5399-6_0_5_node_48 | 0.4 | n |  | TRUE
73 | bus_LV_5399-6_0_5_node_47 | 0.4 | n |  | TRUE
74 | bus_LV_5399-6_0_5_node_49 | 0.4 | n |  | TRUE
75 | bus_LV_5399-6_0_5_node_51 | 0.4 | n |  | TRUE
76 | bus_LV_5399-6_0_5_node_52 | 0.4 | n |  | TRUE
77 | bus_LV_5399-6_0_5_node_61 | 0.4 | n |  | TRUE
78 | bus_LV_5399-6_0_5_node_60 | 0.4 | n |  | TRUE
79 | bus_LV_5399-6_0_5_node_55 | 0.4 | n |  | TRUE
80 | bus_LV_5399-6_0_5_node_56 | 0.4 | n |  | TRUE
81 | bus_LV_5399-6_0_5_node_57 | 0.4 | n |  | TRUE
82 | bus_LV_5399-6_0_5_node_58 | 0.4 | n |  | TRUE
83 | bus_LV_5399-6_0_5_node_59 | 0.4 | n |  | TRUE
84 | bus_LV_5399-6_0_5_node_66 | 0.4 | n |  | TRUE
85 | bus_LV_5399-6_0_5_node_62 | 0.4 | n |  | TRUE
86 | bus_LV_5399-6_0_5_node_63 | 0.4 | n |  | TRUE
87 | bus_LV_5399-6_0_5_node_68 | 0.4 | n |  | TRUE
88 | bus_LV_5399-6_0_5_node_69 | 0.4 | n |  | TRUE
89 | bus_LV_5399-6_0_5_node_116 | 0.4 | n |  | TRUE
90 | bus_LV_5399-6_0_5_node_72 | 0.4 | n |  | TRUE
91 | bus_LV_5399-6_0_5_node_87 | 0.4 | n |  | TRUE
92 | bus_LV_5399-6_0_5_node_85 | 0.4 | n |  | TRUE
93 | bus_LV_5399-6_0_5_node_74 | 0.4 | n |  | TRUE
94 | bus_LV_5399-6_0_5_node_70 | 0.4 | n |  | TRUE
95 | bus_LV_5399-6_0_5_node_71 | 0.4 | n |  | TRUE
96 | bus_LV_5399-6_0_5_node_103 | 0.4 | n |  | TRUE
97 | bus_LV_5399-6_0_5_node_95 | 0.4 | n |  | TRUE
98 | bus_LV_5399-6_0_5_node_102 | 0.4 | n |  | TRUE
99 | bus_LV_5399-6_0_5_node_93 | 0.4 | n |  | TRUE
100 | bus_LV_5399-6_0_5_node_75 | 0.4 | n |  | TRUE
101 | bus_LV_5399-6_0_5_node_76 | 0.4 | n |  | TRUE
102 | bus_LV_5399-6_0_5_node_77 | 0.4 | n |  | TRUE
103 | bus_LV_5399-6_0_5_node_78 | 0.4 | n |  | TRUE
104 | bus_LV_5399-6_0_5_node_79 | 0.4 | n |  | TRUE
105 | bus_LV_5399-6_0_5_node_80 | 0.4 | n |  | TRUE
106 | bus_LV_5399-6_0_5_node_143 | 0.4 | n |  | TRUE
107 | bus_LV_5399-6_0_5_node_84 | 0.4 | n |  | TRUE
108 | bus_LV_5399-6_0_5_node_141 | 0.4 | n |  | TRUE
109 | bus_LV_5399-6_0_5_node_82 | 0.4 | n |  | TRUE
110 | bus_LV_5399-6_0_5_node_142 | 0.4 | n |  | TRUE
111 | bus_LV_5399-6_0_5_node_81 | 0.4 | n |  | TRUE
112 | bus_LV_5399-6_0_5_node_83 | 0.4 | n |  | TRUE
113 | bus_LV_5399-6_0_5_node_86 | 0.4 | n |  | TRUE
114 | bus_LV_5399-6_0_5_node_91 | 0.4 | n |  | TRUE
115 | bus_LV_5399-6_0_5_node_92 | 0.4 | n |  | TRUE
116 | bus_LV_5399-6_0_5_node_90 | 0.4 | n |  | TRUE
117 | bus_LV_5399-6_0_5_node_94 | 0.4 | n |  | TRUE
118 | bus_LV_5399-6_0_5_node_96 | 0.4 | n |  | TRUE
119 | bus_LV_5399-6_0_5_node_97 | 0.4 | n |  | TRUE
120 | bus_LV_5399-6_0_5_node_101 | 0.4 | n |  | TRUE
121 | bus_LV_5399-6_0_5_node_100 | 0.4 | n |  | TRUE
122 | bus_LV_5399-6_0_5_node_108 | 0.4 | n |  | TRUE
123 | bus_LV_5399-6_0_5_node_106 | 0.4 | n |  | TRUE
124 | bus_LV_5399-6_0_5_node_120 | 0.4 | n |  | TRUE
125 | bus_LV_5399-6_0_5_node_107 | 0.4 | n |  | TRUE
126 | bus_LV_5399-6_0_5_node_105 | 0.4 | n |  | TRUE
127 | bus_LV_5399-6_0_5_node_110 | 0.4 | n |  | TRUE
128 | bus_LV_5399-6_0_5_node_123 | 0.4 | n |  | TRUE
129 | bus_LV_5399-6_0_5_node_118 | 0.4 | n |  | TRUE
130 | bus_LV_5399-6_0_5_node_124 | 0.4 | n |  | TRUE
131 | bus_LV_5399-6_0_5_node_114 | 0.4 | n |  | TRUE
132 | bus_LV_5399-6_0_5_node_117 | 0.4 | n |  | TRUE
133 | bus_LV_5399-6_0_5_node_119 | 0.4 | n |  | TRUE
134 | bus_LV_5399-6_0_5_node_121 | 0.4 | n |  | TRUE
135 | bus_LV_5399-6_0_5_node_129 | 0.4 | n |  | TRUE
136 | bus_LV_5399-6_0_5_node_128 | 0.4 | n |  | TRUE
137 | bus_LV_5399-6_0_5_node_130 | 0.4 | n |  | TRUE
138 | bus_LV_5399-6_0_5_node_127 | 0.4 | n |  | TRUE
139 | bus_LV_5399-6_0_5_node_125 | 0.4 | n |  | TRUE
140 | bus_LV_5399-6_0_5_node_126 | 0.4 | n |  | TRUE
141 | bus_LV_5399-6_0_5_node_131 | 0.4 | n |  | TRUE
142 | bus_LV_5399-6_0_5_node_144 | 0.4 | n |  | TRUE
143 | bus_LV_5399-6_0_5_node_145 | 0.4 | n |  | TRUE
144 | bus_LV_5399-6_0_5_node_172 | 0.4 | n |  | TRUE
145 | bus_LV_5399-6_0_5_node_135 | 0.4 | n |  | TRUE
146 | bus_LV_5399-6_0_5_node_136 | 0.4 | n |  | TRUE
147 | bus_LV_5399-6_0_5_node_137 | 0.4 | n |  | TRUE
148 | bus_LV_5399-6_0_5_node_176 | 0.4 | n |  | TRUE
149 | bus_LV_5399-6_0_5_node_159 | 0.4 | n |  | TRUE
150 | bus_LV_5399-6_0_5_node_146 | 0.4 | n |  | TRUE
151 | bus_LV_5399-6_0_5_node_171 | 0.4 | n |  | TRUE
152 | bus_LV_5399-6_0_5_node_157 | 0.4 | n |  | TRUE
153 | bus_LV_5399-6_0_5_node_147 | 0.4 | n |  | TRUE
154 | bus_LV_5399-6_0_5_node_140 | 0.4 | n |  | TRUE
155 | bus_LV_5399-6_0_5_node_148 | 0.4 | n |  | TRUE
156 | bus_LV_5399-6_0_5_node_149 | 0.4 | n |  | TRUE
157 | bus_LV_5399-6_0_5_node_150 | 0.4 | n |  | TRUE
158 | bus_LV_5399-6_0_5_node_151 | 0.4 | n |  | TRUE
159 | bus_LV_5399-6_0_5_node_152 | 0.4 | n |  | TRUE
160 | bus_LV_5399-6_0_5_node_170 | 0.4 | n |  | TRUE
161 | bus_LV_5399-6_0_5_node_153 | 0.4 | n |  | TRUE
162 | bus_LV_5399-6_0_5_node_156 | 0.4 | n |  | TRUE
163 | bus_LV_5399-6_0_5_node_175 | 0.4 | n |  | TRUE
164 | bus_LV_5399-6_0_5_node_158 | 0.4 | n |  | TRUE
165 | bus_LV_5399-6_0_5_node_160 | 0.4 | n |  | TRUE
166 | bus_LV_5399-6_0_5_node_174 | 0.4 | n |  | TRUE
167 | bus_LV_5399-6_0_5_node_165 | 0.4 | n |  | TRUE
168 | bus_LV_5399-6_0_5_node_161 | 0.4 | n |  | TRUE
169 | bus_LV_5399-6_0_5_node_162 | 0.4 | n |  | TRUE
170 | bus_LV_5399-6_0_5_node_163 | 0.4 | n |  | TRUE
171 | bus_LV_5399-6_0_5_node_173 | 0.4 | n |  | TRUE
172 | bus_LV_5399-6_0_5_node_168 | 0.4 | n |  | TRUE
173 | bus_MV_186_0_node_309 | 20 | n |  | TRUE

## load
| name | bus | p_mw | q_mvar | const_z_percent | const_i_percent | sn_mva | scaling | in_service | type
0 | LV_5399-6_0_5_load_0 | 0 | 0.0020912 | 0.0005241 | 0 | 0 |  | 1 | TRUE | wye
1 | LV_5399-6_0_5_load_1 | 1 | 0.0016518 | 0.00041399 | 0 | 0 |  | 1 | TRUE | wye
2 | LV_5399-6_0_5_load_3 | 3 | 0.0025973 | 0.00065095 | 0 | 0 |  | 1 | TRUE | wye
3 | LV_5399-6_0_5_load_4 | 4 | 0.0028592 | 0.00071658 | 0 | 0 |  | 1 | TRUE | wye
4 | LV_5399-6_0_5_load_155 | 7 | 0.0021613 | 0.00054168 | 0 | 0 |  | 1 | TRUE | wye
5 | LV_5399-6_0_5_load_99 | 8 | 0.0013201 | 0.00033084 | 0 | 0 |  | 1 | TRUE | wye
6 | LV_5399-6_0_5_load_6 | 9 | 0.0024328 | 0.00060972 | 0 | 0 |  | 1 | TRUE | wye
7 | LV_5399-6_0_5_load_7 | 10 | 0.0014045 | 0.00035199 | 0 | 0 |  | 1 | TRUE | wye
8 | LV_5399-6_0_5_load_154 | 11 | 0.0015038 | 0.00037689 | 0 | 0 |  | 1 | TRUE | wye
9 | LV_5399-6_0_5_load_88 | 12 | 0.0028939 | 0.00072528 | 0 | 0 |  | 1 | TRUE | wye
10 | LV_5399-6_0_5_load_89 | 13 | 0.0022357 | 0.00056032 | 0 | 0 |  | 1 | TRUE | wye
11 | LV_5399-6_0_5_load_8 | 14 | 0.0016364 | 0.00041013 | 0 | 0 |  | 1 | TRUE | wye
12 | LV_5399-6_0_5_load_9 | 15 | 0.0027691 | 0.00069399 | 0 | 0 |  | 1 | TRUE | wye
13 | LV_5399-6_0_5_load_11 | 17 | 0.0084196 | 0.0021102 | 0 | 0 |  | 1 | TRUE | wye
14 | LV_5399-6_0_5_load_12 | 18 | 0.0019861 | 0.00049777 | 0 | 0 |  | 1 | TRUE | wye
15 | LV_5399-6_0_5_load_13 | 19 | 0.0018685 | 0.0004683 | 0 | 0 |  | 1 | TRUE | wye
16 | LV_5399-6_0_5_load_138 | 21 | 0.01515 | 0.003797 | 0 | 0 |  | 1 | TRUE | wye
17 | LV_5399-6_0_5_load_133 | 24 | 0.0015406 | 0.00038611 | 0 | 0 |  | 1 | TRUE | wye
18 | LV_5399-6_0_5_load_139 | 26 | 0.0024247 | 0.00060769 | 0 | 0 |  | 1 | TRUE | wye
19 | LV_5399-6_0_5_load_14 | 28 | 0.0014419 | 0.00036137 | 0 | 0 |  | 1 | TRUE | wye
20 | LV_5399-6_0_5_load_15 | 29 | 0.001662 | 0.00041654 | 0 | 0 |  | 1 | TRUE | wye
21 | LV_5399-6_0_5_load_16 | 30 | 0.0055385 | 0.0013881 | 0 | 0 |  | 1 | TRUE | wye
22 | LV_5399-6_0_5_load_19 | 33 | 0.0022117 | 0.00055432 | 0 | 0 |  | 1 | TRUE | wye
23 | LV_5399-6_0_5_load_64 | 34 | 0.0014837 | 0.00037186 | 0 | 0 |  | 1 | TRUE | wye
24 | LV_5399-6_0_5_load_177 | 36 | 0.0011231 | 0.00028147 | 0 | 0 |  | 1 | TRUE | wye
25 | LV_5399-6_0_5_load_22 | 38 | 0.0011941 | 0.00029928 | 0 | 0 |  | 1 | TRUE | wye
26 | LV_5399-6_0_5_load_23 | 39 | 0.0078109 | 0.0019576 | 0 | 0 |  | 1 | TRUE | wye
27 | LV_5399-6_0_5_load_24 | 40 | 0.00095262 | 0.00023875 | 0 | 0 |  | 1 | TRUE | wye
28 | LV_5399-6_0_5_load_26 | 42 | 0.0018992 | 0.00047599 | 0 | 0 |  | 1 | TRUE | wye
29 | LV_5399-6_0_5_load_28 | 44 | 0.0036618 | 0.00091774 | 0 | 0 |  | 1 | TRUE | wye
30 | LV_5399-6_0_5_load_122 | 45 | 0.0011948 | 0.00029944 | 0 | 0 |  | 1 | TRUE | wye
31 | LV_5399-6_0_5_load_115 | 46 | 0.0011852 | 0.00029704 | 0 | 0 |  | 1 | TRUE | wye
32 | LV_5399-6_0_5_load_113 | 49 | 0.0020158 | 0.0005052 | 0 | 0 |  | 1 | TRUE | wye
33 | LV_5399-6_0_5_load_29 | 51 | 0.0021351 | 0.00053511 | 0 | 0 |  | 1 | TRUE | wye
34 | LV_5399-6_0_5_load_31 | 53 | 0.00023301 | 5.8397e-05 | 0 | 0 |  | 1 | TRUE | wye
35 | LV_5399-6_0_5_load_36 | 56 | 0.00032877 | 8.2398e-05 | 0 | 0 |  | 1 | TRUE | wye
36 | LV_5399-6_0_5_load_32 | 57 | 0.00029662 | 7.434e-05 | 0 | 0 |  | 1 | TRUE | wye
37 | LV_5399-6_0_5_load_33 | 58 | 0.00043947 | 0.00011014 | 0 | 0 |  | 1 | TRUE | wye
38 | LV_5399-6_0_5_load_34 | 59 | 0.00024809 | 6.2178e-05 | 0 | 0 |  | 1 | TRUE | wye
39 | LV_5399-6_0_5_load_166 | 60 | 0.00038641 | 9.6845e-05 | 0 | 0 |  | 1 | TRUE | wye
40 | LV_5399-6_0_5_load_167 | 61 | 0.00028351 | 7.1054e-05 | 0 | 0 |  | 1 | TRUE | wye
41 | LV_5399-6_0_5_load_37 | 62 | 0.00067422 | 0.00016898 | 0 | 0 |  | 1 | TRUE | wye
42 | LV_5399-6_0_5_load_39 | 63 | 0.00058359 | 0.00014626 | 0 | 0 |  | 1 | TRUE | wye
43 | LV_5399-6_0_5_load_41 | 65 | 0.00069675 | 0.00017462 | 0 | 0 |  | 1 | TRUE | wye
44 | LV_5399-6_0_5_load_42 | 66 | 0.00025733 | 6.4494e-05 | 0 | 0 |  | 1 | TRUE | wye
45 | LV_5399-6_0_5_load_43 | 67 | 0.00023847 | 5.9767e-05 | 0 | 0 |  | 1 | TRUE | wye
46 | LV_5399-6_0_5_load_44 | 68 | 0.00048483 | 0.00012151 | 0 | 0 |  | 1 | TRUE | wye
47 | LV_5399-6_0_5_load_46 | 70 | 0.00036174 | 9.0661e-05 | 0 | 0 |  | 1 | TRUE | wye
48 | LV_5399-6_0_5_load_50 | 71 | 0.00031052 | 7.7822e-05 | 0 | 0 |  | 1 | TRUE | wye
49 | LV_5399-6_0_5_load_48 | 72 | 0.00028509 | 7.1451e-05 | 0 | 0 |  | 1 | TRUE | wye
50 | LV_5399-6_0_5_load_47 | 73 | 0.0017238 | 0.00043203 | 0 | 0 |  | 1 | TRUE | wye
51 | LV_5399-6_0_5_load_49 | 74 | 0.00097834 | 0.0002452 | 0 | 0 |  | 1 | TRUE | wye
52 | LV_5399-6_0_5_load_51 | 75 | 0.00035042 | 8.7824e-05 | 0 | 0 |  | 1 | TRUE | wye
53 | LV_5399-6_0_5_load_52 | 76 | 0.00040245 | 0.00010086 | 0 | 0 |  | 1 | TRUE | wye
54 | LV_5399-6_0_5_load_61 | 77 | 0.0014959 | 0.00037492 | 0 | 0 |  | 1 | TRUE | wye
55 | LV_5399-6_0_5_load_55 | 79 | 0.0022721 | 0.00056945 | 0 | 0 |  | 1 | TRUE | wye
56 | LV_5399-6_0_5_load_56 | 80 | 0.0029138 | 0.00073026 | 0 | 0 |  | 1 | TRUE | wye
57 | LV_5399-6_0_5_load_57 | 81 | 0.0065316 | 0.001637 | 0 | 0 |  | 1 | TRUE | wye
58 | LV_5399-6_0_5_load_58 | 82 | 0.0017943 | 0.0004497 | 0 | 0 |  | 1 | TRUE | wye
59 | LV_5399-6_0_5_load_59 | 83 | 0.0031326 | 0.0007851 | 0 | 0 |  | 1 | TRUE | wye
60 | LV_5399-6_0_5_load_62 | 85 | 0.0096621 | 0.0024216 | 0 | 0 |  | 1 | TRUE | wye
61 | LV_5399-6_0_5_load_63 | 86 | 0.0067328 | 0.0016874 | 0 | 0 |  | 1 | TRUE | wye
62 | LV_5399-6_0_5_load_68 | 87 | 0.0016235 | 0.00040689 | 0 | 0 |  | 1 | TRUE | wye
63 | LV_5399-6_0_5_load_69 | 88 | 0.0019353 | 0.00048503 | 0 | 0 |  | 1 | TRUE | wye
64 | LV_5399-6_0_5_load_116 | 89 | 0.0042469 | 0.0010644 | 0 | 0 |  | 1 | TRUE | wye
65 | LV_5399-6_0_5_load_87 | 91 | 0.0022627 | 0.00056708 | 0 | 0 |  | 1 | TRUE | wye
66 | LV_5399-6_0_5_load_85 | 92 | 0.0018358 | 0.00046011 | 0 | 0 |  | 1 | TRUE | wye
67 | LV_5399-6_0_5_load_74 | 93 | 0.0035316 | 0.00088511 | 0 | 0 |  | 1 | TRUE | wye
68 | LV_5399-6_0_5_load_70 | 94 | 0.0016969 | 0.00042528 | 0 | 0 |  | 1 | TRUE | wye
69 | LV_5399-6_0_5_load_71 | 95 | 0.0015195 | 0.00038082 | 0 | 0 |  | 1 | TRUE | wye
70 | LV_5399-6_0_5_load_103 | 96 | 0.0014288 | 0.00035808 | 0 | 0 |  | 1 | TRUE | wye
71 | LV_5399-6_0_5_load_95 | 97 | 0.002614 | 0.00065514 | 0 | 0 |  | 1 | TRUE | wye
72 | LV_5399-6_0_5_load_102 | 98 | 0.0021253 | 0.00053264 | 0 | 0 |  | 1 | TRUE | wye
73 | LV_5399-6_0_5_load_93 | 99 | 0.0013203 | 0.00033089 | 0 | 0 |  | 1 | TRUE | wye
74 | LV_5399-6_0_5_load_75 | 100 | 0.0009574 | 0.00023995 | 0 | 0 |  | 1 | TRUE | wye
75 | LV_5399-6_0_5_load_76 | 101 | 0.0009738 | 0.00024406 | 0 | 0 |  | 1 | TRUE | wye
76 | LV_5399-6_0_5_load_78 | 103 | 0.00075354 | 0.00018886 | 0 | 0 |  | 1 | TRUE | wye
77 | LV_5399-6_0_5_load_79 | 104 | 0.0026852 | 0.00067296 | 0 | 0 |  | 1 | TRUE | wye
78 | LV_5399-6_0_5_load_80 | 105 | 0.00088475 | 0.00022174 | 0 | 0 |  | 1 | TRUE | wye
79 | LV_5399-6_0_5_load_143 | 106 | 0.00057298 | 0.0001436 | 0 | 0 |  | 1 | TRUE | wye
80 | LV_5399-6_0_5_load_84 | 107 | 0.0024014 | 0.00060184 | 0 | 0 |  | 1 | TRUE | wye
81 | LV_5399-6_0_5_load_141 | 108 | 0.00081435 | 0.0002041 | 0 | 0 |  | 1 | TRUE | wye
82 | LV_5399-6_0_5_load_82 | 109 | 0.0032031 | 0.00080277 | 0 | 0 |  | 1 | TRUE | wye
83 | LV_5399-6_0_5_load_81 | 111 | 0.0013751 | 0.00034464 | 0 | 0 |  | 1 | TRUE | wye
84 | LV_5399-6_0_5_load_86 | 113 | 0.0023191 | 0.00058123 | 0 | 0 |  | 1 | TRUE | wye
85 | LV_5399-6_0_5_load_91 | 114 | 0.0020716 | 0.00051919 | 0 | 0 |  | 1 | TRUE | wye
86 | LV_5399-6_0_5_load_90 | 116 | 0.001875 | 0.00046993 | 0 | 0 |  | 1 | TRUE | wye
87 | LV_5399-6_0_5_load_94 | 117 | 0.0024198 | 0.00060646 | 0 | 0 |  | 1 | TRUE | wye
88 | LV_5399-6_0_5_load_96 | 118 | 0.0013887 | 0.00034804 | 0 | 0 |  | 1 | TRUE | wye
89 | LV_5399-6_0_5_load_97 | 119 | 0.00087958 | 0.00022044 | 0 | 0 |  | 1 | TRUE | wye
90 | LV_5399-6_0_5_load_101 | 120 | 0.0015715 | 0.00039386 | 0 | 0 |  | 1 | TRUE | wye
91 | LV_5399-6_0_5_load_100 | 121 | 0.0013753 | 0.00034469 | 0 | 0 |  | 1 | TRUE | wye
92 | LV_5399-6_0_5_load_108 | 122 | 0.0013974 | 0.00035023 | 0 | 0 |  | 1 | TRUE | wye
93 | LV_5399-6_0_5_load_106 | 123 | 0.0025443 | 0.00063767 | 0 | 0 |  | 1 | TRUE | wye
94 | LV_5399-6_0_5_load_120 | 124 | 0.0016046 | 0.00040216 | 0 | 0 |  | 1 | TRUE | wye
95 | LV_5399-6_0_5_load_105 | 126 | 0.0010533 | 0.00026399 | 0 | 0 |  | 1 | TRUE | wye
96 | LV_5399-6_0_5_load_110 | 127 | 0.0010955 | 0.00027455 | 0 | 0 |  | 1 | TRUE | wye
97 | LV_5399-6_0_5_load_123 | 128 | 0.0015522 | 0.00038901 | 0 | 0 |  | 1 | TRUE | wye
98 | LV_5399-6_0_5_load_118 | 129 | 0.0013171 | 0.0003301 | 0 | 0 |  | 1 | TRUE | wye
99 | LV_5399-6_0_5_load_124 | 130 | 0.0012883 | 0.00032287 | 0 | 0 |  | 1 | TRUE | wye
100 | LV_5399-6_0_5_load_114 | 131 | 0.0011395 | 0.00028558 | 0 | 0 |  | 1 | TRUE | wye
101 | LV_5399-6_0_5_load_117 | 132 | 0.0016974 | 0.00042541 | 0 | 0 |  | 1 | TRUE | wye
102 | LV_5399-6_0_5_load_119 | 133 | 0.0012306 | 0.00030843 | 0 | 0 |  | 1 | TRUE | wye
103 | LV_5399-6_0_5_load_129 | 135 | 0.00021025 | 5.2693e-05 | 0 | 0 |  | 1 | TRUE | wye
104 | LV_5399-6_0_5_load_128 | 136 | 0.00032902 | 8.246e-05 | 0 | 0 |  | 1 | TRUE | wye
105 | LV_5399-6_0_5_load_130 | 137 | 0.00033715 | 8.4498e-05 | 0 | 0 |  | 1 | TRUE | wye
106 | LV_5399-6_0_5_load_127 | 138 | 0.00018183 | 4.5571e-05 | 0 | 0 |  | 1 | TRUE | wye
107 | LV_5399-6_0_5_load_125 | 139 | 0.0013988 | 0.00035056 | 0 | 0 |  | 1 | TRUE | wye
108 | LV_5399-6_0_5_load_126 | 140 | 0.0012193 | 0.00030558 | 0 | 0 |  | 1 | TRUE | wye
109 | LV_5399-6_0_5_load_131 | 141 | 0.00037975 | 9.5175e-05 | 0 | 0 |  | 1 | TRUE | wye
110 | LV_5399-6_0_5_load_144 | 142 | 0.00018763 | 4.7023e-05 | 0 | 0 |  | 1 | TRUE | wye
111 | LV_5399-6_0_5_load_145 | 143 | 0.00021159 | 5.3029e-05 | 0 | 0 |  | 1 | TRUE | wye
112 | LV_5399-6_0_5_load_172 | 144 | 0.00022242 | 5.5742e-05 | 0 | 0 |  | 1 | TRUE | wye
113 | LV_5399-6_0_5_load_176 | 148 | 0.00061507 | 0.00015415 | 0 | 0 |  | 1 | TRUE | wye
114 | LV_5399-6_0_5_load_159 | 149 | 0.00019664 | 4.9282e-05 | 0 | 0 |  | 1 | TRUE | wye
115 | LV_5399-6_0_5_load_146 | 150 | 0.00039784 | 9.9707e-05 | 0 | 0 |  | 1 | TRUE | wye
116 | LV_5399-6_0_5_load_171 | 151 | 0.00038584 | 9.67e-05 | 0 | 0 |  | 1 | TRUE | wye
117 | LV_5399-6_0_5_load_157 | 152 | 0.00032641 | 8.1807e-05 | 0 | 0 |  | 1 | TRUE | wye
118 | LV_5399-6_0_5_load_147 | 153 | 0.00038576 | 9.668e-05 | 0 | 0 |  | 1 | TRUE | wye
119 | LV_5399-6_0_5_load_140 | 154 | 0.001815 | 0.00045487 | 0 | 0 |  | 1 | TRUE | wye
120 | LV_5399-6_0_5_load_148 | 155 | 0.00030423 | 7.6248e-05 | 0 | 0 |  | 1 | TRUE | wye
121 | LV_5399-6_0_5_load_149 | 156 | 0.00049419 | 0.00012385 | 0 | 0 |  | 1 | TRUE | wye
122 | LV_5399-6_0_5_load_150 | 157 | 0.0002873 | 7.2005e-05 | 0 | 0 |  | 1 | TRUE | wye
123 | LV_5399-6_0_5_load_151 | 158 | 0.00040114 | 0.00010054 | 0 | 0 |  | 1 | TRUE | wye
124 | LV_5399-6_0_5_load_152 | 159 | 0.00021122 | 5.2936e-05 | 0 | 0 |  | 1 | TRUE | wye
125 | LV_5399-6_0_5_load_170 | 160 | 0.00036268 | 9.0896e-05 | 0 | 0 |  | 1 | TRUE | wye
126 | LV_5399-6_0_5_load_156 | 162 | 0.00028057 | 7.0318e-05 | 0 | 0 |  | 1 | TRUE | wye
127 | LV_5399-6_0_5_load_175 | 163 | 0.0012406 | 0.00031092 | 0 | 0 |  | 1 | TRUE | wye
128 | LV_5399-6_0_5_load_158 | 164 | 0.00019726 | 4.9439e-05 | 0 | 0 |  | 1 | TRUE | wye
129 | LV_5399-6_0_5_load_160 | 165 | 0.00035817 | 8.9765e-05 | 0 | 0 |  | 1 | TRUE | wye
130 | LV_5399-6_0_5_load_174 | 166 | 0.00037237 | 9.3324e-05 | 0 | 0 |  | 1 | TRUE | wye
131 | LV_5399-6_0_5_load_161 | 168 | 0.00017685 | 4.4323e-05 | 0 | 0 |  | 1 | TRUE | wye
132 | LV_5399-6_0_5_load_162 | 169 | 0.00022724 | 5.6953e-05 | 0 | 0 |  | 1 | TRUE | wye
133 | LV_5399-6_0_5_load_163 | 170 | 0.00024326 | 6.0968e-05 | 0 | 0 |  | 1 | TRUE | wye
134 | LV_5399-6_0_5_load_173 | 171 | 0.00055051 | 0.00013797 | 0 | 0 |  | 1 | TRUE | wye
135 | LV_5399-6_0_5_load_168 | 172 | 0.00022101 | 5.5391e-05 | 0 | 0 |  | 1 | TRUE | wye

## ext_grid
| name | bus | vm_pu | va_degree | slack_weight | in_service
0 |  | 50 | 1 | 0 | 1 | TRUE

## line
| name | std_type | from_bus | to_bus | length_km | r_ohm_per_km | x_ohm_per_km | c_nf_per_km | g_us_per_km | max_i_ka | df | parallel | type | in_service
0 | LV_5399-6_0_5_line_0 | NAYY 4x150 SE | 0 | 1 | 0.017044 | 0.208 | 0.08 | 261 | 0 | 0.27 | 1 | 1 | cs | TRUE
1 | LV_5399-6_0_5_line_1 | NAYY 4x150 SE | 0 | 2 | 0.016646 | 0.208 | 0.08 | 261 | 0 | 0.27 | 1 | 1 | cs | TRUE
2 | LV_5399-6_0_5_line_2 | NAYY 4x150 SE | 1 | 3 | 0.015564 | 0.208 | 0.08 | 261 | 0 | 0.27 | 1 | 1 | cs | TRUE
3 | LV_5399-6_0_5_line_3 | NAYY 4x150 SE | 2 | 4 | 0.010218 | 0.208 | 0.08 | 261 | 0 | 0.27 | 1 | 1 | cs | TRUE
4 | LV_5399-6_0_5_line_4 | NAYY 4x150 SE | 3 | 5 | 0.011239 | 0.208 | 0.08 | 261 | 0 | 0.27 | 1 | 1 | cs | TRUE
5 | LV_5399-6_0_5_line_5 | NAYY 4x150 SE | 5 | 8 | 0.0054194 | 0.208 | 0.08 | 261 | 0 | 0.27 | 1 | 1 | cs | TRUE
6 | LV_5399-6_0_5_line_6 | NAYY 4x150 SE | 5 | 6 | 0.02727 | 0.208 | 0.08 | 261 | 0 | 0.27 | 1 | 1 | cs | TRUE
7 | LV_5399-6_0_5_line_7 | NAYY 4x150 SE | 6 | 7 | 0.021667 | 0.208 | 0.08 | 261 | 0 | 0.27 | 1 | 1 | cs | TRUE
8 | LV_5399-6_0_5_line_8 | NAYY 4x150 SE | 7 | 11 | 0.00039732 | 0.208 | 0.08 | 261 | 0 | 0.27 | 1 | 1 | cs | TRUE
9 | LV_5399-6_0_5_line_9 | NAYY 4x150 SE | 8 | 122 | 0.0020498 | 0.208 | 0.08 | 261 | 0 | 0.27 | 1 | 1 | cs | TRUE
10 | LV_5399-6_0_5_line_10 | NAYY 4x150 SE | 9 | 10 | 0.051941 | 0.208 | 0.08 | 261 | 0 | 0.27 | 1 | 1 | cs | TRUE
11 | LV_5399-6_0_5_line_11 | NAYY 4x150 SE | 10 | 12 | 0.0024466 | 0.208 | 0.08 | 261 | 0 | 0.27 | 1 | 1 | cs | TRUE
12 | LV_5399-6_0_5_line_12 | NAYY 4x150 SE | 11 | 161 | 0.0095929 | 0.208 | 0.08 | 261 | 0 | 0.27 | 1 | 1 | cs | TRUE
13 | LV_5399-6_0_5_line_13 | NAYY 4x150 SE | 12 | 13 | 0.018426 | 0.208 | 0.08 | 261 | 0 | 0.27 | 1 | 1 | cs | TRUE
14 | LV_5399-6_0_5_line_14 | NAYY 4x150 SE | 13 | 116 | 0.01663 | 0.208 | 0.08 | 261 | 0 | 0.27 | 1 | 1 | cs | TRUE
15 | LV_5399-6_0_5_line_15 | NAYY 4x150 SE | 14 | 15 | 0.031765 | 0.208 | 0.08 | 261 | 0 | 0.27 | 1 | 2 | cs | TRUE
16 | LV_5399-6_0_5_line_16 | NAYY 4x150 SE | 14 | 16 | 0.019192 | 0.208 | 0.08 | 261 | 0 | 0.27 | 1 | 2 | cs | TRUE
17 | LV_5399-6_0_5_line_17 | NAYY 4x150 SE | 15 | 17 | 0.028618 | 0.208 | 0.08 | 261 | 0 | 0.27 | 1 | 2 | cs | TRUE
18 | LV_5399-6_0_5_line_18 | NAYY 4x150 SE | 16 | 18 | 0.016521 | 0.208 | 0.08 | 261 | 0 | 0.27 | 1 | 2 | cs | TRUE
19 | LV_5399-6_0_5_line_19 | NAYY 4x150 SE | 16 | 19 | 0.06097 | 0.208 | 0.08 | 261 | 0 | 0.27 | 1 | 1 | cs | TRUE
20 | LV_5399-6_0_5_line_20 | NAYY 4x150 SE | 17 | 20 | 0.039286 | 0.208 | 0.08 | 261 | 0 | 0.27 | 1 | 2 | cs | TRUE
21 | LV_5399-6_0_5_line_21 | NAYY 4x150 SE | 18 | 21 | 0.013767 | 0.208 | 0.08 | 261 | 0 | 0.27 | 1 | 2 | cs | TRUE
22 | LV_5399-6_0_5_line_22 | NAYY 4x150 SE | 19 | 22 | 0.047551 | 0.208 | 0.08 | 261 | 0 | 0.27 | 1 | 1 | cs | TRUE
23 | LV_5399-6_0_5_line_23 | NAYY 4x150 SE | 20 | 23 | 0.088458 | 0.208 | 0.08 | 261 | 0 | 0.27 | 1 | 1 | cs | TRUE
24 | LV_5399-6_0_5_line_24 | NAYY 4x150 SE | 20 | 24 | 0.082253 | 0.208 | 0.08 | 261 | 0 | 0.27 | 1 | 1 | cs | TRUE
25 | LV_5399-6_0_5_line_25 | NAYY 4x150 SE | 20 | 25 | 0.02973 | 0.208 | 0.08 | 261 | 0 | 0.27 | 1 | 2 | cs | TRUE
26 | LV_5399-6_0_5_line_26 | NAYY 4x150 SE | 21 | 26 | 0.028765 | 0.208 | 0.08 | 261 | 0 | 0.27 | 1 | 2 | cs | TRUE
27 | LV_5399-6_0_5_line_27 | NAYY 4x150 SE | 22 | 27 | 0.034731 | 0.208 | 0.08 | 261 | 0 | 0.27 | 1 | 1 | cs | TRUE
28 | LV_5399-6_0_5_line_28 | NAYY 4x150 SE | 23 | 144 | 0.11349 | 0.208 | 0.08 | 261 | 0 | 0.27 | 1 | 1 | cs | TRUE
29 | LV_5399-6_0_5_line_29 | NAYY 4x150 SE | 25 | 89 | 0.039904 | 0.208 | 0.08 | 261 | 0 | 0.27 | 1 | 2 | cs | TRUE
30 | LV_5399-6_0_5_line_30 | NAYY 4x150 SE | 26 | 154 | 0.051089 | 0.208 | 0.08 | 261 | 0 | 0.27 | 1 | 2 | cs | TRUE
31 | LV_5399-6_0_5_line_31 | NAYY 4x150 SE | 27 | 36 | 0.032676 | 0.208 | 0.08 | 261 | 0 | 0.27 | 1 | 1 | cs | TRUE
32 | LV_5399-6_0_5_line_32 | NAYY 4x150 SE | 28 | 29 | 0.026185 | 0.208 | 0.08 | 261 | 0 | 0.27 | 1 | 1 | cs | TRUE
33 | LV_5399-6_0_5_line_33 | NAYY 4x150 SE | 28 | 30 | 0.015604 | 0.208 | 0.08 | 261 | 0 | 0.27 | 1 | 1 | cs | TRUE
34 | LV_5399-6_0_5_line_34 | NAYY 4x150 SE | 29 | 31 | 0.041188 | 0.208 | 0.08 | 261 | 0 | 0.27 | 1 | 1 | cs | TRUE
35 | LV_5399-6_0_5_line_35 | NAYY 4x150 SE | 30 | 32 | 0.002402 | 0.208 | 0.08 | 261 | 0 | 0.27 | 1 | 1 | cs | TRUE
36 | LV_5399-6_0_5_line_36 | NAYY 4x150 SE | 31 | 33 | 0.02643 | 0.208 | 0.08 | 261 | 0 | 0.27 | 1 | 1 | cs | TRUE
37 | LV_5399-6_0_5_line_37 | NAYY 4x150 SE | 32 | 34 | 0.011312 | 0.208 | 0.08 | 261 | 0 | 0.27 | 1 | 1 | cs | TRUE
38 | LV_5399-6_0_5_line_38 | NAYY 4x150 SE | 33 | 35 | 0.016005 | 0.208 | 0.08 | 261 | 0 | 0.27 | 1 | 1 | cs | TRUE
39 | LV_5399-6_0_5_line_39 | NAYY 4x150 SE | 34 | 37 | 0.024049 | 0.208 | 0.08 | 261 | 0 | 0.27 | 1 | 1 | cs | TRUE
40 | LV_5399-6_0_5_line_40 | NAYY 4x150 SE | 35 | 38 | 0.020473 | 0.208 | 0.08 | 261 | 0 | 0.27 | 1 | 1 | cs | TRUE
41 | LV_5399-6_0_5_line_41 | NAYY 4x150 SE | 37 | 88 | 0.0043698 | 0.208 | 0.08 | 261 | 0 | 0.27 | 1 | 1 | cs | TRUE
42 | LV_5399-6_0_5_line_42 | NAYY 4x150 SE | 37 | 84 | 0.011339 | 0.208 | 0.08 | 261 | 0 | 0.27 | 1 | 1 | cs | TRUE
43 | LV_5399-6_0_5_line_43 | NAYY 4x150 SE | 39 | 40 | 0.0021025 | 0.208 | 0.08 | 261 | 0 | 0.27 | 1 | 1 | cs | TRUE
44 | LV_5399-6_0_5_line_44 | NAYY 4x150 SE | 39 | 41 | 0.014783 | 0.208 | 0.08 | 261 | 0 | 0.27 | 1 | 1 | cs | TRUE
45 | LV_5399-6_0_5_line_45 | NAYY 4x150 SE | 40 | 42 | 0.012039 | 0.208 | 0.08 | 261 | 0 | 0.27 | 1 | 1 | cs | TRUE
46 | LV_5399-6_0_5_line_46 | NAYY 4x150 SE | 41 | 43 | 0.023153 | 0.208 | 0.08 | 261 | 0 | 0.27 | 1 | 2 | cs | TRUE
47 | LV_5399-6_0_5_line_47 | NAYY 4x150 SE | 41 | 44 | 0.0082656 | 0.208 | 0.08 | 261 | 0 | 0.27 | 1 | 2 | cs | TRUE
48 | LV_5399-6_0_5_line_48 | NAYY 4x150 SE | 43 | 45 | 0.0052688 | 0.208 | 0.08 | 261 | 0 | 0.27 | 1 | 1 | cs | TRUE
49 | LV_5399-6_0_5_line_49 | NAYY 4x150 SE | 43 | 46 | 0.011349 | 0.208 | 0.08 | 261 | 0 | 0.27 | 1 | 2 | cs | TRUE
50 | LV_5399-6_0_5_line_50 | NAYY 4x150 SE | 44 | 47 | 0.0053829 | 0.208 | 0.08 | 261 | 0 | 0.27 | 1 | 2 | cs | TRUE
51 | LV_5399-6_0_5_line_51 | NAYY 4x150 SE | 45 | 48 | 0.0085139 | 0.208 | 0.08 | 261 | 0 | 0.27 | 1 | 1 | cs | TRUE
52 | LV_5399-6_0_5_line_52 | NAYY 4x150 SE | 46 | 49 | 0.018032 | 0.208 | 0.08 | 261 | 0 | 0.27 | 1 | 2 | cs | TRUE
53 | LV_5399-6_0_5_line_53 | NAYY 4x150 SE | 47 | 50 | 0.014042 | 0.208 | 0.08 | 261 | 0 | 0.27 | 1 | 2 | cs | TRUE
54 | LV_5399-6_0_5_line_54 | NAYY 4x150 SE | 48 | 124 | 0.030703 | 0.208 | 0.08 | 261 | 0 | 0.27 | 1 | 1 | cs | TRUE
55 | LV_5399-6_0_5_line_55 | NAYY 4x150 SE | 48 | 125 | 0.010316 | 0.208 | 0.08 | 261 | 0 | 0.27 | 1 | 1 | cs | TRUE
56 | LV_5399-6_0_5_line_56 | NAYY 4x150 SE | 49 | 131 | 0.0071593 | 0.208 | 0.08 | 261 | 0 | 0.27 | 1 | 2 | cs | TRUE
57 | LV_5399-6_0_5_line_57 | NAYY 4x150 SE | 50 | 96 | 0.008507 | 0.208 | 0.08 | 261 | 0 | 0.27 | 1 | 2 | cs | TRUE
58 | LV_5399-6_0_5_line_58 | NAYY 4x150 SE | 50 | 95 | 0.016428 | 0.208 | 0.08 | 261 | 0 | 0.27 | 1 | 1 | cs | TRUE
59 | LV_5399-6_0_5_line_59 | NAYY 4x150 SE | 51 | 52 | 0.024017 | 0.208 | 0.08 | 261 | 0 | 0.27 | 1 | 1 | cs | TRUE
60 | LV_5399-6_0_5_line_60 | NAYY 4x150 SE | 52 | 53 | 0.094187 | 0.208 | 0.08 | 261 | 0 | 0.27 | 1 | 1 | cs | TRUE
61 | LV_5399-6_0_5_line_61 | NAYY 4x150 SE | 53 | 54 | 0.058529 | 0.208 | 0.08 | 261 | 0 | 0.27 | 1 | 1 | cs | TRUE
62 | LV_5399-6_0_5_line_62 | NAYY 4x150 SE | 54 | 55 | 0.04369 | 0.208 | 0.08 | 261 | 0 | 0.27 | 1 | 1 | cs | TRUE
63 | LV_5399-6_0_5_line_63 | NAYY 4x150 SE | 54 | 56 | 0.020683 | 0.208 | 0.08 | 261 | 0 | 0.27 | 1 | 1 | cs | TRUE
64 | LV_5399-6_0_5_line_64 | NAYY 4x150 SE | 55 | 59 | 0.052805 | 0.208 | 0.08 | 261 | 0 | 0.27 | 1 | 1 | cs | TRUE
65 | LV_5399-6_0_5_line_65 | NAYY 4x150 SE | 56 | 62 | 0.10238 | 0.208 | 0.08 | 261 | 0 | 0.27 | 1 | 1 | cs | TRUE
66 | LV_5399-6_0_5_line_66 | NAYY 4x150 SE | 57 | 58 | 0.0057557 | 0.208 | 0.08 | 261 | 0 | 0.27 | 1 | 1 | cs | TRUE
67 | LV_5399-6_0_5_line_67 | NAYY 4x150 SE | 57 | 59 | 0.091356 | 0.208 | 0.08 | 261 | 0 | 0.27 | 1 | 1 | cs | TRUE
68 | LV_5399-6_0_5_line_68 | NAYY 4x150 SE | 59 | 60 | 0.19987 | 0.208 | 0.08 | 261 | 0 | 0.27 | 1 | 1 | cs | TRUE
69 | LV_5399-6_0_5_line_69 | NAYY 4x150 SE | 60 | 61 | 0.22704 | 0.208 | 0.08 | 261 | 0 | 0.27 | 1 | 1 | cs | TRUE
70 | LV_5399-6_0_5_line_70 | NAYY 4x150 SE | 61 | 154 | 0.25241 | 0.208 | 0.08 | 261 | 0 | 0.27 | 1 | 2 | cs | TRUE
71 | LV_5399-6_0_5_line_71 | NAYY 4x150 SE | 62 | 63 | 0.056972 | 0.208 | 0.08 | 261 | 0 | 0.27 | 1 | 1 | cs | TRUE
72 | LV_5399-6_0_5_line_72 | NAYY 4x150 SE | 63 | 64 | 0.035925 | 0.208 | 0.08 | 261 | 0 | 0.27 | 1 | 1 | cs | TRUE
73 | LV_5399-6_0_5_line_73 | NAYY 4x150 SE | 64 | 65 | 0.016359 | 0.208 | 0.08 | 261 | 0 | 0.27 | 1 | 1 | cs | TRUE
74 | LV_5399-6_0_5_line_74 | NAYY 4x150 SE | 65 | 66 | 0.0012445 | 0.208 | 0.08 | 261 | 0 | 0.27 | 1 | 1 | cs | TRUE
75 | LV_5399-6_0_5_line_75 | NAYY 4x150 SE | 66 | 67 | 0.030347 | 0.208 | 0.08 | 261 | 0 | 0.27 | 1 | 1 | cs | TRUE
76 | LV_5399-6_0_5_line_76 | NAYY 4x150 SE | 67 | 68 | 0.0024215 | 0.208 | 0.08 | 261 | 0 | 0.27 | 1 | 1 | cs | TRUE
77 | LV_5399-6_0_5_line_77 | NAYY 4x150 SE | 68 | 69 | 0.03173 | 0.208 | 0.08 | 261 | 0 | 0.27 | 1 | 1 | cs | TRUE
78 | LV_5399-6_0_5_line_78 | NAYY 4x150 SE | 69 | 70 | 0.034199 | 0.208 | 0.08 | 261 | 0 | 0.27 | 1 | 1 | cs | TRUE
79 | LV_5399-6_0_5_line_79 | NAYY 4x150 SE | 70 | 71 | 0.0015004 | 0.208 | 0.08 | 261 | 0 | 0.27 | 1 | 1 | cs | TRUE
80 | LV_5399-6_0_5_line_80 | NAYY 4x150 SE | 71 | 72 | 0.012104 | 0.208 | 0.08 | 261 | 0 | 0.27 | 1 | 1 | cs | TRUE
81 | LV_5399-6_0_5_line_81 | NAYY 4x150 SE | 72 | 73 | 0.037481 | 0.208 | 0.08 | 261 | 0 | 0.27 | 1 | 1 | cs | TRUE
82 | LV_5399-6_0_5_line_82 | NAYY 4x150 SE | 73 | 74 | 0.018533 | 0.208 | 0.08 | 261 | 0 | 0.27 | 1 | 1 | cs | TRUE
83 | LV_5399-6_0_5_line_83 | NAYY 4x150 SE | 74 | 75 | 0.018364 | 0.208 | 0.08 | 261 | 0 | 0.27 | 1 | 1 | cs | TRUE
84 | LV_5399-6_0_5_line_84 | NAYY 4x150 SE | 75 | 76 | 0.037997 | 0.208 | 0.08 | 261 | 0 | 0.27 | 1 | 1 | cs | TRUE
85 | LV_5399-6_0_5_line_85 | NAYY 4x150 SE | 77 | 78 | 0.014782 | 0.208 | 0.08 | 261 | 0 | 0.27 | 1 | 1 | cs | TRUE
86 | LV_5399-6_0_5_line_86 | NAYY 4x150 SE | 78 | 85 | 0.085396 | 0.208 | 0.08 | 261 | 0 | 0.27 | 1 | 1 | cs | TRUE
87 | LV_5399-6_0_5_line_87 | NAYY 4x150 SE | 78 | 86 | 0.037259 | 0.208 | 0.08 | 261 | 0 | 0.27 | 1 | 1 | cs | TRUE
88 | LV_5399-6_0_5_line_88 | NAYY 4x150 SE | 78 | 82 | 0.019924 | 0.208 | 0.08 | 261 | 0 | 0.27 | 1 | 1 | cs | TRUE
89 | LV_5399-6_0_5_line_89 | NAYY 4x150 SE | 79 | 80 | 0.019383 | 0.208 | 0.08 | 261 | 0 | 0.27 | 1 | 1 | cs | TRUE
90 | LV_5399-6_0_5_line_90 | NAYY 4x150 SE | 79 | 81 | 0.014578 | 0.208 | 0.08 | 261 | 0 | 0.27 | 1 | 1 | cs | TRUE
91 | LV_5399-6_0_5_line_91 | NAYY 4x150 SE | 80 | 82 | 0.0037766 | 0.208 | 0.08 | 261 | 0 | 0.27 | 1 | 1 | cs | TRUE
92 | LV_5399-6_0_5_line_92 | NAYY 4x150 SE | 81 | 83 | 0.0086908 | 0.208 | 0.08 | 261 | 0 | 0.27 | 1 | 1 | cs | TRUE
93 | LV_5399-6_0_5_line_93 | NAYY 4x150 SE | 83 | 84 | 0.0058888 | 0.208 | 0.08 | 261 | 0 | 0.27 | 1 | 1 | cs | TRUE
94 | LV_5399-6_0_5_line_94 | NAYY 4x150 SE | 84 | 87 | 0.01144 | 0.208 | 0.08 | 261 | 0 | 0.27 | 1 | 1 | cs | TRUE
95 | LV_5399-6_0_5_line_95 | NAYY 4x150 SE | 88 | 90 | 0.0073522 | 0.208 | 0.08 | 261 | 0 | 0.27 | 1 | 1 | cs | TRUE
96 | LV_5399-6_0_5_line_96 | NAYY 4x150 SE | 89 | 131 | 0.023789 | 0.208 | 0.08 | 261 | 0 | 0.27 | 1 | 2 | cs | TRUE
97 | LV_5399-6_0_5_line_97 | NAYY 4x150 SE | 90 | 93 | 0.015031 | 0.208 | 0.08 | 261 | 0 | 0.27 | 1 | 1 | cs | TRUE
98 | LV_5399-6_0_5_line_98 | NAYY 4x150 SE | 90 | 94 | 0.0096883 | 0.208 | 0.08 | 261 | 0 | 0.27 | 1 | 1 | cs | TRUE
99 | LV_5399-6_0_5_line_99 | NAYY 4x150 SE | 91 | 92 | 0.0079169 | 0.208 | 0.08 | 261 | 0 | 0.27 | 1 | 1 | cs | TRUE
100 | LV_5399-6_0_5_line_100 | NAYY 4x150 SE | 92 | 112 | 0.0096463 | 0.208 | 0.08 | 261 | 0 | 0.27 | 1 | 1 | cs | TRUE
101 | LV_5399-6_0_5_line_101 | NAYY 4x150 SE | 93 | 97 | 0.0012825 | 0.208 | 0.08 | 261 | 0 | 0.27 | 1 | 1 | cs | TRUE
102 | LV_5399-6_0_5_line_102 | NAYY 4x150 SE | 96 | 98 | 0.0075744 | 0.208 | 0.08 | 261 | 0 | 0.27 | 1 | 2 | cs | TRUE
103 | LV_5399-6_0_5_line_103 | NAYY 4x150 SE | 97 | 99 | 0.011283 | 0.208 | 0.08 | 261 | 0 | 0.27 | 1 | 1 | cs | TRUE
104 | LV_5399-6_0_5_line_104 | NAYY 4x150 SE | 98 | 121 | 0.0081346 | 0.208 | 0.08 | 261 | 0 | 0.27 | 1 | 1 | cs | TRUE
105 | LV_5399-6_0_5_line_105 | NAYY 4x150 SE | 99 | 115 | 0.005209 | 0.208 | 0.08 | 261 | 0 | 0.27 | 1 | 1 | cs | TRUE
106 | LV_5399-6_0_5_line_106 | NAYY 4x150 SE | 100 | 101 | 0.049081 | 0.208 | 0.08 | 261 | 0 | 0.27 | 1 | 1 | cs | TRUE
107 | LV_5399-6_0_5_line_107 | NAYY 4x150 SE | 100 | 102 | 0.019052 | 0.208 | 0.08 | 261 | 0 | 0.27 | 1 | 1 | cs | TRUE
108 | LV_5399-6_0_5_line_108 | NAYY 4x150 SE | 101 | 103 | 0.025846 | 0.208 | 0.08 | 261 | 0 | 0.27 | 1 | 1 | cs | TRUE
109 | LV_5399-6_0_5_line_109 | NAYY 4x150 SE | 102 | 104 | 0.012117 | 0.208 | 0.08 | 261 | 0 | 0.27 | 1 | 1 | cs | TRUE
110 | LV_5399-6_0_5_line_110 | NAYY 4x150 SE | 102 | 105 | 0.049256 | 0.208 | 0.08 | 261 | 0 | 0.27 | 1 | 1 | cs | TRUE
111 | LV_5399-6_0_5_line_111 | NAYY 4x150 SE | 103 | 106 | 7.813e-05 | 0.208 | 0.08 | 261 | 0 | 0.27 | 1 | 1 | cs | TRUE
112 | LV_5399-6_0_5_line_112 | NAYY 4x150 SE | 104 | 107 | 0.040429 | 0.208 | 0.08 | 261 | 0 | 0.27 | 1 | 1 | cs | TRUE
113 | LV_5399-6_0_5_line_113 | NAYY 4x150 SE | 105 | 108 | 0.035709 | 0.208 | 0.08 | 261 | 0 | 0.27 | 1 | 1 | cs | TRUE
114 | LV_5399-6_0_5_line_114 | NAYY 4x150 SE | 107 | 109 | 0.011901 | 0.208 | 0.08 | 261 | 0 | 0.27 | 1 | 1 | cs | TRUE
115 | LV_5399-6_0_5_line_115 | NAYY 4x150 SE | 108 | 110 | 0.014646 | 0.208 | 0.08 | 261 | 0 | 0.27 | 1 | 1 | cs | TRUE
116 | LV_5399-6_0_5_line_116 | NAYY 4x150 SE | 109 | 111 | 0.0020518 | 0.208 | 0.08 | 261 | 0 | 0.27 | 1 | 1 | cs | TRUE
117 | LV_5399-6_0_5_line_117 | NAYY 4x150 SE | 110 | 116 | 0.023365 | 0.208 | 0.08 | 261 | 0 | 0.27 | 1 | 1 | cs | TRUE
118 | LV_5399-6_0_5_line_118 | NAYY 4x150 SE | 111 | 112 | 0.0048115 | 0.208 | 0.08 | 261 | 0 | 0.27 | 1 | 1 | cs | TRUE
119 | LV_5399-6_0_5_line_119 | NAYY 4x150 SE | 112 | 113 | 0.014871 | 0.208 | 0.08 | 261 | 0 | 0.27 | 1 | 1 | cs | TRUE
120 | LV_5399-6_0_5_line_120 | NAYY 4x150 SE | 113 | 114 | 0.0087332 | 0.208 | 0.08 | 261 | 0 | 0.27 | 1 | 1 | cs | TRUE
121 | LV_5399-6_0_5_line_121 | NAYY 4x150 SE | 114 | 115 | 0.015063 | 0.208 | 0.08 | 261 | 0 | 0.27 | 1 | 1 | cs | TRUE
122 | LV_5399-6_0_5_line_122 | NAYY 4x150 SE | 115 | 117 | 0.014077 | 0.208 | 0.08 | 261 | 0 | 0.27 | 1 | 1 | cs | TRUE
123 | LV_5399-6_0_5_line_123 | NAYY 4x150 SE | 117 | 118 | 0.0083451 | 0.208 | 0.08 | 261 | 0 | 0.27 | 1 | 1 | cs | TRUE
124 | LV_5399-6_0_5_line_124 | NAYY 4x150 SE | 118 | 119 | 0.006758 | 0.208 | 0.08 | 261 | 0 | 0.27 | 1 | 1 | cs | TRUE
125 | LV_5399-6_0_5_line_125 | NAYY 4x150 SE | 119 | 120 | 0.0085278 | 0.208 | 0.08 | 261 | 0 | 0.27 | 1 | 1 | cs | TRUE
126 | LV_5399-6_0_5_line_126 | NAYY 4x150 SE | 120 | 121 | 0.0026589 | 0.208 | 0.08 | 261 | 0 | 0.27 | 1 | 1 | cs | TRUE
127 | LV_5399-6_0_5_line_127 | NAYY 4x150 SE | 122 | 123 | 0.016686 | 0.208 | 0.08 | 261 | 0 | 0.27 | 1 | 1 | cs | TRUE
128 | LV_5399-6_0_5_line_128 | NAYY 4x150 SE | 123 | 126 | 0.0079807 | 0.208 | 0.08 | 261 | 0 | 0.27 | 1 | 1 | cs | TRUE
129 | LV_5399-6_0_5_line_129 | NAYY 4x150 SE | 124 | 129 | 0.00020514 | 0.208 | 0.08 | 261 | 0 | 0.27 | 1 | 1 | cs | TRUE
130 | LV_5399-6_0_5_line_130 | NAYY 4x150 SE | 125 | 127 | 0.01272 | 0.208 | 0.08 | 261 | 0 | 0.27 | 1 | 1 | cs | TRUE
131 | LV_5399-6_0_5_line_131 | NAYY 4x150 SE | 125 | 126 | 0.0050759 | 0.208 | 0.08 | 261 | 0 | 0.27 | 1 | 1 | cs | TRUE
132 | LV_5399-6_0_5_line_132 | NAYY 4x150 SE | 127 | 128 | 0.028527 | 0.208 | 0.08 | 261 | 0 | 0.27 | 1 | 1 | cs | TRUE
133 | LV_5399-6_0_5_line_133 | NAYY 4x150 SE | 128 | 130 | 0.012143 | 0.208 | 0.08 | 261 | 0 | 0.27 | 1 | 1 | cs | TRUE
134 | LV_5399-6_0_5_line_134 | NAYY 4x150 SE | 129 | 132 | 0.014091 | 0.208 | 0.08 | 261 | 0 | 0.27 | 1 | 1 | cs | TRUE
135 | LV_5399-6_0_5_line_135 | NAYY 4x150 SE | 130 | 139 | 0.016676 | 0.208 | 0.08 | 261 | 0 | 0.27 | 1 | 1 | cs | TRUE
136 | LV_5399-6_0_5_line_136 | NAYY 4x150 SE | 133 | 134 | 0.03722 | 0.208 | 0.08 | 261 | 0 | 0.27 | 1 | 1 | cs | TRUE
137 | LV_5399-6_0_5_line_137 | NAYY 4x150 SE | 134 | 135 | 0.020293 | 0.208 | 0.08 | 261 | 0 | 0.27 | 1 | 1 | cs | TRUE
138 | LV_5399-6_0_5_line_138 | NAYY 4x150 SE | 134 | 136 | 0.0031069 | 0.208 | 0.08 | 261 | 0 | 0.27 | 1 | 1 | cs | TRUE
139 | LV_5399-6_0_5_line_139 | NAYY 4x150 SE | 135 | 137 | 0.047747 | 0.208 | 0.08 | 261 | 0 | 0.27 | 1 | 1 | cs | TRUE
140 | LV_5399-6_0_5_line_140 | NAYY 4x150 SE | 136 | 138 | 0.013971 | 0.208 | 0.08 | 261 | 0 | 0.27 | 1 | 1 | cs | TRUE
141 | LV_5399-6_0_5_line_141 | NAYY 4x150 SE | 137 | 141 | 0.0098011 | 0.208 | 0.08 | 261 | 0 | 0.27 | 1 | 1 | cs | TRUE
142 | LV_5399-6_0_5_line_142 | NAYY 4x150 SE | 138 | 140 | 0.039772 | 0.208 | 0.08 | 261 | 0 | 0.27 | 1 | 1 | cs | TRUE
143 | LV_5399-6_0_5_line_143 | NAYY 4x150 SE | 139 | 140 | 0.00086625 | 0.208 | 0.08 | 261 | 0 | 0.27 | 1 | 1 | cs | TRUE
144 | LV_5399-6_0_5_line_144 | NAYY 4x150 SE | 141 | 142 | 0.03209 | 0.208 | 0.08 | 261 | 0 | 0.27 | 1 | 1 | cs | TRUE
145 | LV_5399-6_0_5_line_145 | NAYY 4x150 SE | 142 | 143 | 0.010875 | 0.208 | 0.08 | 261 | 0 | 0.27 | 1 | 1 | cs | TRUE
146 | LV_5399-6_0_5_line_146 | NAYY 4x150 SE | 143 | 147 | 0.025931 | 0.208 | 0.08 | 261 | 0 | 0.27 | 1 | 1 | cs | TRUE
147 | LV_5399-6_0_5_line_147 | NAYY 4x150 SE | 145 | 146 | 0.1087 | 0.208 | 0.08 | 261 | 0 | 0.27 | 1 | 1 | cs | TRUE
148 | LV_5399-6_0_5_line_148 | NAYY 4x150 SE | 145 | 147 | 0.073317 | 0.208 | 0.08 | 261 | 0 | 0.27 | 1 | 1 | cs | TRUE
149 | LV_5399-6_0_5_line_149 | NAYY 4x150 SE | 146 | 148 | 0.023989 | 0.208 | 0.08 | 261 | 0 | 0.27 | 1 | 1 | cs | TRUE
150 | LV_5399-6_0_5_line_150 | NAYY 4x150 SE | 146 | 149 | 0.078345 | 0.208 | 0.08 | 261 | 0 | 0.27 | 1 | 1 | cs | TRUE
151 | LV_5399-6_0_5_line_151 | NAYY 4x150 SE | 147 | 150 | 0.0089785 | 0.208 | 0.08 | 261 | 0 | 0.27 | 1 | 1 | cs | TRUE
152 | LV_5399-6_0_5_line_152 | NAYY 4x150 SE | 148 | 151 | 0.2932 | 0.208 | 0.08 | 261 | 0 | 0.27 | 1 | 1 | cs | TRUE
153 | LV_5399-6_0_5_line_153 | NAYY 4x150 SE | 149 | 152 | 0.017105 | 0.208 | 0.08 | 261 | 0 | 0.27 | 1 | 1 | cs | TRUE
154 | LV_5399-6_0_5_line_154 | NAYY 4x150 SE | 150 | 153 | 0.060782 | 0.208 | 0.08 | 261 | 0 | 0.27 | 1 | 1 | cs | TRUE
155 | LV_5399-6_0_5_line_155 | NAYY 4x150 SE | 151 | 160 | 0.21474 | 0.208 | 0.08 | 261 | 0 | 0.27 | 1 | 1 | cs | TRUE
156 | LV_5399-6_0_5_line_156 | NAYY 4x150 SE | 151 | 172 | 0.50587 | 0.208 | 0.08 | 261 | 0 | 0.27 | 1 | 1 | cs | TRUE
157 | LV_5399-6_0_5_line_157 | NAYY 4x150 SE | 152 | 164 | 0.018245 | 0.208 | 0.08 | 261 | 0 | 0.27 | 1 | 1 | cs | TRUE
158 | LV_5399-6_0_5_line_158 | NAYY 4x150 SE | 153 | 155 | 0.019063 | 0.208 | 0.08 | 261 | 0 | 0.27 | 1 | 1 | cs | TRUE
159 | LV_5399-6_0_5_line_159 | NAYY 4x150 SE | 155 | 156 | 0.02376 | 0.208 | 0.08 | 261 | 0 | 0.27 | 1 | 1 | cs | TRUE
160 | LV_5399-6_0_5_line_160 | NAYY 4x150 SE | 156 | 157 | 0.026994 | 0.208 | 0.08 | 261 | 0 | 0.27 | 1 | 1 | cs | TRUE
161 | LV_5399-6_0_5_line_161 | NAYY 4x150 SE | 157 | 158 | 0.017126 | 0.208 | 0.08 | 261 | 0 | 0.27 | 1 | 1 | cs | TRUE
162 | LV_5399-6_0_5_line_162 | NAYY 4x150 SE | 158 | 159 | 0.083521 | 0.208 | 0.08 | 261 | 0 | 0.27 | 1 | 1 | cs | TRUE
163 | LV_5399-6_0_5_line_163 | NAYY 4x150 SE | 161 | 162 | 0.029258 | 0.208 | 0.08 | 261 | 0 | 0.27 | 1 | 1 | cs | TRUE
164 | LV_5399-6_0_5_line_164 | NAYY 4x150 SE | 162 | 163 | 0.041382 | 0.208 | 0.08 | 261 | 0 | 0.27 | 1 | 1 | cs | TRUE
165 | LV_5399-6_0_5_line_165 | NAYY 4x150 SE | 164 | 165 | 0.040998 | 0.208 | 0.08 | 261 | 0 | 0.27 | 1 | 1 | cs | TRUE
166 | LV_5399-6_0_5_line_166 | NAYY 4x150 SE | 165 | 166 | 0.11291 | 0.208 | 0.08 | 261 | 0 | 0.27 | 1 | 1 | cs | TRUE
167 | LV_5399-6_0_5_line_167 | NAYY 4x150 SE | 166 | 167 | 0.067168 | 0.208 | 0.08 | 261 | 0 | 0.27 | 1 | 1 | cs | TRUE
168 | LV_5399-6_0_5_line_168 | NAYY 4x150 SE | 167 | 171 | 0.03243 | 0.208 | 0.08 | 261 | 0 | 0.27 | 1 | 1 | cs | TRUE
169 | LV_5399-6_0_5_line_169 | NAYY 4x150 SE | 167 | 169 | 0.071787 | 0.208 | 0.08 | 261 | 0 | 0.27 | 1 | 1 | cs | TRUE
170 | LV_5399-6_0_5_line_170 | NAYY 4x150 SE | 168 | 169 | 0.018754 | 0.208 | 0.08 | 261 | 0 | 0.27 | 1 | 1 | cs | TRUE
171 | LV_5399-6_0_5_line_171 | NAYY 4x150 SE | 168 | 170 | 0.2251 | 0.208 | 0.08 | 261 | 0 | 0.27 | 1 | 1 | cs | TRUE

## trafo
| name | std_type | hv_bus | lv_bus | sn_mva | vn_hv_kv | vn_lv_kv | vk_percent | vkr_percent | pfe_kw | i0_percent | shift_degree | tap_side | tap_neutral | tap_min | tap_max | tap_step_percent | tap_step_degree | tap_pos | tap_phase_shifter | parallel | df | in_service
0 | LV_5399-6_0_5_trafo_73 | 0.25 MVA 20/0.4 kV | 173 | 50 | 0.25 | 20 | 0.4 | 6 | 1.44 | 0.8 | 0.32 | 150 | hv | 0 | -2 | 2 | 2.5 | 0 | 0 | FALSE | 1 | 1 | TRUE

## line_geodata
| x0 | y0 | x1 | y1 | x2 | y2 | x3 | y3 | x4 | y4 | x5 | y5 | x6 | y6 | x7 | y7 | x8 | y8 | x9 | y9 | x10 | y10 | x11 | y11 | x12 | y12 | x13 | y13 | x14 | y14 | x15 | y15
0 | 2703678.1017 | 1134121.5473 | 2703678.1751 | 1134104.5038
1 | 2703676.4752 | 1134137.9289 | 2703678.0383 | 1134133.4307 | 2703678.0674 | 1134129.4954 | 2703678.1017 | 1134121.5473
2 | 2703678.1751 | 1134104.5038 | 2703678.1758 | 1134104.348 | 2703677.9672 | 1134099.9083 | 2703677.4891 | 1134097.7098 | 2703676.6582 | 1134095.8833 | 2703675.2042 | 1134094.0238 | 2703671.6815 | 1134091.4775
3 | 2703676.4752 | 1134137.9289 | 2703680.2322 | 1134147.4315
4 | 2703662.7228 | 1134084.6927 | 2703669.2803 | 1134089.7417 | 2703671.6815 | 1134091.4775
5 | 2703662.7228 | 1134084.6927 | 2703666.7297 | 1134081.0438
6 | 2703662.7228 | 1134084.6927 | 2703659.0287 | 1134093.1346 | 2703656.7075 | 1134097.8422 | 2703649.0857 | 1134108.1513
7 | 2703649.0857 | 1134108.1513 | 2703645.4398 | 1134107.0548 | 2703641.52 | 1134106.2203 | 2703637.0599 | 1134105.9103 | 2703633.4959 | 1134106.3272 | 2703628.0657 | 1134108.3465
8 | 2703628.0657 | 1134108.3465 | 2703627.6933 | 1134108.485
9 | 2703668.2452 | 1134079.6636 | 2703666.7297 | 1134081.0438
10 | 2703766.0576 | 1134263.5721 | 2703764.7364 | 1134263.2899 | 2703760.1078 | 1134262.043 | 2703756.9096 | 1134260.8873 | 2703754.4706 | 1134259.4556 | 2703752.6874 | 1134257.9463 | 2703751.0031 | 1134256.0495 | 2703749.6179 | 1134253.7798 | 2703748.6565 | 1134251.4841 | 2703747.4733 | 1134248.2061 | 2703745.4766 | 1134240.7449 | 2703743.6793 | 1134236.0222 | 2703742.4499 | 1134233.644 | 2703740.2566 | 1134230.9046 | 2703735.305 | 1134225.8186
11 | 2703766.0576 | 1134263.5721 | 2703768.4503 | 1134264.0831
12 | 2703618.2908 | 1134109.902 | 2703621.3393 | 1134109.921 | 2703625.6081 | 1134109.2605 | 2703627.6933 | 1134108.485
13 | 2703768.4503 | 1134264.0831 | 2703777.5309 | 1134266.0225 | 2703780.879 | 1134267.4142 | 2703783.5354 | 1134269.1832 | 2703785.2449 | 1134270.7563
14 | 2703785.2449 | 1134270.7563 | 2703786.3547 | 1134271.7777 | 2703788.6731 | 1134274.8528 | 2703790.633 | 1134278.6222 | 2703793.7098 | 1134284.934
15 | 2703724.9628 | 1133883.7862 | 2703696.4815 | 1133897.8513
16 | 2703743.5929 | 1133881.6523 | 2703739.733 | 1133880.9078 | 2703736.6477 | 1133880.7881 | 2703733.6871 | 1133881.0263 | 2703730.1803 | 1133881.6888 | 2703726.9583 | 1133882.8008 | 2703724.9628 | 1133883.7862
17 | 2703670.8216 | 1133910.523 | 2703696.4815 | 1133897.8513
18 | 2703743.5929 | 1133881.6523 | 2703746.5744 | 1133870.7855 | 2703747.7442 | 1133868.5709 | 2703749.2637 | 1133866.618 | 2703749.4789 | 1133866.4497
19 | 2703743.5929 | 1133881.6523 | 2703746.732 | 1133882.6735 | 2703751.2648 | 1133885.0306 | 2703756.5972 | 1133888.8024 | 2703758.9806 | 1133890.789 | 2703761.5132 | 1133893.5009 | 2703785.4732 | 1133924.5447
20 | 2703636.3651 | 1133929.2757 | 2703648.0659 | 1133921.7605 | 2703670.8216 | 1133910.523
21 | 2703761.6014 | 1133860.0832 | 2703755.484 | 1133862.6223 | 2703751.7688 | 1133864.6597 | 2703749.4789 | 1133866.4497
22 | 2703814.5269 | 1133962.1882 | 2703785.4732 | 1133924.5447
23 | 2703608.926 | 1133845.3299 | 2703610.4326 | 1133847.7128 | 2703618.0453 | 1133872.5035 | 2703625.4493 | 1133896.4344 | 2703634.3344 | 1133925.1272 | 2703636.3651 | 1133929.2757
24 | 2703636.3651 | 1133929.2757 | 2703633.2356 | 1133929.4888 | 2703630.04 | 1133929.9677 | 2703627.4004 | 1133930.7896 | 2703560.2802 | 1133959.7985
25 | 2703636.3651 | 1133929.2757 | 2703646.6562 | 1133937.0571 | 2703660.9057 | 1133946.1184
26 | 2703761.6014 | 1133860.0832 | 2703780.7948 | 1133852.1169 | 2703788.0059 | 1133848.6899
27 | 2703836.2488 | 1133989.3341 | 2703814.5269 | 1133962.1882
28 | 2703608.926 | 1133845.3299 | 2703606.9551 | 1133841.2825 | 2703607.3149 | 1133829.7369 | 2703619.3664 | 1133827.3643 | 2703627.6314 | 1133827.1503 | 2703639.5487 | 1133824.9756 | 2703644.6276 | 1133820.193 | 2703648.9542 | 1133814.3857 | 2703655.8802 | 1133793.9472 | 2703675.843 | 1133772.9542
29 | 2703660.9057 | 1133946.1184 | 2703655.4039 | 1133955.8079 | 2703666.3223 | 1133972.7837 | 2703670.653 | 1133980.188
30 | 2703834.3114 | 1133827.3374 | 2703823.839 | 1133830.754 | 2703796.3512 | 1133844.7239 | 2703788.0059 | 1133848.6899
31 | 2703836.2488 | 1133989.3341 | 2703866.2176 | 1133976.1186
32 | 2703808.8114 | 1134078.0017 | 2703833.4203 | 1134069.0546
33 | 2703794.1467 | 1134083.3334 | 2703808.8114 | 1134078.0017
34 | 2703872.129 | 1134054.9812 | 2703833.4203 | 1134069.0546
35 | 2703791.8893 | 1134084.1542 | 2703794.1467 | 1134083.3334
36 | 2703872.129 | 1134054.9812 | 2703896.8282 | 1134045.5729
37 | 2703791.8893 | 1134084.1542 | 2703784.1424 | 1134088.7351 | 2703782.3591 | 1134090.2059
38 | 2703911.7846 | 1134039.8757 | 2703896.8282 | 1134045.5729
39 | 2703763.8062 | 1134105.5075 | 2703782.3591 | 1134090.2059
40 | 2703911.7846 | 1134039.8757 | 2703919.1541 | 1134058.9761
41 | 2703763.8062 | 1134105.5075 | 2703760.136 | 1134103.1359
42 | 2703772.2209 | 1134113.1346 | 2703763.8062 | 1134105.5075
43 | 2703717.7873 | 1134034.8746 | 2703716.1948 | 1134036.2474
44 | 2703711.9678 | 1134049.1264 | 2703710.992 | 1134044.5289 | 2703713.0978 | 1134038.9171 | 2703716.1948 | 1134036.2474
45 | 2703717.7873 | 1134034.8746 | 2703721.7096 | 1134031.4936 | 2703727.7619 | 1134028.262
46 | 2703711.9678 | 1134049.1264 | 2703709.4479 | 1134048.3604 | 2703701.1735 | 1134041.9699 | 2703694.044 | 1134034.8097
47 | 2703711.9678 | 1134049.1264 | 2703715.2559 | 1134056.7098
48 | 2703694.044 | 1134034.8097 | 2703691.5644 | 1134039.4585
49 | 2703694.044 | 1134034.8097 | 2703692.8405 | 1134033.6105 | 2703688.8313 | 1134025.8702 | 2703688.419 | 1134025.0335
50 | 2703711.5397 | 1134060.6041 | 2703715.2559 | 1134056.7098
51 | 2703687.5834 | 1134046.9843 | 2703691.0529 | 1134040.4175 | 2703691.5644 | 1134039.4585
52 | 2703680.4485 | 1134008.8585 | 2703688.419 | 1134025.0335
53 | 2703711.5397 | 1134060.6041 | 2703719.2135 | 1134072.3765
54 | 2703687.5834 | 1134046.9843 | 2703676.9077 | 1134036.5056 | 2703666.9255 | 1134024.3313
55 | 2703684.4199 | 1134056.8029 | 2703687.5834 | 1134046.9843
56 | 2703680.4485 | 1134008.8585 | 2703677.4931 | 1134002.8611 | 2703677.325 | 1134002.4187
57 | 2703719.2135 | 1134072.3765 | 2703711.8818 | 1134076.6911
58 | 2703719.2135 | 1134072.3765 | 2703723.483 | 1134080.6439 | 2703728.5369 | 1134085.6631
59 | 2704415.9966 | 1133671.4009 | 2704416.4577 | 1133674.1217 | 2704419.2949 | 1133677.4618 | 2704426.0807 | 1133684.8837 | 2704431.0478 | 1133689.555
60 | 2704415.9966 | 1133671.4009 | 2704352.2749 | 1133674.113 | 2704338.5769 | 1133675.4885 | 2704329.5779 | 1133679.4022 | 2704323.9052 | 1133683.2021
61 | 2704289.0241 | 1133729.823 | 2704313.7088 | 1133693.6929 | 2704320.1447 | 1133685.7212 | 2704323.9052 | 1133683.2021
62 | 2704289.0241 | 1133729.823 | 2704265.8481 | 1133705.3409 | 2704259.046 | 1133697.9633
63 | 2704289.0241 | 1133729.823 | 2704277.3633 | 1133746.9054
64 | 2704259.046 | 1133697.9633 | 2704262.9097 | 1133689.5691 | 2704288.2137 | 1133658.1525 | 2704290.0478 | 1133655.4999
65 | 2704277.3633 | 1133746.9054 | 2704252.5614 | 1133783.2388 | 2704245.804 | 1133790.2266 | 2704236.5839 | 1133797.5944 | 2704225.7412 | 1133803.0664 | 2704213.7901 | 1133807.1851 | 2704202.2373 | 1133810.6991
66 | 2704353.9308 | 1133585.5663 | 2704349.9087 | 1133589.6834
67 | 2704290.0478 | 1133655.4999 | 2704296.4027 | 1133646.3086 | 2704303.6721 | 1133628.4116 | 2704308.8288 | 1133622.2856 | 2704332.9951 | 1133607.2822 | 2704335.8611 | 1133604.063 | 2704349.9087 | 1133589.6834
68 | 2704290.0478 | 1133655.4999 | 2704173.9115 | 1133492.8342
69 | 2704173.9115 | 1133492.8342 | 2703995.1419 | 1133632.7978
70 | 2703834.3114 | 1133827.3374 | 2703995.1419 | 1133632.7978
71 | 2704202.2373 | 1133810.6991 | 2704196.4604 | 1133812.4563 | 2704175.0789 | 1133821.8603 | 2704154.0491 | 1133834.9838 | 2704151.7954 | 1133836.6237
72 | 2704124.0944 | 1133859.3608 | 2704134.7045 | 1133849.0593 | 2704151.7954 | 1133836.6237
73 | 2704124.0944 | 1133859.3608 | 2704114.2368 | 1133872.4163
74 | 2704113.4869 | 1133873.4095 | 2704114.2368 | 1133872.4163
75 | 2704095.2002 | 1133897.6286 | 2704113.4869 | 1133873.4095
76 | 2704095.2002 | 1133897.6286 | 2704093.7411 | 1133899.5611
77 | 2704074.6216 | 1133924.8833 | 2704093.7411 | 1133899.5611
78 | 2704074.6216 | 1133924.8833 | 2704078.5226 | 1133929.9426 | 2704082.3927 | 1133944.8298 | 2704084.4612 | 1133956.595 | 2704084.5163 | 1133957.0745
79 | 2704084.6879 | 1133958.5651 | 2704084.5163 | 1133957.0745
80 | 2704085.4655 | 1133970.5998 | 2704085.72 | 1133967.5348 | 2704084.6879 | 1133958.5651
81 | 2704094.7704 | 1134003.3162 | 2704086.047 | 1133996.3586 | 2704084.2454 | 1133993.2367 | 2704083.8935 | 1133989.5283 | 2704085.4655 | 1133970.5998
82 | 2704094.7704 | 1134003.3162 | 2704099.4971 | 1134007.086 | 2704101.64 | 1134014.5277 | 2704102.1128 | 1134019.2473
83 | 2704102.1128 | 1134019.2473 | 2704102.3429 | 1134021.5442 | 2704101.9896 | 1134029.9768 | 2704099.7903 | 1134037.2678
84 | 2704099.7903 | 1134037.2678 | 2704097.1719 | 1134045.9483 | 2704092.4653 | 1134074.4932
85 | 2703834.723 | 1134148.364 | 2703839.9542 | 1134145.9079 | 2703848.9544 | 1134146.1255
86 | 2703834.723 | 1134148.364 | 2703848.0999 | 1134159.7678 | 2703860.1562 | 1134174.9957 | 2703885.5228 | 1134216.2105
87 | 2703808.09 | 1134174.4896 | 2703834.723 | 1134148.364
88 | 2703834.723 | 1134148.364 | 2703829.7873 | 1134145.722 | 2703817.1457 | 1134138.982
89 | 2703795.9711 | 1134129.6712 | 2703810.9972 | 1134135.7039 | 2703813.8132 | 1134137.2053
90 | 2703795.9711 | 1134129.6712 | 2703789.8481 | 1134127.213 | 2703783.613 | 1134122.2332
91 | 2703817.1457 | 1134138.982 | 2703813.8132 | 1134137.2053
92 | 2703776.8222 | 1134116.8096 | 2703783.613 | 1134122.2332
93 | 2703772.2209 | 1134113.1346 | 2703776.8222 | 1134116.8096
94 | 2703772.2209 | 1134113.1346 | 2703764.0119 | 1134121.1031
95 | 2703753.9608 | 1134099.1456 | 2703760.136 | 1134103.1359
96 | 2703677.325 | 1134002.4187 | 2703676.8596 | 1134001.1936 | 2703676.4601 | 1133999.3522 | 2703676.1948 | 1133991.9319 | 2703676.1297 | 1133990.3409 | 2703675.6567 | 1133988.7429 | 2703670.653 | 1133980.188
97 | 2703753.9608 | 1134099.1456 | 2703746.8793 | 1134105.7837 | 2703742.6269 | 1134108.9887
98 | 2703753.9608 | 1134099.1456 | 2703749.3548 | 1134097.9213 | 2703745.0872 | 1134095.4684
99 | 2703750.6779 | 1134140.6895 | 2703751.1448 | 1134135.787 | 2703753.0404 | 1134133.4718
100 | 2703749.9945 | 1134150.3098 | 2703750.3181 | 1134144.4672 | 2703750.6779 | 1134140.6895
101 | 2703742.6269 | 1134108.9887 | 2703741.6027 | 1134109.7606
102 | 2703711.8818 | 1134076.6911 | 2703705.3539 | 1134080.5327 | 2703705.3539 | 1134080.5327
103 | 2703741.6027 | 1134109.7606 | 2703732.5924 | 1134116.5517
104 | 2703708.9966 | 1134087.8034 | 2703706.5934 | 1134083.2223 | 2703705.3539 | 1134080.5327
105 | 2703728.4325 | 1134119.6869 | 2703732.5924 | 1134116.5517
106 | 2703812.2456 | 1134213.0845 | 2703817.314 | 1134216.986 | 2703840.9992 | 1134232.8808 | 2703852.4613 | 1134241.1967
107 | 2703797.1483 | 1134201.4631 | 2703812.2456 | 1134213.0845
108 | 2703852.4613 | 1134241.1967 | 2703873.381 | 1134256.3743
109 | 2703797.1483 | 1134201.4631 | 2703794.5943 | 1134195.5266 | 2703790.82 | 1134191.3167
110 | 2703797.1483 | 1134201.4631 | 2703796.7591 | 1134213.3528 | 2703797.6085 | 1134219.9271 | 2703803.7714 | 1134250.0338
111 | 2703873.4443 | 1134256.4202 | 2703873.381 | 1134256.3743
112 | 2703790.82 | 1134191.3167 | 2703790.1601 | 1134190.5806 | 2703758.8157 | 1134166.6417
113 | 2703803.7714 | 1134250.0338 | 2703804.7321 | 1134254.727 | 2703811.6285 | 1134284.8665
114 | 2703758.8157 | 1134166.6417 | 2703757.1877 | 1134165.3984 | 2703752.948 | 1134156.5051
115 | 2703811.5045 | 1134299.2048 | 2703812.6703 | 1134294.533 | 2703812.974 | 1134290.747 | 2703811.6285 | 1134284.8665
116 | 2703752.065 | 1134154.653 | 2703752.948 | 1134156.5051
117 | 2703811.5045 | 1134299.2048 | 2703802.2582 | 1134294.2873 | 2703798.9706 | 1134292.0628 | 2703796.3761 | 1134289.3832 | 2703794.262 | 1134286.067 | 2703793.7098 | 1134284.934
118 | 2703749.9945 | 1134150.3098 | 2703752.065 | 1134154.653
119 | 2703749.9945 | 1134150.3098 | 2703742.1043 | 1134144.415 | 2703738.7329 | 1134140.6934
120 | 2703733.394 | 1134133.9098 | 2703733.899 | 1134135.3573 | 2703738.7329 | 1134140.6934
121 | 2703728.4325 | 1134119.6869 | 2703733.394 | 1134133.9098
122 | 2703728.4325 | 1134119.6869 | 2703719.5522 | 1134108.7644
123 | 2703719.5522 | 1134108.7644 | 2703719.091 | 1134108.1971 | 2703714.132 | 1134102.4194
124 | 2703714.8453 | 1134097.2838 | 2703716.6829 | 1134099.5836 | 2703714.132 | 1134102.4194 | 2703714.132 | 1134102.4194
125 | 2703714.8453 | 1134097.2838 | 2703712.2964 | 1134094.0938 | 2703710.2317 | 1134090.158
126 | 2703708.9966 | 1134087.8034 | 2703710.2317 | 1134090.158
127 | 2703668.2452 | 1134079.6636 | 2703668.6904 | 1134079.2583 | 2703672.8873 | 1134076.5063 | 2703677.6465 | 1134072.3965 | 2703677.1893 | 1134067.6412
128 | 2703677.1893 | 1134067.6412 | 2703681.957 | 1134061.2412
129 | 2703666.9255 | 1134024.3313 | 2703666.7954 | 1134024.1726
130 | 2703684.4199 | 1134056.8029 | 2703674.001 | 1134049.5059
131 | 2703684.4199 | 1134056.8029 | 2703681.957 | 1134061.2412
132 | 2703674.001 | 1134049.5059 | 2703664.8915 | 1134043.1258 | 2703657.1071 | 1134036.8884 | 2703652.5223 | 1134038.0104 | 2703649.8308 | 1134038.3305
133 | 2703649.8308 | 1134038.3305 | 2703637.7723 | 1134039.7646
134 | 2703654.2662 | 1134020.3746 | 2703661.5412 | 1134020.3206 | 2703662.7552 | 1134020.4638 | 2703663.5813 | 1134020.7781 | 2703664.2595 | 1134021.19 | 2703665.0908 | 1134022.0938 | 2703666.7954 | 1134024.1726
135 | 2703637.7723 | 1134039.7646 | 2703624.6644 | 1134041.3236 | 2703621.2095 | 1134040.9441
136 | 2703565.1143 | 1134029.1171 | 2703575.7937 | 1134025.9204 | 2703586.2835 | 1134023.0095 | 2703590.0359 | 1134022.3845 | 2703593.5668 | 1134022.1116 | 2703601.4031 | 1134021.8549
137 | 2703565.1143 | 1134029.1171 | 2703553.6707 | 1134033.3237 | 2703548.828 | 1134034.6749 | 2703545.7837 | 1134035.0909
138 | 2703565.1143 | 1134029.1171 | 2703567.3164 | 1134030.9004 | 2703567.5855 | 1134030.9482
139 | 2703545.7837 | 1134035.0909 | 2703543.6961 | 1134035.3762 | 2703507.2175 | 1134037.6749 | 2703498.1345 | 1134037.9993
140 | 2703581.3362 | 1134033.4158 | 2703580.7795 | 1134033.2883 | 2703567.5855 | 1134030.9482
141 | 2703488.3396 | 1134038.3491 | 2703498.1345 | 1134037.9993
142 | 2703581.3362 | 1134033.4158 | 2703607.7508 | 1134039.4657 | 2703620.3484 | 1134040.8495
143 | 2703621.2095 | 1134040.9441 | 2703620.3484 | 1134040.8495
144 | 2703488.3396 | 1134038.3491 | 2703486.6024 | 1134038.4112 | 2703477.8822 | 1134038.2506 | 2703470.2075 | 1134037.73 | 2703461.1096 | 1134036.6957 | 2703456.3975 | 1134035.886
145 | 2703445.6796 | 1134034.0443 | 2703456.3975 | 1134035.886
146 | 2703420.1682 | 1134029.4014 | 2703440.2683 | 1134033.1144 | 2703445.6796 | 1134034.0443
147 | 2703347.0228 | 1134028.3492 | 2703331.2119 | 1134029.5351 | 2703324.1421 | 1134029.6587 | 2703318.1803 | 1134029.3677 | 2703309.0935 | 1134028.1338 | 2703296.1175 | 1134025.6215 | 2703239.9672 | 1134012.2089
148 | 2703420.1682 | 1134029.4014 | 2703404.5616 | 1134026.299 | 2703399.1802 | 1134025.8399 | 2703347.0228 | 1134028.3492
149 | 2703239.9672 | 1134012.2089 | 2703237.865 | 1134036.0992
150 | 2703239.9672 | 1134012.2089 | 2703163.8059 | 1133993.8416
151 | 2703420.1682 | 1134029.4014 | 2703419.4039 | 1134031.3228 | 2703418.2294 | 1134033.3707 | 2703416.602 | 1134034.8882 | 2703414.4099 | 1134035.6623 | 2703414.4099 | 1134035.6623
152 | 2703237.865 | 1134036.0992 | 2703133.6212 | 1134310.1473
153 | 2703163.8059 | 1133993.8416 | 2703147.1779 | 1133989.8315
154 | 2703368.7652 | 1134056.4088 | 2703369.117 | 1134052.7425 | 2703369.83 | 1134048.8745 | 2703371.0486 | 1134045.1486 | 2703373.3692 | 1134041.3637 | 2703375.7348 | 1134038.5468 | 2703378.4924 | 1134036.2147 | 2703382.0069 | 1134034.1958 | 2703385.9253 | 1134032.8731 | 2703391.576 | 1134031.9915 | 2703398.7324 | 1134031.7582 | 2703402.4763 | 1134032.0781 | 2703405.0575 | 1134032.856 | 2703409.1789 | 1134034.9612 | 2703411.9513 | 1134035.8203 | 2703414.4099 | 1134035.6623
155 | 2703328.1094 | 1134401.1891 | 2703133.6212 | 1134310.1473
156 | 2703133.6212 | 1134310.1473 | 2702848.7472 | 1134728.177
157 | 2703129.4418 | 1133985.5542 | 2703147.1779 | 1133989.8315
158 | 2703368.29 | 1134075.4205 | 2703368.29 | 1134075.4205 | 2703367.9059 | 1134071.3224 | 2703368.1519 | 1134062.799 | 2703368.7652 | 1134056.4088
159 | 2703368.29 | 1134075.4205 | 2703369.065 | 1134078.2689 | 2703370.1503 | 1134080.5333 | 2703372.7207 | 1134084.1907 | 2703375.6003 | 1134086.875 | 2703378.4659 | 1134088.5806 | 2703382.1003 | 1134089.8992 | 2703384.7338 | 1134090.4421
160 | 2703384.7338 | 1134090.4421 | 2703385.8058 | 1134090.6631 | 2703398.6273 | 1134091.8499 | 2703402.8571 | 1134092.5672 | 2703406.6048 | 1134093.5653 | 2703409.8648 | 1134095.1665 | 2703410.9029 | 1134095.8126
161 | 2703410.9029 | 1134095.8126 | 2703425.443 | 1134104.8615
162 | 2703507.2274 | 1134114.6246 | 2703490.5389 | 1134117.3395 | 2703485.8412 | 1134117.4147 | 2703481.0169 | 1134116.7983 | 2703454.7401 | 1134110.0886 | 2703448.636 | 1134109.1279 | 2703438.6402 | 1134108.3785 | 2703432.2753 | 1134107.3578 | 2703428.7222 | 1134106.2407 | 2703425.443 | 1134104.8615 | 2703425.443 | 1134104.8615
163 | 2703618.2908 | 1134109.902 | 2703597.1073 | 1134130.0829
164 | 2703597.1073 | 1134130.0829 | 2703592.7833 | 1134134.2022 | 2703578.8779 | 1134150.4297 | 2703584.1999 | 1134163.4212
165 | 2703089.5865 | 1133975.9425 | 2703129.4418 | 1133985.5542
166 | 2702978.364 | 1133961.9203 | 2702983.2593 | 1133963.9201 | 2702989.7586 | 1133966.0989 | 2702996.5534 | 1133967.6602 | 2703004.7424 | 1133968.7227 | 2703010.8832 | 1133969.35 | 2703044.9035 | 1133969.0076 | 2703056.1175 | 1133969.6659 | 2703064.4552 | 1133970.5865 | 2703071.966 | 1133971.6931 | 2703089.5865 | 1133975.9425
167 | 2702916.76 | 1133935.1579 | 2702972.2111 | 1133959.4068 | 2702978.364 | 1133961.9203
168 | 2702916.76 | 1133935.1579 | 2702933.6569 | 1133962.8632
169 | 2702916.76 | 1133935.1579 | 2702897.5737 | 1133926.1366 | 2702888.7102 | 1133922.6279 | 2702877.7966 | 1133918.7952 | 2702869.3132 | 1133916.9274 | 2702848.8979 | 1133912.9489
170 | 2702830.4898 | 1133909.3615 | 2702848.8979 | 1133912.9489
171 | 2702830.4898 | 1133909.3615 | 2702605.4147 | 1133906.2053

## bus_geodata
| x | y | coords
0 | 2703678.1017 | 1134121.5473
1 | 2703678.1751 | 1134104.5038
2 | 2703676.4752 | 1134137.9289
3 | 2703671.6815 | 1134091.4775
4 | 2703680.2322 | 1134147.4315
5 | 2703662.7228 | 1134084.6927
6 | 2703649.0857 | 1134108.1513
7 | 2703628.0657 | 1134108.3465
8 | 2703666.7297 | 1134081.0438
9 | 2703735.305 | 1134225.8186
10 | 2703766.0576 | 1134263.5721
11 | 2703627.6933 | 1134108.485
12 | 2703768.4503 | 1134264.0831
13 | 2703785.2449 | 1134270.7563
14 | 2703724.9628 | 1133883.7862
15 | 2703696.4815 | 1133897.8513
16 | 2703743.5929 | 1133881.6523
17 | 2703670.8216 | 1133910.523
18 | 2703749.4789 | 1133866.4497
19 | 2703785.4732 | 1133924.5447
20 | 2703636.3651 | 1133929.2757
21 | 2703761.6014 | 1133860.0832
22 | 2703814.5269 | 1133962.1882
23 | 2703608.926 | 1133845.3299
24 | 2703560.2802 | 1133959.7985
25 | 2703660.9057 | 1133946.1184
26 | 2703788.0059 | 1133848.6899
27 | 2703836.2488 | 1133989.3341
28 | 2703808.8114 | 1134078.0017
29 | 2703833.4203 | 1134069.0546
30 | 2703794.1467 | 1134083.3334
31 | 2703872.129 | 1134054.9812
32 | 2703791.8893 | 1134084.1542
33 | 2703896.8282 | 1134045.5729
34 | 2703782.3591 | 1134090.2059
35 | 2703911.7846 | 1134039.8757
36 | 2703866.2176 | 1133976.1186
37 | 2703763.8062 | 1134105.5075
38 | 2703919.1541 | 1134058.9761
39 | 2703716.1948 | 1134036.2474
40 | 2703717.7873 | 1134034.8746
41 | 2703711.9678 | 1134049.1264
42 | 2703727.7619 | 1134028.262
43 | 2703694.044 | 1134034.8097
44 | 2703715.2559 | 1134056.7098
45 | 2703691.5644 | 1134039.4585
46 | 2703688.419 | 1134025.0335
47 | 2703711.5397 | 1134060.6041
48 | 2703687.5834 | 1134046.9843
49 | 2703680.4485 | 1134008.8585
50 | 2703719.2135 | 1134072.3765
51 | 2704431.0478 | 1133689.555
52 | 2704415.9966 | 1133671.4009
53 | 2704323.9052 | 1133683.2021
54 | 2704289.0241 | 1133729.823
55 | 2704259.046 | 1133697.9633
56 | 2704277.3633 | 1133746.9054
57 | 2704349.9087 | 1133589.6834
58 | 2704353.9308 | 1133585.5663
59 | 2704290.0478 | 1133655.4999
60 | 2704173.9115 | 1133492.8342
61 | 2703995.1419 | 1133632.7978
62 | 2704202.2373 | 1133810.6991
63 | 2704151.7954 | 1133836.6237
64 | 2704124.0944 | 1133859.3608
65 | 2704114.2368 | 1133872.4163
66 | 2704113.4869 | 1133873.4095
67 | 2704095.2002 | 1133897.6286
68 | 2704093.7411 | 1133899.5611
69 | 2704074.6216 | 1133924.8833
70 | 2704084.5163 | 1133957.0745
71 | 2704084.6879 | 1133958.5651
72 | 2704085.4655 | 1133970.5998
73 | 2704094.7704 | 1134003.3162
74 | 2704102.1128 | 1134019.2473
75 | 2704099.7903 | 1134037.2678
76 | 2704092.4653 | 1134074.4932
77 | 2703848.9544 | 1134146.1255
78 | 2703834.723 | 1134148.364
79 | 2703795.9711 | 1134129.6712
80 | 2703813.8132 | 1134137.2053
81 | 2703783.613 | 1134122.2332
82 | 2703817.1457 | 1134138.982
83 | 2703776.8222 | 1134116.8096
84 | 2703772.2209 | 1134113.1346
85 | 2703885.5228 | 1134216.2105
86 | 2703808.09 | 1134174.4896
87 | 2703764.0119 | 1134121.1031
88 | 2703760.136 | 1134103.1359
89 | 2703670.653 | 1133980.188
90 | 2703753.9608 | 1134099.1456
91 | 2703753.0404 | 1134133.4718
92 | 2703750.6779 | 1134140.6895
93 | 2703742.6269 | 1134108.9887
94 | 2703745.0872 | 1134095.4684
95 | 2703728.5369 | 1134085.6631
96 | 2703711.8818 | 1134076.6911
97 | 2703741.6027 | 1134109.7606
98 | 2703705.3539 | 1134080.5327
99 | 2703732.5924 | 1134116.5517
100 | 2703812.2456 | 1134213.0845
101 | 2703852.4613 | 1134241.1967
102 | 2703797.1483 | 1134201.4631
103 | 2703873.381 | 1134256.3743
104 | 2703790.82 | 1134191.3167
105 | 2703803.7714 | 1134250.0338
106 | 2703873.4443 | 1134256.4202
107 | 2703758.8157 | 1134166.6417
108 | 2703811.6285 | 1134284.8665
109 | 2703752.948 | 1134156.5051
110 | 2703811.5045 | 1134299.2048
111 | 2703752.065 | 1134154.653
112 | 2703749.9945 | 1134150.3098
113 | 2703738.7329 | 1134140.6934
114 | 2703733.394 | 1134133.9098
115 | 2703728.4325 | 1134119.6869
116 | 2703793.7098 | 1134284.934
117 | 2703719.5522 | 1134108.7644
118 | 2703714.132 | 1134102.4194
119 | 2703714.8453 | 1134097.2838
120 | 2703710.2317 | 1134090.158
121 | 2703708.9966 | 1134087.8034
122 | 2703668.2452 | 1134079.6636
123 | 2703677.1893 | 1134067.6412
124 | 2703666.9255 | 1134024.3313
125 | 2703684.4199 | 1134056.8029
126 | 2703681.957 | 1134061.2412
127 | 2703674.001 | 1134049.5058
128 | 2703649.8308 | 1134038.3305
129 | 2703666.7954 | 1134024.1726
130 | 2703637.7723 | 1134039.7646
131 | 2703677.325 | 1134002.4187
132 | 2703654.2662 | 1134020.3746
133 | 2703601.4031 | 1134021.8549
134 | 2703565.1143 | 1134029.1171
135 | 2703545.7837 | 1134035.0909
136 | 2703567.5855 | 1134030.9482
137 | 2703498.1345 | 1134037.9993
138 | 2703581.3362 | 1134033.4158
139 | 2703621.2095 | 1134040.9441
140 | 2703620.3484 | 1134040.8495
141 | 2703488.3396 | 1134038.3491
142 | 2703456.3975 | 1134035.886
143 | 2703445.6796 | 1134034.0443
144 | 2703675.843 | 1133772.9542
145 | 2703347.0228 | 1134028.3492
146 | 2703239.9672 | 1134012.2089
147 | 2703420.1682 | 1134029.4014
148 | 2703237.865 | 1134036.0992
149 | 2703163.8059 | 1133993.8416
150 | 2703414.4099 | 1134035.6623
151 | 2703133.6212 | 1134310.1473
152 | 2703147.1779 | 1133989.8315
153 | 2703368.7652 | 1134056.4088
154 | 2703834.3114 | 1133827.3374
155 | 2703368.29 | 1134075.4205
156 | 2703384.7338 | 1134090.4421
157 | 2703410.9029 | 1134095.8126
158 | 2703425.443 | 1134104.8615
159 | 2703507.2274 | 1134114.6246
160 | 2703328.1094 | 1134401.1891
161 | 2703618.2908 | 1134109.902
162 | 2703597.1073 | 1134130.0829
163 | 2703584.1999 | 1134163.4212
164 | 2703129.4418 | 1133985.5542
165 | 2703089.5865 | 1133975.9425
166 | 2702978.364 | 1133961.9203
167 | 2702916.76 | 1133935.1579
168 | 2702830.4898 | 1133909.3615
169 | 2702848.8979 | 1133912.9489
170 | 2702605.4147 | 1133906.2053
171 | 2702933.6569 | 1133962.8632
172 | 2702848.7472 | 1134728.177
173 | 2703711.5397 | 1134060.6041

## line_std_types
| c_nf_per_km | r_ohm_per_km | x_ohm_per_km | max_i_ka | type | q_mm2 | alpha | voltage_rating
NAYY 4x50 SE | 210 | 0.642 | 0.083 | 0.142 | cs | 50 | 0.00403 | LV
NAYY 4x120 SE | 264 | 0.225 | 0.08 | 0.242 | cs | 120 | 0.00403 | LV
NAYY 4x150 SE | 261 | 0.208 | 0.08 | 0.27 | cs | 150 | 0.00403 | LV
NA2XS2Y 1x95 RM/25 12/20 kV | 216 | 0.313 | 0.132 | 0.252 | cs | 95 | 0.00403 | MV
NA2XS2Y 1x185 RM/25 12/20 kV | 273 | 0.161 | 0.117 | 0.362 | cs | 185 | 0.00403 | MV
NA2XS2Y 1x240 RM/25 12/20 kV | 304 | 0.122 | 0.112 | 0.421 | cs | 240 | 0.00403 | MV
NA2XS2Y 1x95 RM/25 6/10 kV | 315 | 0.313 | 0.123 | 0.249 | cs | 95 | 0.00403 | MV
NA2XS2Y 1x185 RM/25 6/10 kV | 406 | 0.161 | 0.11 | 0.358 | cs | 185 | 0.00403 | MV
NA2XS2Y 1x240 RM/25 6/10 kV | 456 | 0.122 | 0.105 | 0.416 | cs | 240 | 0.00403 | MV
NA2XS2Y 1x150 RM/25 12/20 kV | 250 | 0.206 | 0.116 | 0.319 | cs | 150 | 0.00403 | MV
NA2XS2Y 1x120 RM/25 12/20 kV | 230 | 0.253 | 0.119 | 0.283 | cs | 120 | 0.00403 | MV
NA2XS2Y 1x70 RM/25 12/20 kV | 190 | 0.443 | 0.132 | 0.22 | cs | 70 | 0.00403 | MV
NA2XS2Y 1x150 RM/25 6/10 kV | 360 | 0.206 | 0.11 | 0.315 | cs | 150 | 0.00403 | MV
NA2XS2Y 1x120 RM/25 6/10 kV | 340 | 0.253 | 0.113 | 0.28 | cs | 120 | 0.00403 | MV
NA2XS2Y 1x70 RM/25 6/10 kV | 280 | 0.443 | 0.123 | 0.217 | cs | 70 | 0.00403 | MV
N2XS(FL)2Y 1x120 RM/35 64/110 kV | 112 | 0.153 | 0.166 | 0.366 | cs | 120 | 0.00393 | HV
N2XS(FL)2Y 1x185 RM/35 64/110 kV | 125 | 0.099 | 0.156 | 0.457 | cs | 185 | 0.00393 | HV
N2XS(FL)2Y 1x240 RM/35 64/110 kV | 135 | 0.075 | 0.149 | 0.526 | cs | 240 | 0.00393 | HV
N2XS(FL)2Y 1x300 RM/35 64/110 kV | 144 | 0.06 | 0.144 | 0.588 | cs | 300 | 0.00393 | HV
15-AL1/3-ST1A 0.4 | 11 | 1.8769 | 0.35 | 0.105 | ol | 16 | 0.00403 | LV
24-AL1/4-ST1A 0.4 | 11.25 | 1.2012 | 0.335 | 0.14 | ol | 24 | 0.00403 | LV
48-AL1/8-ST1A 0.4 | 12.2 | 0.5939 | 0.3 | 0.21 | ol | 48 | 0.00403 | LV
94-AL1/15-ST1A 0.4 | 13.2 | 0.306 | 0.29 | 0.35 | ol | 94 | 0.00403 | LV
34-AL1/6-ST1A 10.0 | 9.7 | 0.8342 | 0.36 | 0.17 | ol | 34 | 0.00403 | MV
48-AL1/8-ST1A 10.0 | 10.1 | 0.5939 | 0.35 | 0.21 | ol | 48 | 0.00403 | MV
70-AL1/11-ST1A 10.0 | 10.4 | 0.4132 | 0.339 | 0.29 | ol | 70 | 0.00403 | MV
94-AL1/15-ST1A 10.0 | 10.75 | 0.306 | 0.33 | 0.35 | ol | 94 | 0.00403 | MV
122-AL1/20-ST1A 10.0 | 11.1 | 0.2376 | 0.323 | 0.41 | ol | 122 | 0.00403 | MV
149-AL1/24-ST1A 10.0 | 11.25 | 0.194 | 0.315 | 0.47 | ol | 149 | 0.00403 | MV
34-AL1/6-ST1A 20.0 | 9.15 | 0.8342 | 0.382 | 0.17 | ol | 34 | 0.00403 | MV
48-AL1/8-ST1A 20.0 | 9.5 | 0.5939 | 0.372 | 0.21 | ol | 48 | 0.00403 | MV
70-AL1/11-ST1A 20.0 | 9.7 | 0.4132 | 0.36 | 0.29 | ol | 70 | 0.00403 | MV
94-AL1/15-ST1A 20.0 | 10 | 0.306 | 0.35 | 0.35 | ol | 94 | 0.00403 | MV
122-AL1/20-ST1A 20.0 | 10.3 | 0.2376 | 0.344 | 0.41 | ol | 122 | 0.00403 | MV
149-AL1/24-ST1A 20.0 | 10.5 | 0.194 | 0.337 | 0.47 | ol | 149 | 0.00403 | MV
184-AL1/30-ST1A 20.0 | 10.75 | 0.1571 | 0.33 | 0.535 | ol | 184 | 0.00403 | MV
243-AL1/39-ST1A 20.0 | 11 | 0.1188 | 0.32 | 0.645 | ol | 243 | 0.00403 | MV
48-AL1/8-ST1A 110.0 | 8 | 0.5939 | 0.46 | 0.21 | ol | 48 | 0.00403 | HV
70-AL1/11-ST1A 110.0 | 8.4 | 0.4132 | 0.45 | 0.29 | ol | 70 | 0.00403 | HV
94-AL1/15-ST1A 110.0 | 8.65 | 0.306 | 0.44 | 0.35 | ol | 94 | 0.00403 | HV
122-AL1/20-ST1A 110.0 | 8.5 | 0.2376 | 0.43 | 0.41 | ol | 122 | 0.00403 | HV
149-AL1/24-ST1A 110.0 | 8.75 | 0.194 | 0.41 | 0.47 | ol | 149 | 0.00403 | HV
184-AL1/30-ST1A 110.0 | 8.8 | 0.1571 | 0.4 | 0.535 | ol | 184 | 0.00403 | HV
243-AL1/39-ST1A 110.0 | 9 | 0.1188 | 0.39 | 0.645 | ol | 243 | 0.00403 | HV
305-AL1/39-ST1A 110.0 | 9.2 | 0.0949 | 0.38 | 0.74 | ol | 305 | 0.00403 | HV
490-AL1/64-ST1A 110.0 | 9.75 | 0.059 | 0.37 | 0.96 | ol | 490 | 0.00403 | HV
679-AL1/86-ST1A 110.0 | 9.95 | 0.042 | 0.36 | 1.15 | ol | 679 | 0.00403 | HV
490-AL1/64-ST1A 220.0 | 10 | 0.059 | 0.285 | 0.96 | ol | 490 | 0.00403 | HV
679-AL1/86-ST1A 220.0 | 11.7 | 0.042 | 0.275 | 1.15 | ol | 679 | 0.00403 | HV
490-AL1/64-ST1A 380.0 | 11 | 0.059 | 0.253 | 0.96 | ol | 490 | 0.00403 | HV
679-AL1/86-ST1A 380.0 | 14.6 | 0.042 | 0.25 | 1.15 | ol | 679 | 0.00403 | HV

## trafo_std_types
| i0_percent | pfe_kw | vkr_percent | sn_mva | vn_lv_kv | vn_hv_kv | vk_percent | shift_degree | vector_group | tap_side | tap_neutral | tap_min | tap_max | tap_step_degree | tap_step_percent | tap_phase_shifter
160 MVA 380/110 kV | 0.06 | 60 | 0.25 | 160 | 110 | 380 | 12.2 | 0 | Yy0 | hv | 0 | -9 | 9 | 0 | 1.5 | FALSE
100 MVA 220/110 kV | 0.06 | 55 | 0.26 | 100 | 110 | 220 | 12 | 0 | Yy0 | hv | 0 | -9 | 9 | 0 | 1.5 | FALSE
63 MVA 110/20 kV | 0.04 | 22 | 0.32 | 63 | 20 | 110 | 18 | 150 | YNd5 | hv | 0 | -9 | 9 | 0 | 1.5 | FALSE
40 MVA 110/20 kV | 0.05 | 18 | 0.34 | 40 | 20 | 110 | 16.2 | 150 | YNd5 | hv | 0 | -9 | 9 | 0 | 1.5 | FALSE
25 MVA 110/20 kV | 0.07 | 14 | 0.41 | 25 | 20 | 110 | 12 | 150 | YNd5 | hv | 0 | -9 | 9 | 0 | 1.5 | FALSE
63 MVA 110/10 kV | 0.04 | 22 | 0.32 | 63 | 10 | 110 | 18 | 150 | YNd5 | hv | 0 | -9 | 9 | 0 | 1.5 | FALSE
40 MVA 110/10 kV | 0.05 | 18 | 0.34 | 40 | 10 | 110 | 16.2 | 150 | YNd5 | hv | 0 | -9 | 9 | 0 | 1.5 | FALSE
25 MVA 110/10 kV | 0.07 | 14 | 0.41 | 25 | 10 | 110 | 12 | 150 | YNd5 | hv | 0 | -9 | 9 | 0 | 1.5 | FALSE
0.25 MVA 20/0.4 kV | 0.32 | 0.8 | 1.44 | 0.25 | 0.4 | 20 | 6 | 150 | Yzn5 | hv | 0 | -2 | 2 | 0 | 2.5 | FALSE
0.4 MVA 20/0.4 kV | 0.3375 | 1.35 | 1.425 | 0.4 | 0.4 | 20 | 6 | 150 | Dyn5 | hv | 0 | -2 | 2 | 0 | 2.5 | FALSE
0.63 MVA 20/0.4 kV | 0.2619 | 1.65 | 1.206 | 0.63 | 0.4 | 20 | 6 | 150 | Dyn5 | hv | 0 | -2 | 2 | 0 | 2.5 | FALSE
0.25 MVA 10/0.4 kV | 0.24 | 0.6 | 1.2 | 0.25 | 0.4 | 10 | 4 | 150 | Dyn5 | hv | 0 | -2 | 2 | 0 | 2.5 | FALSE
0.4 MVA 10/0.4 kV | 0.2375 | 0.95 | 1.325 | 0.4 | 0.4 | 10 | 4 | 150 | Dyn5 | hv | 0 | -2 | 2 | 0 | 2.5 | FALSE
0.63 MVA 10/0.4 kV | 0.1873 | 1.18 | 1.0794 | 0.63 | 0.4 | 10 | 4 | 150 | Dyn5 | hv | 0 | -2 | 2 | 0 | 2.5 | FALSE

## trafo3w_std_types
| sn_hv_mva | sn_mv_mva | sn_lv_mva | vn_hv_kv | vn_mv_kv | vn_lv_kv | vk_hv_percent | vk_mv_percent | vk_lv_percent | vkr_hv_percent | vkr_mv_percent | vkr_lv_percent | pfe_kw | i0_percent | shift_mv_degree | shift_lv_degree | vector_group | tap_side | tap_neutral | tap_min | tap_max | tap_step_percent
63/25/38 MVA 110/20/10 kV | 63 | 25 | 38 | 110 | 20 | 10 | 10.4 | 10.4 | 10.4 | 0.28 | 0.32 | 0.35 | 35 | 0.89 | 0 | 0 | YN0yn0yn0 | hv | 0 | -10 | 10 | 1.2
63/25/38 MVA 110/10/10 kV | 63 | 25 | 38 | 110 | 10 | 10 | 10.4 | 10.4 | 10.4 | 0.28 | 0.32 | 0.35 | 35 | 0.89 | 0 | 0 | YN0yn0yn0 | hv | 0 | -10 | 10 | 1.2

## fuse_std_types
| fuse_type | i_rated_a | t_avg | t_min | t_total | x_avg | x_min | x_total
HV 100A | HV 100A | 100 | 0 | [10.0, 3.64, 0.854, 0.281, 0.1, 0.0531, 0.022, 0.01] | [10.0, 4.267, 1.21, 0.403, 0.1, 0.058, 0.022, 0.01] | 0 | [300.0, 350.0, 450.0, 550.0, 700.0, 850.0, 1200.0, 1752.0] | [600.0, 700.0, 900.0, 1150.0, 1665.0, 2000.0, 3000.0, 4313.0]
HV 10A | HV 10A | 10 | 0 | [10.0, 1675.0, 0.344, 0.156, 0.1, 0.0417, 0.0171, 0.01] | [10.0, 1.3, 0.3, 0.155, 0.1, 0.0555, 0.023, 0.01] | 0 | [30.0, 32.0, 35.0, 37.0, 39.0, 50.0, 70.0, 88.0] | [60.0, 70.0, 80.0, 87.0, 94.0, 110.0, 150.0, 216.0]
HV 125A | HV 125A | 125 | 0 | [10.0, 1.82, 0.344, 0.1, 0.0467, 0.0269, 0.01] | [10.0, 2.478, 0.426, 0.1, 0.0427, 0.0211, 0.01] | 0 | [375.0, 500.0, 700.0, 925.0, 1200.0, 1500.0, 2341.0] | [750.0, 1000.0, 1500.0, 2200.0, 3000.0, 4000.0, 5765.0]
HV 160A | HV 160A | 160 | 0 | [10.0, 4.15, 1.03, 0.198, 0.1, 0.051, 0.0172, 0.01] | [10.0, 2.3, 0.734, 0.274, 0.1, 0.046, 0.0177, 0.01] | 0 | [480.0, 550.0, 700.0, 1000.0, 1260.0, 1600.0, 2500.0, 3227.0] | [960.0, 1300.0, 1700.0, 2200.0, 2996.0, 4000.0, 6000.0, 7946.0]
HV 16A | HV 16A | 16 | 0 | [10.0, 0.352, 0.164, 0.1, 0.0649, 0.0342, 0.01] | [10.0, 2.34, 0.722, 0.181, 0.1, 0.055, 0.0296, 0.01] | 0 | [48.0, 60.0, 65.0, 71.0, 80.0, 100.0, 162.0] | [96.0, 110.0, 125.0, 150.0, 168.0, 200.0, 250.0, 398.0]
HV 200A | HV 200A | 200 | 0 | [10.0, 4.267, 1.21, 0.403, 0.1, 0.058, 0.022, 0.01] | [10.0, 3.73, 1.654, 0.328, 0.1, 0.0531, 0.019, 0.01] | 0 | [600.0, 700.0, 900.0, 1150.0, 1665.0, 2000.0, 3000.0, 4313.0] | [1200.0, 1500.0, 1800.0, 2700.0, 3960.0, 5000.0, 7500.0, 10620.0]
HV 20A | HV 20A | 20 | 0 | [10.0, 1.3, 0.3, 0.155, 0.1, 0.0555, 0.023, 0.01] | [10.0, 1.3, 0.161, 0.1, 0.0611, 0.0399, 0.0141, 0.01] | 0 | [60.0, 70.0, 80.0, 87.0, 94.0, 110.0, 150.0, 216.0] | [120.0, 150.0, 200.0, 223.0, 260.0, 300.0, 450.0, 532.0]
HV 25A | HV 25A | 25 | 0 | [10.0, 2.512, 0.833, 0.299, 0.1, 0.0372, 0.0223, 0.01] | [10.0, 3.125, 0.597, 0.198, 0.1, 0.0378, 0.022, 0.01] | 0 | [75.0, 82.0, 90.0, 100.0, 124.0, 170.0, 200.0, 289.0] | [150.0, 170.0, 210.0, 250.0, 294.0, 400.0, 500.0, 711.0]
HV 31.5A | HV 31.5A | 31.5 | 0 | [10.0, 2.34, 0.722, 0.181, 0.1, 0.055, 0.0296, 0.01] | [10.0, 2.84, 0.368, 0.164, 0.1, 0.0621, 0.0378, 0.0195, 0.01] | 0 | [95.0, 110.0, 125.0, 150.0, 165.0, 200.0, 250.0, 390.0] | [189.0, 220.0, 300.0, 350.0, 393.0, 450.0, 530.0, 700.0, 960.0]
HV 40A | HV 40A | 40 | 0 | [10.0, 1.3, 0.161, 0.1, 0.0611, 0.0399, 0.0141, 0.01] | [10.0, 2.05, 0.369, 0.198, 0.1, 0.051, 0.0298, 0.01] | 0 | [120.0, 150.0, 200.0, 223.0, 260.0, 300.0, 450.0, 532.0] | [240.0, 300.0, 400.0, 450.0, 530.0, 650.0, 800.0, 1311.0]
HV 50A | HV 50A | 50 | 0 | [10.0, 3.215, 0.597, 0.198, 0.1, 0.0378, 0.022, 0.01] | [10.0, 3.64, 0.854, 0.281, 0.1, 0.0531, 0.022, 0.01] | 0 | [150.0, 170.0, 210.0, 250.0, 294.0, 400.0, 500.0, 711.0] | [300.0, 350.0, 450.0, 550.0, 700.0, 850.0, 1200.0, 1752.0]
HV 6.3A | HV 6.3A | 6.3 | 0 | [10.0, 1.39, 0.344, 0.168, 0.1, 0.056, 0.0263, 0.01] | [10.0, 1.711, 0.516, 0.198, 0.1, 0.0634, 0.0303, 0.01] | 0 | [19.0, 19.5, 20.4, 20.8, 22.0, 25.0, 32.0, 48.0] | [38.0, 40.0, 43.0, 48.0, 53.0, 60.0, 75.0, 118.0]
HV 63A | HV 63A | 63 | 0 | [10.0, 2.84, 0.368, 0.164, 0.1, 0.0621, 0.0378, 0.0195, 0.01] | [10.0, 1.82, 0.344, 0.1, 0.0467, 0.0269, 0.01] | 0 | [189.0, 220.0, 300.0, 350.0, 393.0, 450.0, 530.0, 700.0, 961.0] | [378.0, 500.0, 700.0, 934.0, 1200.0, 1500.0, 2366.0]
HV 80A | HV 80A | 80 | 0 | [10.0, 2.05, 0.369, 0.198, 0.1, 0.051, 0.0298, 0.01] | [10.0, 4.15, 1.03, 0.198, 0.1, 0.051, 0.0172, 0.01] | 0 | [240.0, 300.0, 400.0, 450.0, 530.0, 650.0, 800.0, 1311.0] | [480.0, 550.0, 700.0, 1000.0, 1260.0, 1600.0, 2500.0, 3227.0]
Siemens NH-1-100 | Siemens NH-1-100 | 100 | [5400.0, 2000.0, 400.0, 20.0, 1.0, 0.2, 0.012, 0.004] | 0 | 0 | [150.0, 190.0, 250.0, 430.0, 900.0, 1250.0, 2700.0, 3600.0] | 0 | 0
Siemens NH-1-125 | Siemens NH-1-125 | 125 | [4800.0, 120.0, 7.0, 0.1, 0.004] | 0 | 0 | [180.0, 400.0, 740.0, 2000.0, 4250.0] | 0 | 0
Siemens NH-1-16 | Siemens NH-1-16 | 16 | [4000.0, 400.0, 2.0, 0.1, 0.04, 0.01] | 0 | 0 | [26.0, 35.0, 75.0, 150.0, 200.0, 300.0] | 0 | 0
Siemens NH-1-160 | Siemens NH-1-160 | 160 | [4800.0, 120.0, 7.0, 0.1, 0.004] | 0 | 0 | [210.0, 500.0, 900.0, 2300.0, 5000.0] | 0 | 0
Siemens NH-1-25 | Siemens NH-1-25 | 25 | [4000.0, 1000.0, 10.0, 0.2, 0.02, 0.01] | 0 | 0 | [40.0, 50.0, 100.0, 210.0, 400.0, 500.0] | 0 | 0
Siemens NH-1-50 | Siemens NH-1-50 | 50 | [4000.0, 40.0, 4.0, 1.0, 0.02, 0.01] | 0 | 0 | [86.0, 200.0, 300.0, 400.0, 1000.0, 1280.0] | 0 | 0
Siemens NH-1-63 | Siemens NH-1-63 | 63 | [4000.0, 100.0, 10.0, 2.0, 0.04, 0.01] | 0 | 0 | [100.0, 200.0, 300.0, 400.0, 1000.0, 1500.0] | 0 | 0
Siemens NH-1-80 | Siemens NH-1-80 | 80 | [4800.0, 120.0, 7.0, 0.1, 0.01] | 0 | 0 | [150.58, 250.0, 450.0, 1150.0, 2470.0] | 0 | 0
Siemens NH-2-1000 | Siemens NH-2-1000 | 1000 | [4800.0, 120.0, 7.0, 0.1, 0.004] | 0 | 0 | [1900.0, 3500.0, 8400.0, 24000.0, 52000.0] | 0 | 0
Siemens NH-2-200 | Siemens NH-2-200 | 200 | [4800.0, 120.0, 7.0, 0.1, 0.004] | 0 | 0 | [280.0, 650.0, 1200.0, 3000.0, 7000.0] | 0 | 0
Siemens NH-2-224 | Siemens NH-2-224 | 224 | [4800.0, 120.0, 7.0, 0.2, 0.04, 0.004] | 0 | 0 | [400.0, 750.0, 1453.0, 3025.0, 4315.0, 7600.0] | 0 | 0
Siemens NH-2-250 | Siemens NH-2-250 | 250 | [4800.0, 120.0, 7.0, 0.1, 0.004] | 0 | 0 | [450.0, 800.0, 1650.0, 4000.0, 8500.0] | 0 | 0
Siemens NH-2-315 | Siemens NH-2-315 | 315 | [4800.0, 120.0, 7.0, 0.1, 0.004] | 0 | 0 | [550.0, 920.0, 1900.0, 5000.0, 11000.0] | 0 | 0
Siemens NH-2-355 | Siemens NH-2-355 | 355 | [4800.0, 120.0, 6.0, 0.1, 0.004] | 0 | 0 | [650.0, 1116.27, 2350.0, 5840.0, 12790.0] | 0 | 0
Siemens NH-2-400 | Siemens NH-2-400 | 400 | [4800.0, 120.0, 7.0, 0.1, 0.004] | 0 | 0 | [720.0, 1350.0, 2800.0, 6500.0, 15000.0] | 0 | 0
Siemens NH-2-425 | Siemens NH-2-425 | 425 | [4800.0, 120.0, 7.0, 0.1, 0.004] | 0 | 0 | [850.0, 1500.0, 3050.0, 7500.0, 16500.0] | 0 | 0
Siemens NH-2-630 | Siemens NH-2-630 | 630 | [4800.0, 120.0, 7.0, 0.1, 0.004] | 0 | 0 | [1200.0, 2000.0, 4800.0, 12000.0, 26000.0] | 0 | 0

## dtypes
| element | column | dtype
0 | bus | name | object
1 | bus | vn_kv | float64
2 | bus | type | object
3 | bus | zone | object
4 | bus | in_service | bool
5 | load | name | object
6 | load | bus | uint32
7 | load | p_mw | float64
8 | load | q_mvar | float64
9 | load | const_z_percent | float64
10 | load | const_i_percent | float64
11 | load | sn_mva | float64
12 | load | scaling | float64
13 | load | in_service | bool
14 | load | type | object
15 | ext_grid | name | object
16 | ext_grid | bus | uint32
17 | ext_grid | vm_pu | float64
18 | ext_grid | va_degree | float64
19 | ext_grid | slack_weight | float64
20 | ext_grid | in_service | bool
21 | line | name | object
22 | line | std_type | object
23 | line | from_bus | uint32
24 | line | to_bus | uint32
25 | line | length_km | float64
26 | line | r_ohm_per_km | float64
27 | line | x_ohm_per_km | float64
28 | line | c_nf_per_km | float64
29 | line | g_us_per_km | float64
30 | line | max_i_ka | float64
31 | line | df | float64
32 | line | parallel | uint32
33 | line | type | object
34 | line | in_service | bool
35 | trafo | name | object
36 | trafo | std_type | object
37 | trafo | hv_bus | uint32
38 | trafo | lv_bus | uint32
39 | trafo | sn_mva | float64
40 | trafo | vn_hv_kv | float64
41 | trafo | vn_lv_kv | float64
42 | trafo | vk_percent | float64
43 | trafo | vkr_percent | float64
44 | trafo | pfe_kw | float64
45 | trafo | i0_percent | float64
46 | trafo | shift_degree | float64
47 | trafo | tap_side | object
48 | trafo | tap_neutral | int32
49 | trafo | tap_min | int32
50 | trafo | tap_max | int32
51 | trafo | tap_step_percent | float64
52 | trafo | tap_step_degree | float64
53 | trafo | tap_pos | int32
54 | trafo | tap_phase_shifter | bool
55 | trafo | parallel | uint32
56 | trafo | df | float64
57 | trafo | in_service | bool
58 | line_geodata | coords | object
59 | bus_geodata | x | float64
60 | bus_geodata | y | float64
61 | bus_geodata | coords | object

## parameters
| version | format_version | converged | OPF_converged | name | f_hz | sn_mva
0 | 2.14.6 | 2.14.0 | FALSE | FALSE |  | 50 | 1