## bus
| name | vn_kv | type | zone | in_service
0 | bus_LV_5409-61_0_3_node_0 | 0.4 | n |  | TRUE
1 | bus_LV_5409-61_0_3_node_1 | 0.4 | n |  | TRUE
2 | bus_LV_5409-61_0_3_node_2 | 0.4 | n |  | TRUE
3 | bus_LV_5409-61_0_3_node_4 | 0.4 | n |  | TRUE
4 | bus_LV_5409-61_0_3_node_90 | 0.4 | n |  | TRUE
5 | bus_LV_5409-61_0_3_node_91 | 0.4 | n |  | TRUE
6 | bus_LV_5409-61_0_3_node_78 | 0.4 | n |  | TRUE
7 | bus_LV_5409-61_0_3_node_184 | 0.4 | n |  | TRUE
8 | bus_LV_5409-61_0_3_node_177 | 0.4 | n |  | TRUE
9 | bus_LV_5409-61_0_3_node_76 | 0.4 | n |  | TRUE
10 | bus_LV_5409-61_0_3_node_5 | 0.4 | n |  | TRUE
11 | bus_LV_5409-61_0_3_node_6 | 0.4 | n |  | TRUE
12 | bus_LV_5409-61_0_3_node_7 | 0.4 | n |  | TRUE
13 | bus_LV_5409-61_0_3_node_8 | 0.4 | n |  | TRUE
14 | bus_LV_5409-61_0_3_node_9 | 0.4 | n |  | TRUE
15 | bus_LV_5409-61_0_3_node_10 | 0.4 | n |  | TRUE
16 | bus_LV_5409-61_0_3_node_11 | 0.4 | n |  | TRUE
17 | bus_LV_5409-61_0_3_node_12 | 0.4 | n |  | TRUE
18 | bus_LV_5409-61_0_3_node_13 | 0.4 | n |  | TRUE
19 | bus_LV_5409-61_0_3_node_116 | 0.4 | n |  | TRUE
20 | bus_LV_5409-61_0_3_node_154 | 0.4 | n |  | TRUE
21 | bus_LV_5409-61_0_3_node_156 | 0.4 | n |  | TRUE
22 | bus_LV_5409-61_0_3_node_107 | 0.4 | n |  | TRUE
23 | bus_LV_5409-61_0_3_node_153 | 0.4 | n |  | TRUE
24 | bus_LV_5409-61_0_3_node_14 | 0.4 | n |  | TRUE
25 | bus_LV_5409-61_0_3_node_15 | 0.4 | n |  | TRUE
26 | bus_LV_5409-61_0_3_node_16 | 0.4 | n |  | TRUE
27 | bus_LV_5409-61_0_3_node_17 | 0.4 | n |  | TRUE
28 | bus_LV_5409-61_0_3_node_18 | 0.4 | n |  | TRUE
29 | bus_LV_5409-61_0_3_node_19 | 0.4 | n |  | TRUE
30 | bus_LV_5409-61_0_3_node_145 | 0.4 | n |  | TRUE
31 | bus_LV_5409-61_0_3_node_163 | 0.4 | n |  | TRUE
32 | bus_LV_5409-61_0_3_node_147 | 0.4 | n |  | TRUE
33 | bus_LV_5409-61_0_3_node_143 | 0.4 | n |  | TRUE
34 | bus_LV_5409-61_0_3_node_71 | 0.4 | n |  | TRUE
35 | bus_LV_5409-61_0_3_node_20 | 0.4 | n |  | TRUE
36 | bus_LV_5409-61_0_3_node_21 | 0.4 | n |  | TRUE
37 | bus_LV_5409-61_0_3_node_22 | 0.4 | n |  | TRUE
38 | bus_LV_5409-61_0_3_node_185 | 0.4 | n |  | TRUE
39 | bus_LV_5409-61_0_3_node_23 | 0.4 | n |  | TRUE
40 | bus_LV_5409-61_0_3_node_24 | 0.4 | n |  | TRUE
41 | bus_LV_5409-61_0_3_node_25 | 0.4 | n |  | TRUE
42 | bus_LV_5409-61_0_3_node_26 | 0.4 | n |  | TRUE
43 | bus_LV_5409-61_0_3_node_186 | 0.4 | n |  | TRUE
44 | bus_LV_5409-61_0_3_node_106 | 0.4 | n |  | TRUE
45 | bus_LV_5409-61_0_3_node_140 | 0.4 | n |  | TRUE
46 | bus_LV_5409-61_0_3_node_141 | 0.4 | n |  | TRUE
47 | bus_LV_5409-61_0_3_node_27 | 0.4 | n |  | TRUE
48 | bus_LV_5409-61_0_3_node_28 | 0.4 | n |  | TRUE
49 | bus_LV_5409-61_0_3_node_29 | 0.4 | n |  | TRUE
50 | bus_LV_5409-61_0_3_node_32 | 0.4 | n |  | TRUE
51 | bus_LV_5409-61_0_3_node_30 | 0.4 | n |  | TRUE
52 | bus_LV_5409-61_0_3_node_31 | 0.4 | n |  | TRUE
53 | bus_LV_5409-61_0_3_node_38 | 0.4 | n |  | TRUE
54 | bus_LV_5409-61_0_3_node_89 | 0.4 | n |  | TRUE
55 | bus_LV_5409-61_0_3_node_40 | 0.4 | n |  | TRUE
56 | bus_LV_5409-61_0_3_node_36 | 0.4 | n |  | TRUE
57 | bus_LV_5409-61_0_3_node_33 | 0.4 | n |  | TRUE
58 | bus_LV_5409-61_0_3_node_34 | 0.4 | n |  | TRUE
59 | bus_LV_5409-61_0_3_node_123 | 0.4 | n |  | TRUE
60 | bus_LV_5409-61_0_3_node_35 | 0.4 | n |  | TRUE
61 | bus_LV_5409-61_0_3_node_43 | 0.4 | n |  | TRUE
62 | bus_LV_5409-61_0_3_node_46 | 0.4 | n |  | TRUE
63 | bus_LV_5409-61_0_3_node_41 | 0.4 | n |  | TRUE
64 | bus_LV_5409-61_0_3_node_37 | 0.4 | n |  | TRUE
65 | bus_LV_5409-61_0_3_node_155 | 0.4 | n |  | TRUE
66 | bus_LV_5409-61_0_3_node_39 | 0.4 | n |  | TRUE
67 | bus_LV_5409-61_0_3_node_187 | 0.4 | n |  | TRUE
68 | bus_LV_5409-61_0_3_node_159 | 0.4 | n |  | TRUE
69 | bus_LV_5409-61_0_3_node_42 | 0.4 | n |  | TRUE
70 | bus_LV_5409-61_0_3_node_44 | 0.4 | n |  | TRUE
71 | bus_LV_5409-61_0_3_node_85 | 0.4 | n |  | TRUE
72 | bus_LV_5409-61_0_3_node_45 | 0.4 | n |  | TRUE
73 | bus_LV_5409-61_0_3_node_129 | 0.4 | n |  | TRUE
74 | bus_LV_5409-61_0_3_node_136 | 0.4 | n |  | TRUE
75 | bus_LV_5409-61_0_3_node_88 | 0.4 | n |  | TRUE
76 | bus_LV_5409-61_0_3_node_83 | 0.4 | n |  | TRUE
77 | bus_LV_5409-61_0_3_node_130 | 0.4 | n |  | TRUE
78 | bus_LV_5409-61_0_3_node_131 | 0.4 | n |  | TRUE
79 | bus_LV_5409-61_0_3_node_137 | 0.4 | n |  | TRUE
80 | bus_LV_5409-61_0_3_node_47 | 0.4 | n |  | TRUE
81 | bus_LV_5409-61_0_3_node_48 | 0.4 | n |  | TRUE
82 | bus_LV_5409-61_0_3_node_49 | 0.4 | n |  | TRUE
83 | bus_LV_5409-61_0_3_node_50 | 0.4 | n |  | TRUE
84 | bus_LV_5409-61_0_3_node_51 | 0.4 | n |  | TRUE
85 | bus_LV_5409-61_0_3_node_120 | 0.4 | n |  | TRUE
86 | bus_LV_5409-61_0_3_node_182 | 0.4 | n |  | TRUE
87 | bus_LV_5409-61_0_3_node_119 | 0.4 | n |  | TRUE
88 | bus_LV_5409-61_0_3_node_138 | 0.4 | n |  | TRUE
89 | bus_LV_5409-61_0_3_node_52 | 0.4 | n |  | TRUE
90 | bus_LV_5409-61_0_3_node_53 | 0.4 | n |  | TRUE
91 | bus_LV_5409-61_0_3_node_54 | 0.4 | n |  | TRUE
92 | bus_LV_5409-61_0_3_node_55 | 0.4 | n |  | TRUE
93 | bus_LV_5409-61_0_3_node_56 | 0.4 | n |  | TRUE
94 | bus_LV_5409-61_0_3_node_57 | 0.4 | n |  | TRUE
95 | bus_LV_5409-61_0_3_node_169 | 0.4 | n |  | TRUE
96 | bus_LV_5409-61_0_3_node_92 | 0.4 | n |  | TRUE
97 | bus_LV_5409-61_0_3_node_93 | 0.4 | n |  | TRUE
98 | bus_LV_5409-61_0_3_node_61 | 0.4 | n |  | TRUE
99 | bus_LV_5409-61_0_3_node_58 | 0.4 | n |  | TRUE
100 | bus_LV_5409-61_0_3_node_59 | 0.4 | n |  | TRUE
101 | bus_LV_5409-61_0_3_node_60 | 0.4 | n |  | TRUE
102 | bus_LV_5409-61_0_3_node_62 | 0.4 | n |  | TRUE
103 | bus_LV_5409-61_0_3_node_63 | 0.4 | n |  | TRUE
104 | bus_LV_5409-61_0_3_node_69 | 0.4 | n |  | TRUE
105 | bus_LV_5409-61_0_3_node_81 | 0.4 | n |  | TRUE
106 | bus_LV_5409-61_0_3_node_70 | 0.4 | n |  | TRUE
107 | bus_LV_5409-61_0_3_node_79 | 0.4 | n |  | TRUE
108 | bus_LV_5409-61_0_3_node_64 | 0.4 | n |  | TRUE
109 | bus_LV_5409-61_0_3_node_65 | 0.4 | n |  | TRUE
110 | bus_LV_5409-61_0_3_node_66 | 0.4 | n |  | TRUE
111 | bus_LV_5409-61_0_3_node_67 | 0.4 | n |  | TRUE
112 | bus_LV_5409-61_0_3_node_68 | 0.4 | n |  | TRUE
113 | bus_LV_5409-61_0_3_node_181 | 0.4 | n |  | TRUE
114 | bus_LV_5409-61_0_3_node_180 | 0.4 | n |  | TRUE
115 | bus_LV_5409-61_0_3_node_160 | 0.4 | n |  | TRUE
116 | bus_LV_5409-61_0_3_node_72 | 0.4 | n |  | TRUE
117 | bus_LV_5409-61_0_3_node_73 | 0.4 | n |  | TRUE
118 | bus_LV_5409-61_0_3_node_148 | 0.4 | n |  | TRUE
119 | bus_LV_5409-61_0_3_node_74 | 0.4 | n |  | TRUE
120 | bus_LV_5409-61_0_3_node_75 | 0.4 | n |  | TRUE
121 | bus_LV_5409-61_0_3_node_77 | 0.4 | n |  | TRUE
122 | bus_LV_5409-61_0_3_node_115 | 0.4 | n |  | TRUE
123 | bus_LV_5409-61_0_3_node_114 | 0.4 | n |  | TRUE
124 | bus_LV_5409-61_0_3_node_178 | 0.4 | n |  | TRUE
125 | bus_LV_5409-61_0_3_node_80 | 0.4 | n |  | TRUE
126 | bus_LV_5409-61_0_3_node_82 | 0.4 | n |  | TRUE
127 | bus_LV_5409-61_0_3_node_112 | 0.4 | n |  | TRUE
128 | bus_LV_5409-61_0_3_node_113 | 0.4 | n |  | TRUE
129 | bus_LV_5409-61_0_3_node_135 | 0.4 | n |  | TRUE
130 | bus_LV_5409-61_0_3_node_132 | 0.4 | n |  | TRUE
131 | bus_LV_5409-61_0_3_node_139 | 0.4 | n |  | TRUE
132 | bus_LV_5409-61_0_3_node_84 | 0.4 | n |  | TRUE
133 | bus_LV_5409-61_0_3_node_86 | 0.4 | n |  | TRUE
134 | bus_LV_5409-61_0_3_node_122 | 0.4 | n |  | TRUE
135 | bus_LV_5409-61_0_3_node_97 | 0.4 | n |  | TRUE
136 | bus_LV_5409-61_0_3_node_87 | 0.4 | n |  | TRUE
137 | bus_LV_5409-61_0_3_node_99 | 0.4 | n |  | TRUE
138 | bus_LV_5409-61_0_3_node_96 | 0.4 | n |  | TRUE
139 | bus_LV_5409-61_0_3_node_176 | 0.4 | n |  | TRUE
140 | bus_LV_5409-61_0_3_node_98 | 0.4 | n |  | TRUE
141 | bus_LV_5409-61_0_3_node_100 | 0.4 | n |  | TRUE
142 | bus_LV_5409-61_0_3_node_101 | 0.4 | n |  | TRUE
143 | bus_LV_5409-61_0_3_node_167 | 0.4 | n |  | TRUE
144 | bus_LV_5409-61_0_3_node_168 | 0.4 | n |  | TRUE
145 | bus_LV_5409-61_0_3_node_102 | 0.4 | n |  | TRUE
146 | bus_LV_5409-61_0_3_node_103 | 0.4 | n |  | TRUE
147 | bus_LV_5409-61_0_3_node_104 | 0.4 | n |  | TRUE
148 | bus_LV_5409-61_0_3_node_105 | 0.4 | n |  | TRUE
149 | bus_LV_5409-61_0_3_node_179 | 0.4 | n |  | TRUE
150 | bus_LV_5409-61_0_3_node_121 | 0.4 | n |  | TRUE
151 | bus_LV_5409-61_0_3_node_109 | 0.4 | n |  | TRUE
152 | bus_LV_5409-61_0_3_node_111 | 0.4 | n |  | TRUE
153 | bus_LV_5409-61_0_3_node_110 | 0.4 | n |  | TRUE
154 | bus_LV_5409-61_0_3_node_118 | 0.4 | n |  | TRUE
155 | bus_LV_5409-61_0_3_node_117 | 0.4 | n |  | TRUE
156 | bus_LV_5409-61_0_3_node_133 | 0.4 | n |  | TRUE
157 | bus_LV_5409-61_0_3_node_134 | 0.4 | n |  | TRUE
158 | bus_LV_5409-61_0_3_node_175 | 0.4 | n |  | TRUE
159 | bus_LV_5409-61_0_3_node_124 | 0.4 | n |  | TRUE
160 | bus_LV_5409-61_0_3_node_125 | 0.4 | n |  | TRUE
161 | bus_LV_5409-61_0_3_node_126 | 0.4 | n |  | TRUE
162 | bus_LV_5409-61_0_3_node_127 | 0.4 | n |  | TRUE
163 | bus_LV_5409-61_0_3_node_128 | 0.4 | n |  | TRUE
164 | bus_LV_5409-61_0_3_node_157 | 0.4 | n |  | TRUE
165 | bus_LV_5409-61_0_3_node_142 | 0.4 | n |  | TRUE
166 | bus_LV_5409-61_0_3_node_183 | 0.4 | n |  | TRUE
167 | bus_LV_5409-61_0_3_node_174 | 0.4 | n |  | TRUE
168 | bus_LV_5409-61_0_3_node_158 | 0.4 | n |  | TRUE
169 | bus_LV_5409-61_0_3_node_170 | 0.4 | n |  | TRUE
170 | bus_LV_5409-61_0_3_node_144 | 0.4 | n |  | TRUE
171 | bus_LV_5409-61_0_3_node_146 | 0.4 | n |  | TRUE
172 | bus_LV_5409-61_0_3_node_150 | 0.4 | n |  | TRUE
173 | bus_LV_5409-61_0_3_node_149 | 0.4 | n |  | TRUE
174 | bus_LV_5409-61_0_3_node_151 | 0.4 | n |  | TRUE
175 | bus_LV_5409-61_0_3_node_171 | 0.4 | n |  | TRUE
176 | bus_LV_5409-61_0_3_node_161 | 0.4 | n |  | TRUE
177 | bus_LV_5409-61_0_3_node_164 | 0.4 | n |  | TRUE
178 | bus_LV_5409-61_0_3_node_165 | 0.4 | n |  | TRUE
179 | bus_LV_5409-61_0_3_node_166 | 0.4 | n |  | TRUE
180 | bus_LV_5409-61_0_3_node_172 | 0.4 | n |  | TRUE
181 | bus_LV_5409-61_0_3_node_173 | 0.4 | n |  | TRUE
182 | bus_MV_190_0_node_195 | 20 | n |  | TRUE

## load
| name | bus | p_mw | q_mvar | const_z_percent | const_i_percent | sn_mva | scaling | in_service | type
0 | LV_5409-61_0_3_load_0 | 0 | 0.00063185 | 0.00015836 | 0 | 0 |  | 1 | TRUE | wye
1 | LV_5409-61_0_3_load_1 | 1 | 0.00043426 | 0.00010884 | 0 | 0 |  | 1 | TRUE | wye
2 | LV_5409-61_0_3_load_2 | 2 | 0.0004871 | 0.00012208 | 0 | 0 |  | 1 | TRUE | wye
3 | LV_5409-61_0_3_load_78 | 6 | 0.00086316 | 0.00021633 | 0 | 0 |  | 1 | TRUE | wye
4 | LV_5409-61_0_3_load_184 | 7 | 0.0015484 | 0.00038807 | 0 | 0 |  | 1 | TRUE | wye
5 | LV_5409-61_0_3_load_177 | 8 | 0.0008013 | 0.00020083 | 0 | 0 |  | 1 | TRUE | wye
6 | LV_5409-61_0_3_load_76 | 9 | 0.00052704 | 0.00013209 | 0 | 0 |  | 1 | TRUE | wye
7 | LV_5409-61_0_3_load_5 | 10 | 0.003442 | 0.00086264 | 0 | 0 |  | 1 | TRUE | wye
8 | LV_5409-61_0_3_load_6 | 11 | 0.00049769 | 0.00012473 | 0 | 0 |  | 1 | TRUE | wye
9 | LV_5409-61_0_3_load_7 | 12 | 0.0025948 | 0.00065033 | 0 | 0 |  | 1 | TRUE | wye
10 | LV_5409-61_0_3_load_8 | 13 | 0.0025948 | 0.00065033 | 0 | 0 |  | 1 | TRUE | wye
11 | LV_5409-61_0_3_load_9 | 14 | 0.0027037 | 0.00067762 | 0 | 0 |  | 1 | TRUE | wye
12 | LV_5409-61_0_3_load_10 | 15 | 0.00081456 | 0.00020415 | 0 | 0 |  | 1 | TRUE | wye
13 | LV_5409-61_0_3_load_11 | 16 | 0.00067897 | 0.00017017 | 0 | 0 |  | 1 | TRUE | wye
14 | LV_5409-61_0_3_load_12 | 17 | 0.0010179 | 0.00025511 | 0 | 0 |  | 1 | TRUE | wye
15 | LV_5409-61_0_3_load_13 | 18 | 0.00090458 | 0.00022671 | 0 | 0 |  | 1 | TRUE | wye
16 | LV_5409-61_0_3_load_154 | 20 | 0.0014702 | 0.00036846 | 0 | 0 |  | 1 | TRUE | wye
17 | LV_5409-61_0_3_load_156 | 21 | 0.0013067 | 0.0003275 | 0 | 0 |  | 1 | TRUE | wye
18 | LV_5409-61_0_3_load_107 | 22 | 0.00055596 | 0.00013934 | 0 | 0 |  | 1 | TRUE | wye
19 | LV_5409-61_0_3_load_153 | 23 | 0.00052709 | 0.0001321 | 0 | 0 |  | 1 | TRUE | wye
20 | LV_5409-61_0_3_load_14 | 24 | 0.00096359 | 0.0002415 | 0 | 0 |  | 1 | TRUE | wye
21 | LV_5409-61_0_3_load_15 | 25 | 0.00088483 | 0.00022176 | 0 | 0 |  | 1 | TRUE | wye
22 | LV_5409-61_0_3_load_17 | 27 | 0.00074341 | 0.00018632 | 0 | 0 |  | 1 | TRUE | wye
23 | LV_5409-61_0_3_load_18 | 28 | 0.00075946 | 0.00019034 | 0 | 0 |  | 1 | TRUE | wye
24 | LV_5409-61_0_3_load_19 | 29 | 0.00074965 | 0.00018788 | 0 | 0 |  | 1 | TRUE | wye
25 | LV_5409-61_0_3_load_147 | 32 | 0.00084521 | 0.00021183 | 0 | 0 |  | 1 | TRUE | wye
26 | LV_5409-61_0_3_load_143 | 33 | 0.0011661 | 0.00029225 | 0 | 0 |  | 1 | TRUE | wye
27 | LV_5409-61_0_3_load_71 | 34 | 0.00086977 | 0.00021798 | 0 | 0 |  | 1 | TRUE | wye
28 | LV_5409-61_0_3_load_20 | 35 | 0.0027912 | 0.00069954 | 0 | 0 |  | 1 | TRUE | wye
29 | LV_5409-61_0_3_load_23 | 39 | 0.0028884 | 0.0007239 | 0 | 0 |  | 1 | TRUE | wye
30 | LV_5409-61_0_3_load_24 | 40 | 0.0037512 | 0.00094014 | 0 | 0 |  | 1 | TRUE | wye
31 | LV_5409-61_0_3_load_25 | 41 | 0.0010875 | 0.00027256 | 0 | 0 |  | 1 | TRUE | wye
32 | LV_5409-61_0_3_load_26 | 42 | 0.0027567 | 0.0006909 | 0 | 0 |  | 1 | TRUE | wye
33 | LV_5409-61_0_3_load_186 | 43 | 0.0029254 | 0.00073318 | 0 | 0 |  | 1 | TRUE | wye
34 | LV_5409-61_0_3_load_106 | 44 | 0.0010826 | 0.00027133 | 0 | 0 |  | 1 | TRUE | wye
35 | LV_5409-61_0_3_load_140 | 45 | 0.002077 | 0.00052054 | 0 | 0 |  | 1 | TRUE | wye
36 | LV_5409-61_0_3_load_141 | 46 | 0.0015464 | 0.00038756 | 0 | 0 |  | 1 | TRUE | wye
37 | LV_5409-61_0_3_load_27 | 47 | 0.0013627 | 0.00034152 | 0 | 0 |  | 1 | TRUE | wye
38 | LV_5409-61_0_3_load_28 | 48 | 0.00094474 | 0.00023677 | 0 | 0 |  | 1 | TRUE | wye
39 | LV_5409-61_0_3_load_29 | 49 | 0.0011479 | 0.00028769 | 0 | 0 |  | 1 | TRUE | wye
40 | LV_5409-61_0_3_load_32 | 50 | 0.00239 | 0.00059898 | 0 | 0 |  | 1 | TRUE | wye
41 | LV_5409-61_0_3_load_31 | 52 | 0.0012995 | 0.00032569 | 0 | 0 |  | 1 | TRUE | wye
42 | LV_5409-61_0_3_load_89 | 54 | 0.0011851 | 0.00029702 | 0 | 0 |  | 1 | TRUE | wye
43 | LV_5409-61_0_3_load_40 | 55 | 0.0011617 | 0.00029114 | 0 | 0 |  | 1 | TRUE | wye
44 | LV_5409-61_0_3_load_36 | 56 | 0.0015405 | 0.00038608 | 0 | 0 |  | 1 | TRUE | wye
45 | LV_5409-61_0_3_load_123 | 59 | 0.004497 | 0.0011271 | 0 | 0 |  | 1 | TRUE | wye
46 | LV_5409-61_0_3_load_46 | 62 | 0.0026167 | 0.0006558 | 0 | 0 |  | 1 | TRUE | wye
47 | LV_5409-61_0_3_load_41 | 63 | 0.00123 | 0.00030827 | 0 | 0 |  | 1 | TRUE | wye
48 | LV_5409-61_0_3_load_37 | 64 | 0.001144 | 0.00028672 | 0 | 0 |  | 1 | TRUE | wye
49 | LV_5409-61_0_3_load_155 | 65 | 0.0013564 | 0.00033995 | 0 | 0 |  | 1 | TRUE | wye
50 | LV_5409-61_0_3_load_39 | 66 | 0.00052868 | 0.0001325 | 0 | 0 |  | 1 | TRUE | wye
51 | LV_5409-61_0_3_load_187 | 67 | 0.00077097 | 0.00019322 | 0 | 0 |  | 1 | TRUE | wye
52 | LV_5409-61_0_3_load_159 | 68 | 0.0025062 | 0.0006281 | 0 | 0 |  | 1 | TRUE | wye
53 | LV_5409-61_0_3_load_42 | 69 | 0.0016164 | 0.00040511 | 0 | 0 |  | 1 | TRUE | wye
54 | LV_5409-61_0_3_load_44 | 70 | 0.0010492 | 0.00026294 | 0 | 0 |  | 1 | TRUE | wye
55 | LV_5409-61_0_3_load_45 | 72 | 0.0037762 | 0.00094641 | 0 | 0 |  | 1 | TRUE | wye
56 | LV_5409-61_0_3_load_136 | 74 | 0.0018151 | 0.0004549 | 0 | 0 |  | 1 | TRUE | wye
57 | LV_5409-61_0_3_load_88 | 75 | 0.001611 | 0.00040374 | 0 | 0 |  | 1 | TRUE | wye
58 | LV_5409-61_0_3_load_83 | 76 | 0.0019338 | 0.00048466 | 0 | 0 |  | 1 | TRUE | wye
59 | LV_5409-61_0_3_load_130 | 77 | 0.00171 | 0.00042857 | 0 | 0 |  | 1 | TRUE | wye
60 | LV_5409-61_0_3_load_131 | 78 | 0.0011111 | 0.00027846 | 0 | 0 |  | 1 | TRUE | wye
61 | LV_5409-61_0_3_load_137 | 79 | 0.0013304 | 0.00033343 | 0 | 0 |  | 1 | TRUE | wye
62 | LV_5409-61_0_3_load_47 | 80 | 0.0015896 | 0.00039839 | 0 | 0 |  | 1 | TRUE | wye
63 | LV_5409-61_0_3_load_48 | 81 | 0.0015605 | 0.00039111 | 0 | 0 |  | 1 | TRUE | wye
64 | LV_5409-61_0_3_load_49 | 82 | 0.0015076 | 0.00037783 | 0 | 0 |  | 1 | TRUE | wye
65 | LV_5409-61_0_3_load_50 | 83 | 0.0027292 | 0.00068401 | 0 | 0 |  | 1 | TRUE | wye
66 | LV_5409-61_0_3_load_51 | 84 | 0.0025462 | 0.00063814 | 0 | 0 |  | 1 | TRUE | wye
67 | LV_5409-61_0_3_load_120 | 85 | 0.0022801 | 0.00057145 | 0 | 0 |  | 1 | TRUE | wye
68 | LV_5409-61_0_3_load_182 | 86 | 0.0014846 | 0.00037208 | 0 | 0 |  | 1 | TRUE | wye
69 | LV_5409-61_0_3_load_138 | 88 | 0.0016616 | 0.00041643 | 0 | 0 |  | 1 | TRUE | wye
70 | LV_5409-61_0_3_load_52 | 89 | 0.00048053 | 0.00012043 | 0 | 0 |  | 1 | TRUE | wye
71 | LV_5409-61_0_3_load_53 | 90 | 0.00073841 | 0.00018506 | 0 | 0 |  | 1 | TRUE | wye
72 | LV_5409-61_0_3_load_56 | 93 | 0.0016391 | 0.00041079 | 0 | 0 |  | 1 | TRUE | wye
73 | LV_5409-61_0_3_load_57 | 94 | 0.00063084 | 0.0001581 | 0 | 0 |  | 1 | TRUE | wye
74 | LV_5409-61_0_3_load_169 | 95 | 0.0041844 | 0.0010487 | 0 | 0 |  | 1 | TRUE | wye
75 | LV_5409-61_0_3_load_93 | 97 | 0.0018035 | 0.000452 | 0 | 0 |  | 1 | TRUE | wye
76 | LV_5409-61_0_3_load_61 | 98 | 0.0013236 | 0.00033173 | 0 | 0 |  | 1 | TRUE | wye
77 | LV_5409-61_0_3_load_58 | 99 | 0.0010125 | 0.00025375 | 0 | 0 |  | 1 | TRUE | wye
78 | LV_5409-61_0_3_load_59 | 100 | 0.001563 | 0.00039172 | 0 | 0 |  | 1 | TRUE | wye
79 | LV_5409-61_0_3_load_62 | 102 | 0.0011225 | 0.00028133 | 0 | 0 |  | 1 | TRUE | wye
80 | LV_5409-61_0_3_load_63 | 103 | 0.001595 | 0.00039975 | 0 | 0 |  | 1 | TRUE | wye
81 | LV_5409-61_0_3_load_69 | 104 | 0.0011916 | 0.00029865 | 0 | 0 |  | 1 | TRUE | wye
82 | LV_5409-61_0_3_load_81 | 105 | 0.00083122 | 0.00020832 | 0 | 0 |  | 1 | TRUE | wye
83 | LV_5409-61_0_3_load_70 | 106 | 0.0015946 | 0.00039965 | 0 | 0 |  | 1 | TRUE | wye
84 | LV_5409-61_0_3_load_79 | 107 | 0.0015375 | 0.00038535 | 0 | 0 |  | 1 | TRUE | wye
85 | LV_5409-61_0_3_load_64 | 108 | 0.0011312 | 0.0002835 | 0 | 0 |  | 1 | TRUE | wye
86 | LV_5409-61_0_3_load_65 | 109 | 0.0016013 | 0.00040132 | 0 | 0 |  | 1 | TRUE | wye
87 | LV_5409-61_0_3_load_66 | 110 | 0.00096948 | 0.00024297 | 0 | 0 |  | 1 | TRUE | wye
88 | LV_5409-61_0_3_load_67 | 111 | 0.001483 | 0.00037168 | 0 | 0 |  | 1 | TRUE | wye
89 | LV_5409-61_0_3_load_68 | 112 | 0.0012036 | 0.00030164 | 0 | 0 |  | 1 | TRUE | wye
90 | LV_5409-61_0_3_load_181 | 113 | 0.0010146 | 0.00025429 | 0 | 0 |  | 1 | TRUE | wye
91 | LV_5409-61_0_3_load_180 | 114 | 0.001549 | 0.00038822 | 0 | 0 |  | 1 | TRUE | wye
92 | LV_5409-61_0_3_load_72 | 116 | 0.0022546 | 0.00056506 | 0 | 0 |  | 1 | TRUE | wye
93 | LV_5409-61_0_3_load_73 | 117 | 0.0014312 | 0.0003587 | 0 | 0 |  | 1 | TRUE | wye
94 | LV_5409-61_0_3_load_148 | 118 | 0.0020514 | 0.00051413 | 0 | 0 |  | 1 | TRUE | wye
95 | LV_5409-61_0_3_load_74 | 119 | 0.00034116 | 8.5503e-05 | 0 | 0 |  | 1 | TRUE | wye
96 | LV_5409-61_0_3_load_75 | 120 | 0.00117 | 0.00029324 | 0 | 0 |  | 1 | TRUE | wye
97 | LV_5409-61_0_3_load_115 | 122 | 0.00020342 | 5.0981e-05 | 0 | 0 |  | 1 | TRUE | wye
98 | LV_5409-61_0_3_load_114 | 123 | 0.0002406 | 6.0299e-05 | 0 | 0 |  | 1 | TRUE | wye
99 | LV_5409-61_0_3_load_178 | 124 | 0.00026522 | 6.6471e-05 | 0 | 0 |  | 1 | TRUE | wye
100 | LV_5409-61_0_3_load_80 | 125 | 0.0017595 | 0.00044096 | 0 | 0 |  | 1 | TRUE | wye
101 | LV_5409-61_0_3_load_113 | 128 | 0.0027046 | 0.00067783 | 0 | 0 |  | 1 | TRUE | wye
102 | LV_5409-61_0_3_load_135 | 129 | 0.00093364 | 0.00023399 | 0 | 0 |  | 1 | TRUE | wye
103 | LV_5409-61_0_3_load_132 | 130 | 0.0019293 | 0.00048352 | 0 | 0 |  | 1 | TRUE | wye
104 | LV_5409-61_0_3_load_139 | 131 | 0.002316 | 0.00058043 | 0 | 0 |  | 1 | TRUE | wye
105 | LV_5409-61_0_3_load_84 | 132 | 0.0016157 | 0.00040492 | 0 | 0 |  | 1 | TRUE | wye
106 | LV_5409-61_0_3_load_122 | 134 | 0.0014913 | 0.00037377 | 0 | 0 |  | 1 | TRUE | wye
107 | LV_5409-61_0_3_load_87 | 136 | 0.0011858 | 0.00029719 | 0 | 0 |  | 1 | TRUE | wye
108 | LV_5409-61_0_3_load_99 | 137 | 0.0019015 | 0.00047656 | 0 | 0 |  | 1 | TRUE | wye
109 | LV_5409-61_0_3_load_96 | 138 | 0.0015671 | 0.00039274 | 0 | 0 |  | 1 | TRUE | wye
110 | LV_5409-61_0_3_load_176 | 139 | 0.00021476 | 5.3824e-05 | 0 | 0 |  | 1 | TRUE | wye
111 | LV_5409-61_0_3_load_100 | 141 | 0.0019149 | 0.00047993 | 0 | 0 |  | 1 | TRUE | wye
112 | LV_5409-61_0_3_load_167 | 143 | 0.0017818 | 0.00044656 | 0 | 0 |  | 1 | TRUE | wye
113 | LV_5409-61_0_3_load_168 | 144 | 0.0016325 | 0.00040915 | 0 | 0 |  | 1 | TRUE | wye
114 | LV_5409-61_0_3_load_102 | 145 | 0.001823 | 0.00045689 | 0 | 0 |  | 1 | TRUE | wye
115 | LV_5409-61_0_3_load_103 | 146 | 0.0032575 | 0.00081641 | 0 | 0 |  | 1 | TRUE | wye
116 | LV_5409-61_0_3_load_104 | 147 | 0.0010889 | 0.0002729 | 0 | 0 |  | 1 | TRUE | wye
117 | LV_5409-61_0_3_load_179 | 149 | 0.00031402 | 7.8701e-05 | 0 | 0 |  | 1 | TRUE | wye
118 | LV_5409-61_0_3_load_111 | 152 | 0.0004264 | 0.00010687 | 0 | 0 |  | 1 | TRUE | wye
119 | LV_5409-61_0_3_load_110 | 153 | 0.00055512 | 0.00013913 | 0 | 0 |  | 1 | TRUE | wye
120 | LV_5409-61_0_3_load_118 | 154 | 0.0021811 | 0.00054665 | 0 | 0 |  | 1 | TRUE | wye
121 | LV_5409-61_0_3_load_117 | 155 | 0.00051819 | 0.00012987 | 0 | 0 |  | 1 | TRUE | wye
122 | LV_5409-61_0_3_load_133 | 156 | 0.0045457 | 0.0011393 | 0 | 0 |  | 1 | TRUE | wye
123 | LV_5409-61_0_3_load_175 | 158 | 0.0014708 | 0.00036861 | 0 | 0 |  | 1 | TRUE | wye
124 | LV_5409-61_0_3_load_124 | 159 | 0.001291 | 0.00032355 | 0 | 0 |  | 1 | TRUE | wye
125 | LV_5409-61_0_3_load_125 | 160 | 0.0031663 | 0.00079356 | 0 | 0 |  | 1 | TRUE | wye
126 | LV_5409-61_0_3_load_127 | 162 | 0.0014365 | 0.00036002 | 0 | 0 |  | 1 | TRUE | wye
127 | LV_5409-61_0_3_load_128 | 163 | 0.0014829 | 0.00037166 | 0 | 0 |  | 1 | TRUE | wye
128 | LV_5409-61_0_3_load_183 | 166 | 0.0011705 | 0.00029335 | 0 | 0 |  | 1 | TRUE | wye
129 | LV_5409-61_0_3_load_174 | 167 | 0.001324 | 0.00033182 | 0 | 0 |  | 1 | TRUE | wye
130 | LV_5409-61_0_3_load_158 | 168 | 0.0011208 | 0.00028091 | 0 | 0 |  | 1 | TRUE | wye
131 | LV_5409-61_0_3_load_170 | 169 | 0.00088622 | 0.00022211 | 0 | 0 |  | 1 | TRUE | wye
132 | LV_5409-61_0_3_load_144 | 170 | 0.000695 | 0.00017418 | 0 | 0 |  | 1 | TRUE | wye
133 | LV_5409-61_0_3_load_146 | 171 | 0.0013711 | 0.00034363 | 0 | 0 |  | 1 | TRUE | wye
134 | LV_5409-61_0_3_load_150 | 172 | 0.00066598 | 0.00016691 | 0 | 0 |  | 1 | TRUE | wye
135 | LV_5409-61_0_3_load_149 | 173 | 0.00049368 | 0.00012373 | 0 | 0 |  | 1 | TRUE | wye
136 | LV_5409-61_0_3_load_151 | 174 | 0.0011917 | 0.00029866 | 0 | 0 |  | 1 | TRUE | wye
137 | LV_5409-61_0_3_load_171 | 175 | 0.0013078 | 0.00032776 | 0 | 0 |  | 1 | TRUE | wye
138 | LV_5409-61_0_3_load_161 | 176 | 0.00087599 | 0.00021954 | 0 | 0 |  | 1 | TRUE | wye
139 | LV_5409-61_0_3_load_164 | 177 | 0.00038609 | 9.6763e-05 | 0 | 0 |  | 1 | TRUE | wye
140 | LV_5409-61_0_3_load_165 | 178 | 0.0006519 | 0.00016338 | 0 | 0 |  | 1 | TRUE | wye
141 | LV_5409-61_0_3_load_166 | 179 | 0.00045539 | 0.00011413 | 0 | 0 |  | 1 | TRUE | wye
142 | LV_5409-61_0_3_load_173 | 181 | 0.0010236 | 0.00025655 | 0 | 0 |  | 1 | TRUE | wye

## ext_grid
| name | bus | vm_pu | va_degree | slack_weight | in_service
0 |  | 74 | 1 | 0 | 1 | TRUE

## line
| name | std_type | from_bus | to_bus | length_km | r_ohm_per_km | x_ohm_per_km | c_nf_per_km | g_us_per_km | max_i_ka | df | parallel | type | in_service
0 | LV_5409-61_0_3_line_0 | NAYY 4x150 SE | 0 | 1 | 0.013055 | 0.208 | 0.08 | 261 | 0 | 0.27 | 1 | 1 | cs | TRUE
1 | LV_5409-61_0_3_line_1 | NAYY 4x150 SE | 0 | 2 | 0.026814 | 0.208 | 0.08 | 261 | 0 | 0.27 | 1 | 1 | cs | TRUE
2 | LV_5409-61_0_3_line_2 | NAYY 4x150 SE | 2 | 3 | 0.0098799 | 0.208 | 0.08 | 261 | 0 | 0.27 | 1 | 1 | cs | TRUE
3 | LV_5409-61_0_3_line_3 | NAYY 4x150 SE | 3 | 4 | 0.048204 | 0.208 | 0.08 | 261 | 0 | 0.27 | 1 | 1 | cs | TRUE
4 | LV_5409-61_0_3_line_4 | NAYY 4x150 SE | 3 | 5 | 0.048764 | 0.208 | 0.08 | 261 | 0 | 0.27 | 1 | 1 | cs | TRUE
5 | LV_5409-61_0_3_line_5 | NAYY 4x150 SE | 3 | 6 | 0.0091835 | 0.208 | 0.08 | 261 | 0 | 0.27 | 1 | 1 | cs | TRUE
6 | LV_5409-61_0_3_line_6 | NAYY 4x150 SE | 4 | 7 | 0.035657 | 0.208 | 0.08 | 261 | 0 | 0.27 | 1 | 1 | cs | TRUE
7 | LV_5409-61_0_3_line_7 | NAYY 4x150 SE | 5 | 8 | 0.02694 | 0.208 | 0.08 | 261 | 0 | 0.27 | 1 | 1 | cs | TRUE
8 | LV_5409-61_0_3_line_8 | NAYY 4x150 SE | 6 | 9 | 0.0067448 | 0.208 | 0.08 | 261 | 0 | 0.27 | 1 | 1 | cs | TRUE
9 | LV_5409-61_0_3_line_9 | NAYY 4x150 SE | 7 | 13 | 0.034309 | 0.208 | 0.08 | 261 | 0 | 0.27 | 1 | 1 | cs | TRUE
10 | LV_5409-61_0_3_line_10 | NAYY 4x150 SE | 8 | 139 | 0.0092873 | 0.208 | 0.08 | 261 | 0 | 0.27 | 1 | 1 | cs | TRUE
11 | LV_5409-61_0_3_line_11 | NAYY 4x150 SE | 9 | 119 | 0.009237 | 0.208 | 0.08 | 261 | 0 | 0.27 | 1 | 1 | cs | TRUE
12 | LV_5409-61_0_3_line_12 | NAYY 4x150 SE | 10 | 11 | 0.022868 | 0.208 | 0.08 | 261 | 0 | 0.27 | 1 | 1 | cs | TRUE
13 | LV_5409-61_0_3_line_13 | NAYY 4x150 SE | 10 | 12 | 0.0049957 | 0.208 | 0.08 | 261 | 0 | 0.27 | 1 | 1 | cs | TRUE
14 | LV_5409-61_0_3_line_14 | NAYY 4x150 SE | 12 | 13 | 0.029003 | 0.208 | 0.08 | 261 | 0 | 0.27 | 1 | 1 | cs | TRUE
15 | LV_5409-61_0_3_line_15 | NAYY 4x150 SE | 14 | 15 | 0.0055462 | 0.208 | 0.08 | 261 | 0 | 0.27 | 1 | 1 | cs | TRUE
16 | LV_5409-61_0_3_line_16 | NAYY 4x150 SE | 14 | 16 | 0.006637 | 0.208 | 0.08 | 261 | 0 | 0.27 | 1 | 1 | cs | TRUE
17 | LV_5409-61_0_3_line_17 | NAYY 4x150 SE | 15 | 17 | 0.00035527 | 0.208 | 0.08 | 261 | 0 | 0.27 | 1 | 1 | cs | TRUE
18 | LV_5409-61_0_3_line_18 | NAYY 4x150 SE | 16 | 18 | 0.012993 | 0.208 | 0.08 | 261 | 0 | 0.27 | 1 | 1 | cs | TRUE
19 | LV_5409-61_0_3_line_19 | NAYY 4x150 SE | 17 | 19 | 0.004898 | 0.208 | 0.08 | 261 | 0 | 0.27 | 1 | 1 | cs | TRUE
20 | LV_5409-61_0_3_line_20 | NAYY 4x150 SE | 18 | 20 | 0.013023 | 0.208 | 0.08 | 261 | 0 | 0.27 | 1 | 1 | cs | TRUE
21 | LV_5409-61_0_3_line_21 | NAYY 4x150 SE | 19 | 21 | 0.019923 | 0.208 | 0.08 | 261 | 0 | 0.27 | 1 | 1 | cs | TRUE
22 | LV_5409-61_0_3_line_22 | NAYY 4x150 SE | 19 | 22 | 0.0044989 | 0.208 | 0.08 | 261 | 0 | 0.27 | 1 | 1 | cs | TRUE
23 | LV_5409-61_0_3_line_23 | NAYY 4x150 SE | 20 | 23 | 0.00025561 | 0.208 | 0.08 | 261 | 0 | 0.27 | 1 | 1 | cs | TRUE
24 | LV_5409-61_0_3_line_24 | NAYY 4x150 SE | 22 | 44 | 0.016983 | 0.208 | 0.08 | 261 | 0 | 0.27 | 1 | 1 | cs | TRUE
25 | LV_5409-61_0_3_line_25 | NAYY 4x150 SE | 23 | 65 | 0.016695 | 0.208 | 0.08 | 261 | 0 | 0.27 | 1 | 1 | cs | TRUE
26 | LV_5409-61_0_3_line_26 | NAYY 4x150 SE | 24 | 25 | 0.040807 | 0.208 | 0.08 | 261 | 0 | 0.27 | 1 | 1 | cs | TRUE
27 | LV_5409-61_0_3_line_27 | NAYY 4x150 SE | 24 | 26 | 0.011293 | 0.208 | 0.08 | 261 | 0 | 0.27 | 1 | 1 | cs | TRUE
28 | LV_5409-61_0_3_line_28 | NAYY 4x150 SE | 25 | 27 | 0.0069165 | 0.208 | 0.08 | 261 | 0 | 0.27 | 1 | 1 | cs | TRUE
29 | LV_5409-61_0_3_line_29 | NAYY 4x150 SE | 26 | 28 | 0.035287 | 0.208 | 0.08 | 261 | 0 | 0.27 | 1 | 1 | cs | TRUE
30 | LV_5409-61_0_3_line_30 | NAYY 4x150 SE | 26 | 29 | 0.02876 | 0.208 | 0.08 | 261 | 0 | 0.27 | 1 | 1 | cs | TRUE
31 | LV_5409-61_0_3_line_31 | NAYY 4x150 SE | 27 | 30 | 0.017181 | 0.208 | 0.08 | 261 | 0 | 0.27 | 1 | 1 | cs | TRUE
32 | LV_5409-61_0_3_line_32 | NAYY 4x150 SE | 29 | 31 | 0.0048762 | 0.208 | 0.08 | 261 | 0 | 0.27 | 1 | 1 | cs | TRUE
33 | LV_5409-61_0_3_line_33 | NAYY 4x150 SE | 30 | 32 | 0.0059997 | 0.208 | 0.08 | 261 | 0 | 0.27 | 1 | 1 | cs | TRUE
34 | LV_5409-61_0_3_line_34 | NAYY 4x150 SE | 30 | 33 | 0.016996 | 0.208 | 0.08 | 261 | 0 | 0.27 | 1 | 1 | cs | TRUE
35 | LV_5409-61_0_3_line_35 | NAYY 4x150 SE | 31 | 34 | 0.038802 | 0.208 | 0.08 | 261 | 0 | 0.27 | 1 | 1 | cs | TRUE
36 | LV_5409-61_0_3_line_36 | NAYY 4x150 SE | 32 | 65 | 0.0090067 | 0.208 | 0.08 | 261 | 0 | 0.27 | 1 | 1 | cs | TRUE
37 | LV_5409-61_0_3_line_37 | NAYY 4x150 SE | 33 | 170 | 0.021436 | 0.208 | 0.08 | 261 | 0 | 0.27 | 1 | 1 | cs | TRUE
38 | LV_5409-61_0_3_line_38 | NAYY 4x150 SE | 34 | 68 | 0.003437 | 0.208 | 0.08 | 261 | 0 | 0.27 | 1 | 1 | cs | TRUE
39 | LV_5409-61_0_3_line_39 | NAYY 4x150 SE | 34 | 66 | 0.024463 | 0.208 | 0.08 | 261 | 0 | 0.27 | 1 | 1 | cs | TRUE
40 | LV_5409-61_0_3_line_40 | NAYY 4x150 SE | 35 | 36 | 0.032526 | 0.208 | 0.08 | 261 | 0 | 0.27 | 1 | 1 | cs | TRUE
41 | LV_5409-61_0_3_line_41 | NAYY 4x150 SE | 35 | 37 | 0.06927 | 0.208 | 0.08 | 261 | 0 | 0.27 | 1 | 1 | cs | TRUE
42 | LV_5409-61_0_3_line_42 | NAYY 4x150 SE | 35 | 38 | 0.049847 | 0.208 | 0.08 | 261 | 0 | 0.27 | 1 | 1 | cs | TRUE
43 | LV_5409-61_0_3_line_43 | NAYY 4x150 SE | 36 | 39 | 0.017423 | 0.208 | 0.08 | 261 | 0 | 0.27 | 1 | 1 | cs | TRUE
44 | LV_5409-61_0_3_line_44 | NAYY 4x150 SE | 36 | 40 | 0.023488 | 0.208 | 0.08 | 261 | 0 | 0.27 | 1 | 1 | cs | TRUE
45 | LV_5409-61_0_3_line_45 | NAYY 4x150 SE | 37 | 41 | 0.0090288 | 0.208 | 0.08 | 261 | 0 | 0.27 | 1 | 1 | cs | TRUE
46 | LV_5409-61_0_3_line_46 | NAYY 4x150 SE | 37 | 42 | 0.023168 | 0.208 | 0.08 | 261 | 0 | 0.27 | 1 | 1 | cs | TRUE
47 | LV_5409-61_0_3_line_47 | NAYY 4x150 SE | 38 | 43 | 0.029751 | 0.208 | 0.08 | 261 | 0 | 0.27 | 1 | 1 | cs | TRUE
48 | LV_5409-61_0_3_line_48 | NAYY 4x150 SE | 39 | 44 | 0.012285 | 0.208 | 0.08 | 261 | 0 | 0.27 | 1 | 1 | cs | TRUE
49 | LV_5409-61_0_3_line_49 | NAYY 4x150 SE | 40 | 45 | 0.0034759 | 0.208 | 0.08 | 261 | 0 | 0.27 | 1 | 1 | cs | TRUE
50 | LV_5409-61_0_3_line_50 | NAYY 4x150 SE | 45 | 46 | 0.013107 | 0.208 | 0.08 | 261 | 0 | 0.27 | 1 | 1 | cs | TRUE
51 | LV_5409-61_0_3_line_51 | NAYY 4x150 SE | 46 | 165 | 0.016705 | 0.208 | 0.08 | 261 | 0 | 0.27 | 1 | 1 | cs | TRUE
52 | LV_5409-61_0_3_line_52 | NAYY 4x150 SE | 47 | 48 | 0.0070875 | 0.208 | 0.08 | 261 | 0 | 0.27 | 1 | 1 | cs | TRUE
53 | LV_5409-61_0_3_line_53 | NAYY 4x150 SE | 47 | 49 | 0.030675 | 0.208 | 0.08 | 261 | 0 | 0.27 | 1 | 1 | cs | TRUE
54 | LV_5409-61_0_3_line_54 | NAYY 4x150 SE | 48 | 50 | 0.052616 | 0.208 | 0.08 | 261 | 0 | 0.27 | 1 | 1 | cs | TRUE
55 | LV_5409-61_0_3_line_55 | NAYY 4x150 SE | 49 | 51 | 0.01607 | 0.208 | 0.08 | 261 | 0 | 0.27 | 1 | 1 | cs | TRUE
56 | LV_5409-61_0_3_line_56 | NAYY 4x150 SE | 50 | 52 | 0.0014311 | 0.208 | 0.08 | 261 | 0 | 0.27 | 1 | 1 | cs | TRUE
57 | LV_5409-61_0_3_line_57 | NAYY 4x150 SE | 51 | 53 | 0.004316 | 0.208 | 0.08 | 261 | 0 | 0.27 | 1 | 1 | cs | TRUE
58 | LV_5409-61_0_3_line_58 | NAYY 4x150 SE | 51 | 54 | 0.018826 | 0.208 | 0.08 | 261 | 0 | 0.27 | 1 | 1 | cs | TRUE
59 | LV_5409-61_0_3_line_59 | NAYY 4x150 SE | 52 | 57 | 0.018562 | 0.208 | 0.08 | 261 | 0 | 0.27 | 1 | 1 | cs | TRUE
60 | LV_5409-61_0_3_line_60 | NAYY 4x150 SE | 53 | 55 | 0.028623 | 0.208 | 0.08 | 261 | 0 | 0.27 | 1 | 1 | cs | TRUE
61 | LV_5409-61_0_3_line_61 | NAYY 4x150 SE | 53 | 56 | 0.0056339 | 0.208 | 0.08 | 261 | 0 | 0.27 | 1 | 1 | cs | TRUE
62 | LV_5409-61_0_3_line_62 | NAYY 4x150 SE | 56 | 64 | 0.037068 | 0.208 | 0.08 | 261 | 0 | 0.27 | 1 | 1 | cs | TRUE
63 | LV_5409-61_0_3_line_63 | NAYY 4x150 SE | 57 | 58 | 0.021694 | 0.208 | 0.08 | 261 | 0 | 0.27 | 1 | 1 | cs | TRUE
64 | LV_5409-61_0_3_line_64 | NAYY 4x150 SE | 58 | 59 | 0.0071869 | 0.208 | 0.08 | 261 | 0 | 0.27 | 1 | 1 | cs | TRUE
65 | LV_5409-61_0_3_line_65 | NAYY 4x150 SE | 59 | 60 | 0.0071066 | 0.208 | 0.08 | 261 | 0 | 0.27 | 1 | 1 | cs | TRUE
66 | LV_5409-61_0_3_line_66 | NAYY 4x150 SE | 60 | 61 | 0.005794 | 0.208 | 0.08 | 261 | 0 | 0.27 | 1 | 1 | cs | TRUE
67 | LV_5409-61_0_3_line_67 | NAYY 4x150 SE | 61 | 62 | 0.017475 | 0.208 | 0.08 | 261 | 0 | 0.27 | 1 | 1 | cs | TRUE
68 | LV_5409-61_0_3_line_68 | NAYY 4x150 SE | 61 | 63 | 0.018779 | 0.208 | 0.08 | 261 | 0 | 0.27 | 1 | 1 | cs | TRUE
69 | LV_5409-61_0_3_line_69 | NAYY 4x150 SE | 62 | 74 | 0.012575 | 0.208 | 0.08 | 261 | 0 | 0.27 | 1 | 1 | cs | TRUE
70 | LV_5409-61_0_3_line_70 | NAYY 4x150 SE | 63 | 69 | 0.008335 | 0.208 | 0.08 | 261 | 0 | 0.27 | 1 | 1 | cs | TRUE
71 | LV_5409-61_0_3_line_71 | NAYY 4x150 SE | 66 | 67 | 0.024152 | 0.208 | 0.08 | 261 | 0 | 0.27 | 1 | 1 | cs | TRUE
72 | LV_5409-61_0_3_line_72 | NAYY 4x150 SE | 68 | 115 | 0.036784 | 0.208 | 0.08 | 261 | 0 | 0.27 | 1 | 1 | cs | TRUE
73 | LV_5409-61_0_3_line_73 | NAYY 4x150 SE | 69 | 70 | 0.012347 | 0.208 | 0.08 | 261 | 0 | 0.27 | 1 | 1 | cs | TRUE
74 | LV_5409-61_0_3_line_74 | NAYY 4x150 SE | 70 | 71 | 0.0061022 | 0.208 | 0.08 | 261 | 0 | 0.27 | 1 | 1 | cs | TRUE
75 | LV_5409-61_0_3_line_75 | NAYY 4x150 SE | 71 | 75 | 0.015552 | 0.208 | 0.08 | 261 | 0 | 0.27 | 1 | 1 | cs | TRUE
76 | LV_5409-61_0_3_line_76 | NAYY 4x150 SE | 71 | 76 | 0.017472 | 0.208 | 0.08 | 261 | 0 | 0.27 | 1 | 1 | cs | TRUE
77 | LV_5409-61_0_3_line_77 | NAYY 4x150 SE | 72 | 73 | 0.0035061 | 0.208 | 0.08 | 261 | 0 | 0.27 | 1 | 1 | cs | TRUE
78 | LV_5409-61_0_3_line_78 | NAYY 4x150 SE | 73 | 77 | 0.016816 | 0.208 | 0.08 | 261 | 0 | 0.27 | 1 | 2 | cs | TRUE
79 | LV_5409-61_0_3_line_79 | NAYY 4x150 SE | 73 | 78 | 0.0091666 | 0.208 | 0.08 | 261 | 0 | 0.27 | 1 | 2 | cs | TRUE
80 | LV_5409-61_0_3_line_80 | NAYY 4x150 SE | 74 | 79 | 0.017194 | 0.208 | 0.08 | 261 | 0 | 0.27 | 1 | 2 | cs | TRUE
81 | LV_5409-61_0_3_line_81 | NAYY 4x150 SE | 75 | 118 | 0.0055572 | 0.208 | 0.08 | 261 | 0 | 0.27 | 1 | 1 | cs | TRUE
82 | LV_5409-61_0_3_line_82 | NAYY 4x150 SE | 76 | 132 | 0.0012868 | 0.208 | 0.08 | 261 | 0 | 0.27 | 1 | 1 | cs | TRUE
83 | LV_5409-61_0_3_line_83 | NAYY 4x150 SE | 77 | 162 | 0.0023401 | 0.208 | 0.08 | 261 | 0 | 0.27 | 1 | 2 | cs | TRUE
84 | LV_5409-61_0_3_line_84 | NAYY 4x150 SE | 78 | 166 | 0.0014106 | 0.208 | 0.08 | 261 | 0 | 0.27 | 1 | 2 | cs | TRUE
85 | LV_5409-61_0_3_line_85 | NAYY 4x150 SE | 79 | 158 | 0.0083456 | 0.208 | 0.08 | 261 | 0 | 0.27 | 1 | 2 | cs | TRUE
86 | LV_5409-61_0_3_line_86 | NAYY 4x150 SE | 80 | 81 | 0.0080633 | 0.208 | 0.08 | 261 | 0 | 0.27 | 1 | 2 | cs | TRUE
87 | LV_5409-61_0_3_line_87 | NAYY 4x150 SE | 80 | 82 | 0.008921 | 0.208 | 0.08 | 261 | 0 | 0.27 | 1 | 2 | cs | TRUE
88 | LV_5409-61_0_3_line_88 | NAYY 4x150 SE | 81 | 83 | 0.010689 | 0.208 | 0.08 | 261 | 0 | 0.27 | 1 | 2 | cs | TRUE
89 | LV_5409-61_0_3_line_89 | NAYY 4x150 SE | 82 | 84 | 0.0027338 | 0.208 | 0.08 | 261 | 0 | 0.27 | 1 | 2 | cs | TRUE
90 | LV_5409-61_0_3_line_90 | NAYY 4x150 SE | 83 | 85 | 0.0016203 | 0.208 | 0.08 | 261 | 0 | 0.27 | 1 | 2 | cs | TRUE
91 | LV_5409-61_0_3_line_91 | NAYY 4x150 SE | 84 | 86 | 0.0008234 | 0.208 | 0.08 | 261 | 0 | 0.27 | 1 | 2 | cs | TRUE
92 | LV_5409-61_0_3_line_92 | NAYY 4x150 SE | 85 | 87 | 0.01347 | 0.208 | 0.08 | 261 | 0 | 0.27 | 1 | 2 | cs | TRUE
93 | LV_5409-61_0_3_line_93 | NAYY 4x150 SE | 86 | 88 | 0.01218 | 0.208 | 0.08 | 261 | 0 | 0.27 | 1 | 2 | cs | TRUE
94 | LV_5409-61_0_3_line_94 | NAYY 4x150 SE | 87 | 150 | 0.007273 | 0.208 | 0.08 | 261 | 0 | 0.27 | 1 | 2 | cs | TRUE
95 | LV_5409-61_0_3_line_95 | NAYY 4x150 SE | 87 | 155 | 0.0071919 | 0.208 | 0.08 | 261 | 0 | 0.27 | 1 | 1 | cs | TRUE
96 | LV_5409-61_0_3_line_96 | NAYY 4x150 SE | 88 | 111 | 0.0073284 | 0.208 | 0.08 | 261 | 0 | 0.27 | 1 | 2 | cs | TRUE
97 | LV_5409-61_0_3_line_97 | NAYY 4x150 SE | 89 | 90 | 0.01713 | 0.208 | 0.08 | 261 | 0 | 0.27 | 1 | 1 | cs | TRUE
98 | LV_5409-61_0_3_line_98 | NAYY 4x150 SE | 89 | 91 | 0.003316 | 0.208 | 0.08 | 261 | 0 | 0.27 | 1 | 1 | cs | TRUE
99 | LV_5409-61_0_3_line_99 | NAYY 4x150 SE | 90 | 92 | 0.013403 | 0.208 | 0.08 | 261 | 0 | 0.27 | 1 | 1 | cs | TRUE
100 | LV_5409-61_0_3_line_100 | NAYY 4x150 SE | 91 | 93 | 0.049862 | 0.208 | 0.08 | 261 | 0 | 0.27 | 1 | 1 | cs | TRUE
101 | LV_5409-61_0_3_line_101 | NAYY 4x150 SE | 91 | 94 | 0.021524 | 0.208 | 0.08 | 261 | 0 | 0.27 | 1 | 1 | cs | TRUE
102 | LV_5409-61_0_3_line_102 | NAYY 4x150 SE | 92 | 95 | 0.043399 | 0.208 | 0.08 | 261 | 0 | 0.27 | 1 | 1 | cs | TRUE
103 | LV_5409-61_0_3_line_103 | NAYY 4x150 SE | 94 | 96 | 0.02164 | 0.208 | 0.08 | 261 | 0 | 0.27 | 1 | 1 | cs | TRUE
104 | LV_5409-61_0_3_line_104 | NAYY 4x150 SE | 96 | 97 | 0.045967 | 0.208 | 0.08 | 261 | 0 | 0.27 | 1 | 1 | cs | TRUE
105 | LV_5409-61_0_3_line_105 | NAYY 4x150 SE | 96 | 98 | 0.032319 | 0.208 | 0.08 | 261 | 0 | 0.27 | 1 | 1 | cs | TRUE
106 | LV_5409-61_0_3_line_106 | NAYY 4x150 SE | 98 | 100 | 0.012204 | 0.208 | 0.08 | 261 | 0 | 0.27 | 1 | 1 | cs | TRUE
107 | LV_5409-61_0_3_line_107 | NAYY 4x150 SE | 99 | 100 | 0.0051163 | 0.208 | 0.08 | 261 | 0 | 0.27 | 1 | 1 | cs | TRUE
108 | LV_5409-61_0_3_line_108 | NAYY 4x150 SE | 99 | 101 | 0.0053669 | 0.208 | 0.08 | 261 | 0 | 0.27 | 1 | 1 | cs | TRUE
109 | LV_5409-61_0_3_line_109 | NAYY 4x150 SE | 101 | 102 | 0.013942 | 0.208 | 0.08 | 261 | 0 | 0.27 | 1 | 1 | cs | TRUE
110 | LV_5409-61_0_3_line_110 | NAYY 4x150 SE | 101 | 103 | 0.010939 | 0.208 | 0.08 | 261 | 0 | 0.27 | 1 | 1 | cs | TRUE
111 | LV_5409-61_0_3_line_111 | NAYY 4x150 SE | 102 | 104 | 0.0010468 | 0.208 | 0.08 | 261 | 0 | 0.27 | 1 | 1 | cs | TRUE
112 | LV_5409-61_0_3_line_112 | NAYY 4x150 SE | 103 | 105 | 0.014163 | 0.208 | 0.08 | 261 | 0 | 0.27 | 1 | 1 | cs | TRUE
113 | LV_5409-61_0_3_line_113 | NAYY 4x150 SE | 104 | 106 | 0.0070276 | 0.208 | 0.08 | 261 | 0 | 0.27 | 1 | 1 | cs | TRUE
114 | LV_5409-61_0_3_line_114 | NAYY 4x150 SE | 105 | 107 | 0.00061028 | 0.208 | 0.08 | 261 | 0 | 0.27 | 1 | 1 | cs | TRUE
115 | LV_5409-61_0_3_line_115 | NAYY 4x150 SE | 107 | 125 | 0.00062234 | 0.208 | 0.08 | 261 | 0 | 0.27 | 1 | 1 | cs | TRUE
116 | LV_5409-61_0_3_line_116 | NAYY 4x150 SE | 108 | 109 | 0.0009772 | 0.208 | 0.08 | 261 | 0 | 0.27 | 1 | 2 | cs | TRUE
117 | LV_5409-61_0_3_line_117 | NAYY 4x150 SE | 108 | 110 | 0.0025526 | 0.208 | 0.08 | 261 | 0 | 0.27 | 1 | 2 | cs | TRUE
118 | LV_5409-61_0_3_line_118 | NAYY 4x150 SE | 109 | 111 | 0.0068812 | 0.208 | 0.08 | 261 | 0 | 0.27 | 1 | 2 | cs | TRUE
119 | LV_5409-61_0_3_line_119 | NAYY 4x150 SE | 110 | 112 | 0.0062143 | 0.208 | 0.08 | 261 | 0 | 0.27 | 1 | 2 | cs | TRUE
120 | LV_5409-61_0_3_line_120 | NAYY 4x150 SE | 112 | 113 | 0.00024294 | 0.208 | 0.08 | 261 | 0 | 0.27 | 1 | 2 | cs | TRUE
121 | LV_5409-61_0_3_line_121 | NAYY 4x150 SE | 113 | 114 | 0.003332 | 0.208 | 0.08 | 261 | 0 | 0.27 | 1 | 2 | cs | TRUE
122 | LV_5409-61_0_3_line_122 | NAYY 4x150 SE | 114 | 181 | 0.0045227 | 0.208 | 0.08 | 261 | 0 | 0.27 | 1 | 2 | cs | TRUE
123 | LV_5409-61_0_3_line_123 | NAYY 4x150 SE | 115 | 176 | 0.031552 | 0.208 | 0.08 | 261 | 0 | 0.27 | 1 | 1 | cs | TRUE
124 | LV_5409-61_0_3_line_124 | NAYY 4x150 SE | 116 | 117 | 0.018712 | 0.208 | 0.08 | 261 | 0 | 0.27 | 1 | 1 | cs | TRUE
125 | LV_5409-61_0_3_line_125 | NAYY 4x150 SE | 117 | 118 | 0.0038997 | 0.208 | 0.08 | 261 | 0 | 0.27 | 1 | 1 | cs | TRUE
126 | LV_5409-61_0_3_line_126 | NAYY 4x150 SE | 119 | 120 | 0.024564 | 0.208 | 0.08 | 261 | 0 | 0.27 | 1 | 1 | cs | TRUE
127 | LV_5409-61_0_3_line_127 | NAYY 4x150 SE | 120 | 121 | 0.0021826 | 0.208 | 0.08 | 261 | 0 | 0.27 | 1 | 1 | cs | TRUE
128 | LV_5409-61_0_3_line_128 | NAYY 4x150 SE | 121 | 122 | 0.012719 | 0.208 | 0.08 | 261 | 0 | 0.27 | 1 | 1 | cs | TRUE
129 | LV_5409-61_0_3_line_129 | NAYY 4x150 SE | 121 | 123 | 0.0076149 | 0.208 | 0.08 | 261 | 0 | 0.27 | 1 | 1 | cs | TRUE
130 | LV_5409-61_0_3_line_130 | NAYY 4x150 SE | 122 | 124 | 0.0098526 | 0.208 | 0.08 | 261 | 0 | 0.27 | 1 | 1 | cs | TRUE
131 | LV_5409-61_0_3_line_131 | NAYY 4x150 SE | 124 | 148 | 0.0051114 | 0.208 | 0.08 | 261 | 0 | 0.27 | 1 | 1 | cs | TRUE
132 | LV_5409-61_0_3_line_132 | NAYY 4x150 SE | 125 | 126 | 0.015757 | 0.208 | 0.08 | 261 | 0 | 0.27 | 1 | 1 | cs | TRUE
133 | LV_5409-61_0_3_line_133 | NAYY 4x150 SE | 126 | 127 | 0.011708 | 0.208 | 0.08 | 261 | 0 | 0.27 | 1 | 1 | cs | TRUE
134 | LV_5409-61_0_3_line_134 | NAYY 4x150 SE | 126 | 128 | 0.014357 | 0.208 | 0.08 | 261 | 0 | 0.27 | 1 | 1 | cs | TRUE
135 | LV_5409-61_0_3_line_135 | NAYY 4x150 SE | 127 | 129 | 0.010625 | 0.208 | 0.08 | 261 | 0 | 0.27 | 1 | 2 | cs | TRUE
136 | LV_5409-61_0_3_line_136 | NAYY 4x150 SE | 127 | 130 | 0.0082953 | 0.208 | 0.08 | 261 | 0 | 0.27 | 1 | 2 | cs | TRUE
137 | LV_5409-61_0_3_line_137 | NAYY 4x150 SE | 128 | 131 | 0.0071964 | 0.208 | 0.08 | 261 | 0 | 0.27 | 1 | 1 | cs | TRUE
138 | LV_5409-61_0_3_line_138 | NAYY 4x150 SE | 129 | 150 | 0.013838 | 0.208 | 0.08 | 261 | 0 | 0.27 | 1 | 2 | cs | TRUE
139 | LV_5409-61_0_3_line_139 | NAYY 4x150 SE | 130 | 156 | 0.0077519 | 0.208 | 0.08 | 261 | 0 | 0.27 | 1 | 2 | cs | TRUE
140 | LV_5409-61_0_3_line_140 | NAYY 4x150 SE | 131 | 136 | 0.0053572 | 0.208 | 0.08 | 261 | 0 | 0.27 | 1 | 1 | cs | TRUE
141 | LV_5409-61_0_3_line_141 | NAYY 4x150 SE | 132 | 133 | 0.030478 | 0.208 | 0.08 | 261 | 0 | 0.27 | 1 | 1 | cs | TRUE
142 | LV_5409-61_0_3_line_142 | NAYY 4x150 SE | 133 | 134 | 0.080543 | 0.208 | 0.08 | 261 | 0 | 0.27 | 1 | 1 | cs | TRUE
143 | LV_5409-61_0_3_line_143 | NAYY 4x150 SE | 133 | 135 | 0.015439 | 0.208 | 0.08 | 261 | 0 | 0.27 | 1 | 1 | cs | TRUE
144 | LV_5409-61_0_3_line_144 | NAYY 4x150 SE | 135 | 137 | 0.015371 | 0.208 | 0.08 | 261 | 0 | 0.27 | 1 | 1 | cs | TRUE
145 | LV_5409-61_0_3_line_145 | NAYY 4x150 SE | 135 | 138 | 0.0017312 | 0.208 | 0.08 | 261 | 0 | 0.27 | 1 | 1 | cs | TRUE
146 | LV_5409-61_0_3_line_146 | NAYY 4x150 SE | 138 | 140 | 0.034134 | 0.208 | 0.08 | 261 | 0 | 0.27 | 1 | 1 | cs | TRUE
147 | LV_5409-61_0_3_line_147 | NAYY 4x150 SE | 139 | 179 | 0.0011074 | 0.208 | 0.08 | 261 | 0 | 0.27 | 1 | 1 | cs | TRUE
148 | LV_5409-61_0_3_line_148 | NAYY 4x150 SE | 140 | 141 | 0.017617 | 0.208 | 0.08 | 261 | 0 | 0.27 | 1 | 1 | cs | TRUE
149 | LV_5409-61_0_3_line_149 | NAYY 4x150 SE | 140 | 142 | 0.067108 | 0.208 | 0.08 | 261 | 0 | 0.27 | 1 | 1 | cs | TRUE
150 | LV_5409-61_0_3_line_150 | NAYY 4x150 SE | 142 | 143 | 0.027736 | 0.208 | 0.08 | 261 | 0 | 0.27 | 1 | 1 | cs | TRUE
151 | LV_5409-61_0_3_line_151 | NAYY 4x150 SE | 143 | 144 | 0.041665 | 0.208 | 0.08 | 261 | 0 | 0.27 | 1 | 1 | cs | TRUE
152 | LV_5409-61_0_3_line_152 | NAYY 4x150 SE | 145 | 146 | 0.0025754 | 0.208 | 0.08 | 261 | 0 | 0.27 | 1 | 1 | cs | TRUE
153 | LV_5409-61_0_3_line_153 | NAYY 4x150 SE | 145 | 147 | 0.0067398 | 0.208 | 0.08 | 261 | 0 | 0.27 | 1 | 1 | cs | TRUE
154 | LV_5409-61_0_3_line_154 | NAYY 4x150 SE | 146 | 148 | 0.016762 | 0.208 | 0.08 | 261 | 0 | 0.27 | 1 | 1 | cs | TRUE
155 | LV_5409-61_0_3_line_155 | NAYY 4x150 SE | 148 | 149 | 0.0028881 | 0.208 | 0.08 | 261 | 0 | 0.27 | 1 | 1 | cs | TRUE
156 | LV_5409-61_0_3_line_156 | NAYY 4x150 SE | 149 | 150 | 0.024052 | 0.208 | 0.08 | 261 | 0 | 0.27 | 1 | 1 | cs | TRUE
157 | LV_5409-61_0_3_line_157 | NAYY 4x150 SE | 151 | 152 | 0.035531 | 0.208 | 0.08 | 261 | 0 | 0.27 | 1 | 1 | cs | TRUE
158 | LV_5409-61_0_3_line_158 | NAYY 4x150 SE | 151 | 153 | 0.014967 | 0.208 | 0.08 | 261 | 0 | 0.27 | 1 | 1 | cs | TRUE
159 | LV_5409-61_0_3_line_159 | NAYY 4x150 SE | 152 | 154 | 0.00093644 | 0.208 | 0.08 | 261 | 0 | 0.27 | 1 | 1 | cs | TRUE
160 | LV_5409-61_0_3_line_160 | NAYY 4x150 SE | 154 | 155 | 0.010699 | 0.208 | 0.08 | 261 | 0 | 0.27 | 1 | 1 | cs | TRUE
161 | LV_5409-61_0_3_line_161 | NAYY 4x150 SE | 156 | 157 | 0.010697 | 0.208 | 0.08 | 261 | 0 | 0.27 | 1 | 2 | cs | TRUE
162 | LV_5409-61_0_3_line_162 | NAYY 4x150 SE | 157 | 158 | 0.0057757 | 0.208 | 0.08 | 261 | 0 | 0.27 | 1 | 2 | cs | TRUE
163 | LV_5409-61_0_3_line_163 | NAYY 4x150 SE | 159 | 160 | 0.020608 | 0.208 | 0.08 | 261 | 0 | 0.27 | 1 | 1 | cs | TRUE
164 | LV_5409-61_0_3_line_164 | NAYY 4x150 SE | 159 | 161 | 0.004614 | 0.208 | 0.08 | 261 | 0 | 0.27 | 1 | 1 | cs | TRUE
165 | LV_5409-61_0_3_line_165 | NAYY 4x150 SE | 161 | 162 | 0.016925 | 0.208 | 0.08 | 261 | 0 | 0.27 | 1 | 2 | cs | TRUE
166 | LV_5409-61_0_3_line_166 | NAYY 4x150 SE | 161 | 163 | 0.0053393 | 0.208 | 0.08 | 261 | 0 | 0.27 | 1 | 1 | cs | TRUE
167 | LV_5409-61_0_3_line_167 | NAYY 4x150 SE | 163 | 164 | 0.02184 | 0.208 | 0.08 | 261 | 0 | 0.27 | 1 | 1 | cs | TRUE
168 | LV_5409-61_0_3_line_168 | NAYY 4x150 SE | 164 | 165 | 0.001903 | 0.208 | 0.08 | 261 | 0 | 0.27 | 1 | 1 | cs | TRUE
169 | LV_5409-61_0_3_line_169 | NAYY 4x150 SE | 166 | 167 | 0.0069569 | 0.208 | 0.08 | 261 | 0 | 0.27 | 1 | 2 | cs | TRUE
170 | LV_5409-61_0_3_line_170 | NAYY 4x150 SE | 167 | 180 | 0.015054 | 0.208 | 0.08 | 261 | 0 | 0.27 | 1 | 2 | cs | TRUE
171 | LV_5409-61_0_3_line_171 | NAYY 4x150 SE | 168 | 169 | 0.0016989 | 0.208 | 0.08 | 261 | 0 | 0.27 | 1 | 1 | cs | TRUE
172 | LV_5409-61_0_3_line_172 | NAYY 4x150 SE | 169 | 175 | 0.0080059 | 0.208 | 0.08 | 261 | 0 | 0.27 | 1 | 1 | cs | TRUE
173 | LV_5409-61_0_3_line_173 | NAYY 4x150 SE | 170 | 171 | 0.012424 | 0.208 | 0.08 | 261 | 0 | 0.27 | 1 | 1 | cs | TRUE
174 | LV_5409-61_0_3_line_174 | NAYY 4x150 SE | 171 | 172 | 0.00098612 | 0.208 | 0.08 | 261 | 0 | 0.27 | 1 | 1 | cs | TRUE
175 | LV_5409-61_0_3_line_175 | NAYY 4x150 SE | 172 | 173 | 0.016426 | 0.208 | 0.08 | 261 | 0 | 0.27 | 1 | 1 | cs | TRUE
176 | LV_5409-61_0_3_line_176 | NAYY 4x150 SE | 173 | 174 | 0.021841 | 0.208 | 0.08 | 261 | 0 | 0.27 | 1 | 1 | cs | TRUE
177 | LV_5409-61_0_3_line_177 | NAYY 4x150 SE | 175 | 180 | 0.0039105 | 0.208 | 0.08 | 261 | 0 | 0.27 | 1 | 1 | cs | TRUE
178 | LV_5409-61_0_3_line_178 | NAYY 4x150 SE | 177 | 178 | 0.14614 | 0.208 | 0.08 | 261 | 0 | 0.27 | 1 | 1 | cs | TRUE
179 | LV_5409-61_0_3_line_179 | NAYY 4x150 SE | 178 | 179 | 0.010566 | 0.208 | 0.08 | 261 | 0 | 0.27 | 1 | 1 | cs | TRUE
180 | LV_5409-61_0_3_line_180 | NAYY 4x150 SE | 180 | 181 | 0.0050859 | 0.208 | 0.08 | 261 | 0 | 0.27 | 1 | 2 | cs | TRUE

## trafo
| name | std_type | hv_bus | lv_bus | sn_mva | vn_hv_kv | vn_lv_kv | vk_percent | vkr_percent | pfe_kw | i0_percent | shift_degree | tap_side | tap_neutral | tap_min | tap_max | tap_step_percent | tap_step_degree | tap_pos | tap_phase_shifter | parallel | df | in_service
0 | LV_5409-61_0_3_trafo_136 | 0.25 MVA 20/0.4 kV | 182 | 74 | 0.25 | 20 | 0.4 | 6 | 1.44 | 0.8 | 0.32 | 150 | hv | 0 | -2 | 2 | 2.5 | 0 | 0 | FALSE | 1 | 1 | TRUE

## line_geodata
| x0 | y0 | x1 | y1 | x2 | y2 | x3 | y3 | x4 | y4 | x5 | y5 | x6 | y6 | x7 | y7 | x8 | y8 | x9 | y9 | x10 | y10 | x11 | y11 | x12 | y12 | x13 | y13 | x14 | y14 | x15 | y15 | x16 | y16 | x17 | y17 | x18 | y18 | x19 | y19 | x20 | y20 | x21 | y21
0 | 2567992.3344 | 1126608.2751 | 2567988.1758 | 1126601.8971 | 2567986.2211 | 1126596.8193
1 | 2567992.3344 | 1126608.2751 | 2567996.3961 | 1126614.5043 | 2568009.0125 | 1126629.2114 | 2568009.0125 | 1126629.2114
2 | 2568011.7601 | 1126638.7015 | 2568009.0125 | 1126629.2114
3 | 2568011.7601 | 1126638.7015 | 2568004.677 | 1126634.1702 | 2567997.8822 | 1126628.7924 | 2567993.8091 | 1126629.4699 | 2567983.4617 | 1126628.4466 | 2567966.867 | 1126627.9122
4 | 2567980.5335 | 1126602.3713 | 2567987.9409 | 1126615.7275 | 2567997.8822 | 1126628.7924 | 2568004.677 | 1126634.1702 | 2568011.7601 | 1126638.7015
5 | 2568011.7601 | 1126638.7015 | 2568019.0331 | 1126644.3088
6 | 2567966.867 | 1126627.9122 | 2567961.9649 | 1126627.7493 | 2567931.2137 | 1126627.9522
7 | 2567980.5335 | 1126602.3713 | 2567960.2654 | 1126586.3931 | 2567959.3938 | 1126585.6722
8 | 2568019.0331 | 1126644.3088 | 2568024.3747 | 1126648.427
9 | 2567931.2137 | 1126627.9522 | 2567927.3181 | 1126627.978 | 2567896.907 | 1126628.3809
10 | 2567952.2817 | 1126579.7064 | 2567952.5868 | 1126580.0418 | 2567959.3938 | 1126585.6722
11 | 2568031.69 | 1126654.0669 | 2568024.3747 | 1126648.427
12 | 2567840.3843 | 1126632.9049 | 2567850.0991 | 1126630.7016 | 2567862.945 | 1126629.4567
13 | 2567867.9174 | 1126628.9749 | 2567862.945 | 1126629.4567
14 | 2567896.907 | 1126628.3809 | 2567893.6589 | 1126628.4239 | 2567870.3718 | 1126628.737 | 2567867.9174 | 1126628.9749
15 | 2568301.6867 | 1126740.089 | 2568298.4438 | 1126735.5897
16 | 2568301.6867 | 1126740.089 | 2568305.5675 | 1126745.4732
17 | 2568298.2361 | 1126735.3015 | 2568298.4438 | 1126735.5897
18 | 2568305.5675 | 1126745.4732 | 2568313.1646 | 1126756.0136 | 2568313.1646 | 1126756.0136
19 | 2568295.3721 | 1126731.3281 | 2568298.2361 | 1126735.3015
20 | 2568325.0735 | 1126761.2843 | 2568313.1646 | 1126756.0136
21 | 2568295.3721 | 1126731.3281 | 2568276.63 | 1126731.2377 | 2568275.4494 | 1126731.2376
22 | 2568295.3721 | 1126731.3281 | 2568293.3874 | 1126727.2907
23 | 2568325.0735 | 1126761.2843 | 2568325.3072 | 1126761.3878
24 | 2568285.0107 | 1126712.5725 | 2568288.8366 | 1126718.0336 | 2568293.3874 | 1126727.2907
25 | 2568325.3072 | 1126761.3878 | 2568340.5735 | 1126768.1445
26 | 2568369.1247 | 1126793.2124 | 2568387.1835 | 1126816.3442 | 2568394.4342 | 1126825.2205
27 | 2568401.5785 | 1126833.9665 | 2568394.4342 | 1126825.2205
28 | 2568364.8685 | 1126787.7606 | 2568369.1247 | 1126793.2124
29 | 2568401.5785 | 1126833.9665 | 2568402.7812 | 1126834.0825 | 2568405.0561 | 1126834.3818 | 2568409.5591 | 1126836.3592 | 2568413.754 | 1126838.3494 | 2568418.3604 | 1126839.4591 | 2568422.9074 | 1126839.5354 | 2568427.036 | 1126837.7128 | 2568430.2782 | 1126835.8394 | 2568433.0481 | 1126832.0674
30 | 2568401.5785 | 1126833.9665 | 2568403.2758 | 1126835.8252 | 2568415.7156 | 1126852.4017 | 2568418.7585 | 1126856.6101 | 2568418.8437 | 1126856.923
31 | 2568354.2959 | 1126774.2179 | 2568364.8685 | 1126787.7606
32 | 2568420.1256 | 1126861.6276 | 2568418.8437 | 1126856.923
33 | 2568354.2959 | 1126774.2179 | 2568348.8095 | 1126771.7897
34 | 2568354.2959 | 1126774.2179 | 2568354.9465 | 1126768.9785 | 2568361.5977 | 1126763.2407 | 2568364.4879 | 1126762.7463
35 | 2568420.1256 | 1126861.6276 | 2568407.2177 | 1126898.2194
36 | 2568340.5735 | 1126768.1445 | 2568348.8095 | 1126771.7897
37 | 2568364.4879 | 1126762.7463 | 2568368.7042 | 1126762.025 | 2568384.7488 | 1126768.1061
38 | 2568409.8096 | 1126900.4766 | 2568407.2177 | 1126898.2194
39 | 2568386.9021 | 1126884.7863 | 2568401.0317 | 1126892.8322 | 2568407.2177 | 1126898.2194
40 | 2568273.0546 | 1126685.9005 | 2568271.6735 | 1126679.7269 | 2568266.1791 | 1126675.3869 | 2568258.0186 | 1126668.1707 | 2568250.6779 | 1126664.2874
41 | 2568183.5028 | 1126651.5106 | 2568189.2734 | 1126654.1481 | 2568198.0714 | 1126656.5696 | 2568206.8658 | 1126656.8345 | 2568220.2575 | 1126656.4748 | 2568234.0771 | 1126658.3252 | 2568248.8843 | 1126663.3386 | 2568250.6779 | 1126664.2874
42 | 2568250.6779 | 1126664.2874 | 2568287.9947 | 1126631.239
43 | 2568273.0546 | 1126685.9005 | 2568276.9412 | 1126701.0543 | 2568277.9619 | 1126702.5111
44 | 2568273.0546 | 1126685.9005 | 2568260.7453 | 1126692.7909 | 2568258.2952 | 1126701.8468
45 | 2568183.5028 | 1126651.5106 | 2568179.1613 | 1126649.5214 | 2568175.2515 | 1126647.847
46 | 2568180.6641 | 1126671.4244 | 2568184.6408 | 1126668.5464 | 2568186.0057 | 1126665.7823 | 2568186.7521 | 1126662.6657 | 2568186.6925 | 1126660.1203 | 2568186.0149 | 1126657.3225 | 2568184.5652 | 1126654.2174 | 2568183.2757 | 1126652.2899 | 2568183.5028 | 1126651.5106
47 | 2568287.9947 | 1126631.239 | 2568291.1025 | 1126628.7103 | 2568293.5259 | 1126627.9305 | 2568296.1587 | 1126627.4052 | 2568299.1556 | 1126627.2338 | 2568302.1563 | 1126627.785 | 2568305.1044 | 1126628.5921 | 2568307.8989 | 1126629.5001 | 2568316.4252 | 1126630.0778
48 | 2568277.9619 | 1126702.5111 | 2568285.0107 | 1126712.5725
49 | 2568258.2952 | 1126701.8468 | 2568257.3874 | 1126705.2021
50 | 2568257.3874 | 1126705.2021 | 2568256.4593 | 1126708.6325 | 2568254.205 | 1126717.9157
51 | 2568244.5886 | 1126730.0168 | 2568251.8344 | 1126725.9878 | 2568253.9023 | 1126719.1624 | 2568254.205 | 1126717.9157
52 | 2568229.6322 | 1126831.1685 | 2568234.141 | 1126835.7026 | 2568234.6304 | 1126836.1934
53 | 2568262.3353 | 1126845.3154 | 2568255.2306 | 1126845.5409 | 2568247.8828 | 1126844.8014 | 2568244.3186 | 1126844.0531 | 2568238.8823 | 1126840.4577 | 2568234.6304 | 1126836.1934
54 | 2568216.804 | 1126780.1405 | 2568229.6322 | 1126831.1685
55 | 2568278.1644 | 1126847.0765 | 2568277.2082 | 1126846.9593 | 2568271.3197 | 1126845.3005 | 2568266.9882 | 1126845.1677 | 2568262.3353 | 1126845.3154
56 | 2568216.804 | 1126780.1405 | 2568215.3912 | 1126779.9129
57 | 2568278.1644 | 1126847.0765 | 2568282.4595 | 1126847.6098
58 | 2568278.1644 | 1126847.0765 | 2568277.5339 | 1126850.2703 | 2568276.0864 | 1126853.4462 | 2568273.9207 | 1126854.8472 | 2568270.9097 | 1126855.241 | 2568264.4467 | 1126855.1046
59 | 2568197.1326 | 1126776.6013 | 2568204.4617 | 1126778.1524 | 2568215.3912 | 1126779.9129
60 | 2568282.4595 | 1126847.6098 | 2568282.2785 | 1126849.834 | 2568280.1025 | 1126866.854 | 2568275.9739 | 1126875.1129
61 | 2568282.4595 | 1126847.6098 | 2568285.6441 | 1126847.9932 | 2568288.0614 | 1126848.2014
62 | 2568324.5417 | 1126853.7569 | 2568316.2918 | 1126851.0003 | 2568296.7151 | 1126848.9466 | 2568288.0614 | 1126848.2014
63 | 2568197.1326 | 1126776.6013 | 2568195.362 | 1126779.8568 | 2568193.4939 | 1126780.7115 | 2568188.6481 | 1126780.9927 | 2568177.6425 | 1126779.3166
64 | 2568177.6425 | 1126779.3166 | 2568176.8819 | 1126775.3742 | 2568175.6588 | 1126772.4478
65 | 2568173.4345 | 1126766.0989 | 2568173.005 | 1126766.4902 | 2568173.9473 | 1126768.3529 | 2568175.6588 | 1126772.4478
66 | 2568168.4025 | 1126763.2018 | 2568173.4345 | 1126766.0989
67 | 2568168.4025 | 1126763.2018 | 2568163.5764 | 1126759.9145 | 2568157.7271 | 1126755.4876 | 2568154.4059 | 1126752.7555
68 | 2568168.4025 | 1126763.2018 | 2568150.16 | 1126767.66
69 | 2568154.4059 | 1126752.7555 | 2568147.5492 | 1126747.1149 | 2568144.7214 | 1126744.7351
70 | 2568150.16 | 1126767.66 | 2568142.0633 | 1126769.6388
71 | 2568386.9534 | 1126860.6343 | 2568386.9021 | 1126884.7863
72 | 2568438.5964 | 1126923.3063 | 2568424.4803 | 1126913.2529 | 2568409.8096 | 1126900.4766
73 | 2568130.0689 | 1126772.5701 | 2568142.0633 | 1126769.6388
74 | 2568124.1412 | 1126774.0187 | 2568130.0689 | 1126772.5701
75 | 2568124.1412 | 1126774.0187 | 2568133.1725 | 1126786.6791
76 | 2568124.1412 | 1126774.0187 | 2568115.8357 | 1126778.7317 | 2568113.6578 | 1126779.2879 | 2568108.0261 | 1126778.5912
77 | 2568187.1382 | 1126751.875 | 2568184.6579 | 1126754.3531
78 | 2568187.1382 | 1126751.875 | 2568191.5537 | 1126746.0043 | 2568193.8241 | 1126743.9802 | 2568197.0117 | 1126741.9958 | 2568199.6703 | 1126741.708
79 | 2568187.1382 | 1126751.875 | 2568186.5423 | 1126745.5528 | 2568187.4911 | 1126742.9011
80 | 2568131.7883 | 1126733.4197 | 2568134.7771 | 1126736.3659 | 2568144.7214 | 1126744.7351
81 | 2568133.1725 | 1126786.6791 | 2568136.3998 | 1126791.2032
82 | 2568108.0261 | 1126778.5912 | 2568106.7491 | 1126778.4332
83 | 2568199.6703 | 1126741.708 | 2568201.9968 | 1126741.4562
84 | 2568187.4911 | 1126742.9011 | 2568187.9664 | 1126741.573
85 | 2568131.7883 | 1126733.4197 | 2568125.8449 | 1126727.5609
86 | 2568137.1806 | 1126701.5593 | 2568129.297 | 1126699.8664
87 | 2568137.1806 | 1126701.5593 | 2568139.7515 | 1126702.1113 | 2568145.8896 | 1126703.4927
88 | 2568129.297 | 1126699.8664 | 2568118.8465 | 1126697.6224
89 | 2568148.5567 | 1126704.0929 | 2568145.8896 | 1126703.4927
90 | 2568117.2623 | 1126697.2822 | 2568118.8465 | 1126697.6224
91 | 2568148.5567 | 1126704.0929 | 2568149.36 | 1126704.2737
92 | 2568103.8994 | 1126695.8422 | 2568113.4277 | 1126696.4587 | 2568117.2623 | 1126697.2822
93 | 2568149.36 | 1126704.2737 | 2568161.243 | 1126706.9479
94 | 2568098.3993 | 1126700.6181 | 2568103.8994 | 1126695.8422
95 | 2568103.8994 | 1126695.8422 | 2568104.0435 | 1126688.6517
96 | 2568161.243 | 1126706.9479 | 2568168.3927 | 1126708.5569
97 | 2567960.0647 | 1126698.0525 | 2567944.69 | 1126690.4996
98 | 2567963.078 | 1126699.4348 | 2567961.2241 | 1126698.622 | 2567960.0647 | 1126698.0525
99 | 2567932.4393 | 1126685.2461 | 2567935.0313 | 1126685.7548 | 2567944.69 | 1126690.4996
100 | 2567963.078 | 1126699.4348 | 2567962.8539 | 1126709.4744 | 2567980.1603 | 1126713.4622 | 2567981.0047 | 1126714.3026 | 2567981.1262 | 1126715.4136 | 2567980.3581 | 1126718.775 | 2567978.6527 | 1126725.6097 | 2567978.0449 | 1126727.2359 | 2567977.2597 | 1126727.4068 | 2567974.4488 | 1126726.299 | 2567973.8884 | 1126726.7022 | 2567973.3418 | 1126729.7177
101 | 2567963.078 | 1126699.4348 | 2567982.8208 | 1126708.0077
102 | 2567932.4393 | 1126685.2461 | 2567930.5205 | 1126688.1578 | 2567925.169 | 1126694.7895 | 2567923.2248 | 1126698.713 | 2567922.2335 | 1126702.131 | 2567922.473 | 1126705.1535 | 2567924.1854 | 1126709.7912 | 2567926.2732 | 1126712.5704 | 2567927.9072 | 1126714.0735 | 2567930.1624 | 1126715.0176 | 2567937.4062 | 1126716.4353
103 | 2568000.8007 | 1126719.8337 | 2567988.2431 | 1126710.3622 | 2567982.8208 | 1126708.0077
104 | 2568000.8007 | 1126719.8337 | 2567999.3591 | 1126721.1753 | 2567997.1365 | 1126720.5757 | 2567991.3018 | 1126718.9281 | 2567987.2472 | 1126718.7161 | 2567985.1783 | 1126719.4942 | 2567984.2747 | 1126722.0225 | 2567984.8287 | 1126724.7653 | 2567987.3664 | 1126726.6639 | 2567991.9004 | 1126730.0749 | 2567996.5905 | 1126733.863 | 2567999.0556 | 1126736.5958 | 2567999.7637 | 1126739.3378 | 2567999.3148 | 1126741.8637
105 | 2568000.8007 | 1126719.8337 | 2568013.8767 | 1126729.7026 | 2568026.2433 | 1126733.6945 | 2568029.1813 | 1126733.8501
106 | 2568029.1813 | 1126733.8501 | 2568041.3679 | 1126734.4952
107 | 2568046.4625 | 1126734.9478 | 2568043.04 | 1126734.5837 | 2568041.3679 | 1126734.4952
108 | 2568051.7993 | 1126735.5156 | 2568046.4625 | 1126734.9478
109 | 2568051.7993 | 1126735.5156 | 2568052.9241 | 1126729.64 | 2568055.3645 | 1126723.3684 | 2568055.8139 | 1126722.2235
110 | 2568051.7993 | 1126735.5156 | 2568060.2887 | 1126736.4266 | 2568062.6891 | 1126736.4314
111 | 2568056.1964 | 1126721.2491 | 2568055.8139 | 1126722.2235
112 | 2568076.8521 | 1126736.4596 | 2568062.6891 | 1126736.4314
113 | 2568059.8996 | 1126715.3515 | 2568057.6484 | 1126718.0759 | 2568056.7332 | 1126719.8816 | 2568056.1964 | 1126721.2491
114 | 2568077.4623 | 1126736.4609 | 2568076.8521 | 1126736.4596
115 | 2568078.0847 | 1126736.4621 | 2568077.4623 | 1126736.4609
116 | 2568174.8574 | 1126710.8683 | 2568175.7647 | 1126711.2314
117 | 2568178.1347 | 1126712.1797 | 2568175.7647 | 1126711.2314
118 | 2568168.3927 | 1126708.5569 | 2568169.9653 | 1126708.9108 | 2568174.8574 | 1126710.8683
119 | 2568178.1347 | 1126712.1797 | 2568183.5107 | 1126714.3309 | 2568183.9002 | 1126714.498
120 | 2568183.9002 | 1126714.498 | 2568184.1235 | 1126714.5937
121 | 2568187.1856 | 1126715.9074 | 2568184.1235 | 1126714.5937
122 | 2568187.1856 | 1126715.9074 | 2568189.7824 | 1126717.0214 | 2568191.1834 | 1126717.9791
123 | 2568466.1755 | 1126907.9784 | 2568438.5964 | 1126923.3063
124 | 2568138.6645 | 1126794.3779 | 2568142.0987 | 1126799.192 | 2568151.0536 | 1126808.3359
125 | 2568138.6645 | 1126794.3779 | 2568136.3998 | 1126791.2032
126 | 2568031.69 | 1126654.0669 | 2568036.1194 | 1126657.4818 | 2568051.8159 | 1126668.1359
127 | 2568053.6218 | 1126669.3617 | 2568051.8159 | 1126668.1359
128 | 2568053.6218 | 1126669.3617 | 2568064.2286 | 1126676.3809
129 | 2568053.6218 | 1126669.3617 | 2568057.1845 | 1126662.6316
130 | 2568064.2286 | 1126676.3809 | 2568067.8205 | 1126678.7579 | 2568072.4813 | 1126681.7627
131 | 2568076.6144 | 1126684.7699 | 2568072.5065 | 1126681.779 | 2568072.4813 | 1126681.7627
132 | 2568093.8421 | 1126736.4935 | 2568078.0847 | 1126736.4621
133 | 2568095.0289 | 1126724.8481 | 2568093.8421 | 1126736.4935
134 | 2568093.8421 | 1126736.4935 | 2568101.7293 | 1126748.4903
135 | 2568095.0289 | 1126724.8481 | 2568096.4927 | 1126714.3245
136 | 2568095.0289 | 1126724.8481 | 2568103.3208 | 1126724.612
137 | 2568101.7293 | 1126748.4903 | 2568102.582 | 1126749.7873 | 2568106.3337 | 1126754.0041
138 | 2568098.3993 | 1126700.6181 | 2568096.4927 | 1126714.3245
139 | 2568111.0655 | 1126724.3139 | 2568109.422 | 1126724.4384 | 2568103.3208 | 1126724.612
140 | 2568109.8947 | 1126758.0064 | 2568106.3337 | 1126754.0041
141 | 2568077.4956 | 1126785.6824 | 2568078.505 | 1126785.6548 | 2568102.8003 | 1126777.9447 | 2568106.7491 | 1126778.4332
142 | 2568077.4956 | 1126785.6824 | 2568078.217 | 1126786.579 | 2568081.3726 | 1126787.2849 | 2568083.0919 | 1126788.8877 | 2568082.7469 | 1126790.6905 | 2568080.4119 | 1126792.1369 | 2568073.6594 | 1126794.685 | 2568060.712 | 1126800.3231 | 2568056.7798 | 1126801.3889 | 2568055.1357 | 1126802.3314 | 2568054.9584 | 1126803.7775 | 2568055.7833 | 1126805.2961 | 2568060.1116 | 1126806.2625 | 2568064.3536 | 1126806.9515 | 2568072.8334 | 1126808.9743 | 2568076.3573 | 1126810.8455 | 2568079.8017 | 1126813.7065 | 2568080.5342 | 1126815.2256 | 2568081.5362 | 1126818.1884 | 2568081.8202 | 1126820.8772 | 2568080.5741 | 1126822.7736 | 2568077.417 | 1126823.235
143 | 2568077.4956 | 1126785.6824 | 2568062.0421 | 1126786.6536
144 | 2568062.0421 | 1126786.6536 | 2568061.6322 | 1126784.9216 | 2568058.201 | 1126783.0944 | 2568054.3779 | 1126781.4916 | 2568049.0895 | 1126779.6743
145 | 2568062.0421 | 1126786.6536 | 2568060.3109 | 1126786.6519
146 | 2568026.3737 | 1126784.4193 | 2568030.9038 | 1126785.6514 | 2568046.1133 | 1126786.638 | 2568060.3109 | 1126786.6519
147 | 2567952.2817 | 1126579.7064 | 2567951.5365 | 1126578.8873
148 | 2568026.3737 | 1126784.4193 | 2568026.554 | 1126783.5401 | 2568025.8183 | 1126782.8659 | 2568024.4099 | 1126781.7617 | 2568023.1082 | 1126780.4235 | 2568022.3758 | 1126778.9155 | 2568021.4072 | 1126776.4638 | 2568020.3754 | 1126772.2672 | 2568019.6256 | 1126768.9139
149 | 2568026.3737 | 1126784.4193 | 2567985.8654 | 1126773.4064 | 2567960.8906 | 1126769.2703
150 | 2567960.8906 | 1126769.2703 | 2567960.3564 | 1126774.598 | 2567960.779 | 1126777.2638 | 2567966.5556 | 1126779.5898 | 2567979.2962 | 1126783.9168
151 | 2568019.4161 | 1126794.7947 | 2568005.1079 | 1126792.3027 | 2567989.4381 | 1126787.3611 | 2567979.2962 | 1126783.9168
152 | 2568070.7741 | 1126700.1406 | 2568070.3048 | 1126702.6729
153 | 2568069.0765 | 1126709.2998 | 2568070.3048 | 1126702.6729
154 | 2568076.6144 | 1126684.7699 | 2568073.9048 | 1126688.2526 | 2568072.1783 | 1126692.5639 | 2568070.7741 | 1126700.1406
155 | 2568076.6144 | 1126684.7699 | 2568078.9499 | 1126686.4689
156 | 2568098.3993 | 1126700.6181 | 2568078.9499 | 1126686.4689
157 | 2568096.0906 | 1126642.9792 | 2568099.6654 | 1126650.075 | 2568102.3989 | 1126656.9306 | 2568103.1931 | 1126668.6656 | 2568104.0871 | 1126673.052 | 2568104.143 | 1126677.0184
158 | 2568096.0906 | 1126642.9792 | 2568093.3648 | 1126643.4049 | 2568091.1152 | 1126643.528 | 2568088.2685 | 1126642.9539 | 2568084.9372 | 1126641.1039 | 2568082.5016 | 1126638.9669
159 | 2568104.143 | 1126677.0184 | 2568104.1562 | 1126677.9547
160 | 2568104.1562 | 1126677.9547 | 2568104.1982 | 1126680.9331 | 2568104.0435 | 1126688.6517
161 | 2568121.7317 | 1126723.5062 | 2568111.0655 | 1126724.3139
162 | 2568121.7317 | 1126723.5062 | 2568125.8449 | 1126727.5609
163 | 2568220.1877 | 1126743.9375 | 2568220.2724 | 1126744.0631 | 2568221.7419 | 1126745.0781 | 2568224.3982 | 1126746.0868 | 2568227.7083 | 1126746.8809 | 2568232.8637 | 1126746.8537 | 2568237.3069 | 1126746.2411 | 2568240.041 | 1126745.7134
164 | 2568218.8234 | 1126739.6352 | 2568219.286 | 1126742.6009 | 2568220.1877 | 1126743.9375
165 | 2568218.8234 | 1126739.6352 | 2568201.9968 | 1126741.4562
166 | 2568218.8234 | 1126739.6352 | 2568220.7103 | 1126739.4362 | 2568224.1105 | 1126738.9021
167 | 2568244.6757 | 1126731.9173 | 2568232.4199 | 1126737.229 | 2568227.8866 | 1126738.309 | 2568224.1105 | 1126738.9021
168 | 2568244.5886 | 1126730.0168 | 2568244.6757 | 1126731.9173
169 | 2568190.3102 | 1126735.0228 | 2568187.9664 | 1126741.573
170 | 2568195.382 | 1126720.8493 | 2568190.3102 | 1126735.0228
171 | 2568206.9134 | 1126723.8539 | 2568208.5574 | 1126724.2823
172 | 2568206.9134 | 1126723.8539 | 2568199.1662 | 1126721.8353
173 | 2568396.3664 | 1126772.5093 | 2568384.7488 | 1126768.1061
174 | 2568397.2885 | 1126772.8588 | 2568396.3664 | 1126772.5093
175 | 2568412.6483 | 1126778.6802 | 2568397.2885 | 1126772.8588
176 | 2568412.6483 | 1126778.6802 | 2568433.0715 | 1126786.4208
177 | 2568195.382 | 1126720.8493 | 2568199.1662 | 1126721.8353
178 | 2567944.4264 | 1126571.0721 | 2567830.1373 | 1126479.9947
179 | 2567944.4264 | 1126571.0721 | 2567951.5365 | 1126578.8873
180 | 2568195.382 | 1126720.8493 | 2568191.1834 | 1126717.9791

## bus_geodata
| x | y | coords
0 | 2567992.3344 | 1126608.2751
1 | 2567986.2211 | 1126596.8193
2 | 2568009.0125 | 1126629.2114
3 | 2568011.7601 | 1126638.7015
4 | 2567966.867 | 1126627.9122
5 | 2567980.5335 | 1126602.3713
6 | 2568019.0331 | 1126644.3088
7 | 2567931.2137 | 1126627.9522
8 | 2567959.3938 | 1126585.6722
9 | 2568024.3747 | 1126648.427
10 | 2567862.945 | 1126629.4567
11 | 2567840.3843 | 1126632.9049
12 | 2567867.9174 | 1126628.9749
13 | 2567896.907 | 1126628.3809
14 | 2568301.6867 | 1126740.089
15 | 2568298.4438 | 1126735.5897
16 | 2568305.5675 | 1126745.4732
17 | 2568298.2361 | 1126735.3015
18 | 2568313.1646 | 1126756.0136
19 | 2568295.3721 | 1126731.3281
20 | 2568325.0735 | 1126761.2843
21 | 2568275.4494 | 1126731.2376
22 | 2568293.3874 | 1126727.2907
23 | 2568325.3072 | 1126761.3878
24 | 2568394.4342 | 1126825.2205
25 | 2568369.1247 | 1126793.2124
26 | 2568401.5785 | 1126833.9665
27 | 2568364.8685 | 1126787.7606
28 | 2568433.0481 | 1126832.0674
29 | 2568418.8437 | 1126856.923
30 | 2568354.2959 | 1126774.2179
31 | 2568420.1256 | 1126861.6276
32 | 2568348.8095 | 1126771.7897
33 | 2568364.4879 | 1126762.7463
34 | 2568407.2177 | 1126898.2194
35 | 2568250.6779 | 1126664.2874
36 | 2568273.0546 | 1126685.9005
37 | 2568183.5028 | 1126651.5106
38 | 2568287.9947 | 1126631.239
39 | 2568277.9619 | 1126702.5111
40 | 2568258.2952 | 1126701.8468
41 | 2568175.2515 | 1126647.847
42 | 2568180.6641 | 1126671.4244
43 | 2568316.4252 | 1126630.0778
44 | 2568285.0107 | 1126712.5725
45 | 2568257.3874 | 1126705.2021
46 | 2568254.205 | 1126717.9157
47 | 2568234.6304 | 1126836.1934
48 | 2568229.6322 | 1126831.1685
49 | 2568262.3353 | 1126845.3154
50 | 2568216.804 | 1126780.1405
51 | 2568278.1644 | 1126847.0765
52 | 2568215.3912 | 1126779.9129
53 | 2568282.4595 | 1126847.6098
54 | 2568264.4467 | 1126855.1046
55 | 2568275.9739 | 1126875.1129
56 | 2568288.0614 | 1126848.2014
57 | 2568197.1326 | 1126776.6013
58 | 2568177.6425 | 1126779.3166
59 | 2568175.6588 | 1126772.4478
60 | 2568173.4345 | 1126766.0989
61 | 2568168.4025 | 1126763.2018
62 | 2568154.4059 | 1126752.7555
63 | 2568150.16 | 1126767.66
64 | 2568324.5417 | 1126853.7569
65 | 2568340.5735 | 1126768.1445
66 | 2568386.9021 | 1126884.7863
67 | 2568386.9534 | 1126860.6343
68 | 2568409.8096 | 1126900.4766
69 | 2568142.0633 | 1126769.6388
70 | 2568130.0689 | 1126772.5701
71 | 2568124.1412 | 1126774.0187
72 | 2568184.6579 | 1126754.3531
73 | 2568187.1382 | 1126751.875
74 | 2568144.7214 | 1126744.7351
75 | 2568133.1725 | 1126786.6791
76 | 2568108.0261 | 1126778.5912
77 | 2568199.6703 | 1126741.708
78 | 2568187.4911 | 1126742.9011
79 | 2568131.7883 | 1126733.4197
80 | 2568137.1806 | 1126701.5593
81 | 2568129.297 | 1126699.8664
82 | 2568145.8896 | 1126703.4927
83 | 2568118.8465 | 1126697.6224
84 | 2568148.5567 | 1126704.0929
85 | 2568117.2623 | 1126697.2822
86 | 2568149.36 | 1126704.2737
87 | 2568103.8994 | 1126695.8422
88 | 2568161.243 | 1126706.9479
89 | 2567960.0647 | 1126698.0525
90 | 2567944.69 | 1126690.4996
91 | 2567963.078 | 1126699.4348
92 | 2567932.4393 | 1126685.2461
93 | 2567973.3418 | 1126729.7177
94 | 2567982.8208 | 1126708.0077
95 | 2567937.4062 | 1126716.4353
96 | 2568000.8007 | 1126719.8337
97 | 2567999.3148 | 1126741.8637
98 | 2568029.1813 | 1126733.8501
99 | 2568046.4625 | 1126734.9478
100 | 2568041.3679 | 1126734.4952
101 | 2568051.7993 | 1126735.5156
102 | 2568055.8139 | 1126722.2235
103 | 2568062.6891 | 1126736.4314
104 | 2568056.1964 | 1126721.2491
105 | 2568076.8521 | 1126736.4596
106 | 2568059.8996 | 1126715.3515
107 | 2568077.4623 | 1126736.4609
108 | 2568175.7647 | 1126711.2314
109 | 2568174.8574 | 1126710.8683
110 | 2568178.1347 | 1126712.1797
111 | 2568168.3927 | 1126708.5569
112 | 2568183.9002 | 1126714.498
113 | 2568184.1235 | 1126714.5937
114 | 2568187.1856 | 1126715.9074
115 | 2568438.5964 | 1126923.3063
116 | 2568151.0536 | 1126808.3359
117 | 2568138.6645 | 1126794.3779
118 | 2568136.3998 | 1126791.2032
119 | 2568031.69 | 1126654.0669
120 | 2568051.8159 | 1126668.1359
121 | 2568053.6218 | 1126669.3617
122 | 2568064.2286 | 1126676.3809
123 | 2568057.1845 | 1126662.6316
124 | 2568072.4813 | 1126681.7627
125 | 2568078.0847 | 1126736.4621
126 | 2568093.8421 | 1126736.4935
127 | 2568095.0289 | 1126724.8481
128 | 2568101.7293 | 1126748.4903
129 | 2568096.4927 | 1126714.3245
130 | 2568103.3208 | 1126724.612
131 | 2568106.3337 | 1126754.0041
132 | 2568106.7491 | 1126778.4332
133 | 2568077.4956 | 1126785.6824
134 | 2568077.4171 | 1126823.235
135 | 2568062.0421 | 1126786.6536
136 | 2568109.8947 | 1126758.0064
137 | 2568049.0895 | 1126779.6743
138 | 2568060.3109 | 1126786.6519
139 | 2567952.2817 | 1126579.7064
140 | 2568026.3737 | 1126784.4193
141 | 2568019.6256 | 1126768.9139
142 | 2567960.8906 | 1126769.2703
143 | 2567979.2962 | 1126783.9168
144 | 2568019.4161 | 1126794.7947
145 | 2568070.3048 | 1126702.6729
146 | 2568070.7741 | 1126700.1406
147 | 2568069.0765 | 1126709.2998
148 | 2568076.6144 | 1126684.7699
149 | 2568078.9499 | 1126686.4689
150 | 2568098.3993 | 1126700.6181
151 | 2568096.0906 | 1126642.9792
152 | 2568104.143 | 1126677.0184
153 | 2568082.5016 | 1126638.9669
154 | 2568104.1562 | 1126677.9547
155 | 2568104.0435 | 1126688.6517
156 | 2568111.0655 | 1126724.3139
157 | 2568121.7317 | 1126723.5062
158 | 2568125.8449 | 1126727.5609
159 | 2568220.1877 | 1126743.9375
160 | 2568240.041 | 1126745.7134
161 | 2568218.8234 | 1126739.6352
162 | 2568201.9968 | 1126741.4562
163 | 2568224.1105 | 1126738.9021
164 | 2568244.6757 | 1126731.9173
165 | 2568244.5886 | 1126730.0168
166 | 2568187.9664 | 1126741.573
167 | 2568190.3102 | 1126735.0228
168 | 2568208.5574 | 1126724.2823
169 | 2568206.9134 | 1126723.8539
170 | 2568384.7488 | 1126768.1061
171 | 2568396.3664 | 1126772.5093
172 | 2568397.2885 | 1126772.8588
173 | 2568412.6483 | 1126778.6802
174 | 2568433.0715 | 1126786.4208
175 | 2568199.1662 | 1126721.8353
176 | 2568466.1755 | 1126907.9784
177 | 2567830.1373 | 1126479.9947
178 | 2567944.4264 | 1126571.0721
179 | 2567951.5365 | 1126578.8873
180 | 2568195.382 | 1126720.8493
181 | 2568191.1834 | 1126717.9791
182 | 2568168.4025 | 1126763.2018

## line_std_types
| c_nf_per_km | r_ohm_per_km | x_ohm_per_km | max_i_ka | type | q_mm2 | alpha | voltage_rating
NAYY 4x50 SE | 210 | 0.642 | 0.083 | 0.142 | cs | 50 | 0.00403 | LV
NAYY 4x120 SE | 264 | 0.225 | 0.08 | 0.242 | cs | 120 | 0.00403 | LV
NAYY 4x150 SE | 261 | 0.208 | 0.08 | 0.27 | cs | 150 | 0.00403 | LV
NA2XS2Y 1x95 RM/25 12/20 kV | 216 | 0.313 | 0.132 | 0.252 | cs | 95 | 0.00403 | MV
NA2XS2Y 1x185 RM/25 12/20 kV | 273 | 0.161 | 0.117 | 0.362 | cs | 185 | 0.00403 | MV
NA2XS2Y 1x240 RM/25 12/20 kV | 304 | 0.122 | 0.112 | 0.421 | cs | 240 | 0.00403 | MV
NA2XS2Y 1x95 RM/25 6/10 kV | 315 | 0.313 | 0.123 | 0.249 | cs | 95 | 0.00403 | MV
NA2XS2Y 1x185 RM/25 6/10 kV | 406 | 0.161 | 0.11 | 0.358 | cs | 185 | 0.00403 | MV
NA2XS2Y 1x240 RM/25 6/10 kV | 456 | 0.122 | 0.105 | 0.416 | cs | 240 | 0.00403 | MV
NA2XS2Y 1x150 RM/25 12/20 kV | 250 | 0.206 | 0.116 | 0.319 | cs | 150 | 0.00403 | MV
NA2XS2Y 1x120 RM/25 12/20 kV | 230 | 0.253 | 0.119 | 0.283 | cs | 120 | 0.00403 | MV
NA2XS2Y 1x70 RM/25 12/20 kV | 190 | 0.443 | 0.132 | 0.22 | cs | 70 | 0.00403 | MV
NA2XS2Y 1x150 RM/25 6/10 kV | 360 | 0.206 | 0.11 | 0.315 | cs | 150 | 0.00403 | MV
NA2XS2Y 1x120 RM/25 6/10 kV | 340 | 0.253 | 0.113 | 0.28 | cs | 120 | 0.00403 | MV
NA2XS2Y 1x70 RM/25 6/10 kV | 280 | 0.443 | 0.123 | 0.217 | cs | 70 | 0.00403 | MV
N2XS(FL)2Y 1x120 RM/35 64/110 kV | 112 | 0.153 | 0.166 | 0.366 | cs | 120 | 0.00393 | HV
N2XS(FL)2Y 1x185 RM/35 64/110 kV | 125 | 0.099 | 0.156 | 0.457 | cs | 185 | 0.00393 | HV
N2XS(FL)2Y 1x240 RM/35 64/110 kV | 135 | 0.075 | 0.149 | 0.526 | cs | 240 | 0.00393 | HV
N2XS(FL)2Y 1x300 RM/35 64/110 kV | 144 | 0.06 | 0.144 | 0.588 | cs | 300 | 0.00393 | HV
15-AL1/3-ST1A 0.4 | 11 | 1.8769 | 0.35 | 0.105 | ol | 16 | 0.00403 | LV
24-AL1/4-ST1A 0.4 | 11.25 | 1.2012 | 0.335 | 0.14 | ol | 24 | 0.00403 | LV
48-AL1/8-ST1A 0.4 | 12.2 | 0.5939 | 0.3 | 0.21 | ol | 48 | 0.00403 | LV
94-AL1/15-ST1A 0.4 | 13.2 | 0.306 | 0.29 | 0.35 | ol | 94 | 0.00403 | LV
34-AL1/6-ST1A 10.0 | 9.7 | 0.8342 | 0.36 | 0.17 | ol | 34 | 0.00403 | MV
48-AL1/8-ST1A 10.0 | 10.1 | 0.5939 | 0.35 | 0.21 | ol | 48 | 0.00403 | MV
70-AL1/11-ST1A 10.0 | 10.4 | 0.4132 | 0.339 | 0.29 | ol | 70 | 0.00403 | MV
94-AL1/15-ST1A 10.0 | 10.75 | 0.306 | 0.33 | 0.35 | ol | 94 | 0.00403 | MV
122-AL1/20-ST1A 10.0 | 11.1 | 0.2376 | 0.323 | 0.41 | ol | 122 | 0.00403 | MV
149-AL1/24-ST1A 10.0 | 11.25 | 0.194 | 0.315 | 0.47 | ol | 149 | 0.00403 | MV
34-AL1/6-ST1A 20.0 | 9.15 | 0.8342 | 0.382 | 0.17 | ol | 34 | 0.00403 | MV
48-AL1/8-ST1A 20.0 | 9.5 | 0.5939 | 0.372 | 0.21 | ol | 48 | 0.00403 | MV
70-AL1/11-ST1A 20.0 | 9.7 | 0.4132 | 0.36 | 0.29 | ol | 70 | 0.00403 | MV
94-AL1/15-ST1A 20.0 | 10 | 0.306 | 0.35 | 0.35 | ol | 94 | 0.00403 | MV
122-AL1/20-ST1A 20.0 | 10.3 | 0.2376 | 0.344 | 0.41 | ol | 122 | 0.00403 | MV
149-AL1/24-ST1A 20.0 | 10.5 | 0.194 | 0.337 | 0.47 | ol | 149 | 0.00403 | MV
184-AL1/30-ST1A 20.0 | 10.75 | 0.1571 | 0.33 | 0.535 | ol | 184 | 0.00403 | MV
243-AL1/39-ST1A 20.0 | 11 | 0.1188 | 0.32 | 0.645 | ol | 243 | 0.00403 | MV
48-AL1/8-ST1A 110.0 | 8 | 0.5939 | 0.46 | 0.21 | ol | 48 | 0.00403 | HV
70-AL1/11-ST1A 110.0 | 8.4 | 0.4132 | 0.45 | 0.29 | ol | 70 | 0.00403 | HV
94-AL1/15-ST1A 110.0 | 8.65 | 0.306 | 0.44 | 0.35 | ol | 94 | 0.00403 | HV
122-AL1/20-ST1A 110.0 | 8.5 | 0.2376 | 0.43 | 0.41 | ol | 122 | 0.00403 | HV
149-AL1/24-ST1A 110.0 | 8.75 | 0.194 | 0.41 | 0.47 | ol | 149 | 0.00403 | HV
184-AL1/30-ST1A 110.0 | 8.8 | 0.1571 | 0.4 | 0.535 | ol | 184 | 0.00403 | HV
243-AL1/39-ST1A 110.0 | 9 | 0.1188 | 0.39 | 0.645 | ol | 243 | 0.00403 | HV
305-AL1/39-ST1A 110.0 | 9.2 | 0.0949 | 0.38 | 0.74 | ol | 305 | 0.00403 | HV
490-AL1/64-ST1A 110.0 | 9.75 | 0.059 | 0.37 | 0.96 | ol | 490 | 0.00403 | HV
679-AL1/86-ST1A 110.0 | 9.95 | 0.042 | 0.36 | 1.15 | ol | 679 | 0.00403 | HV
490-AL1/64-ST1A 220.0 | 10 | 0.059 | 0.285 | 0.96 | ol | 490 | 0.00403 | HV
679-AL1/86-ST1A 220.0 | 11.7 | 0.042 | 0.275 | 1.15 | ol | 679 | 0.00403 | HV
490-AL1/64-ST1A 380.0 | 11 | 0.059 | 0.253 | 0.96 | ol | 490 | 0.00403 | HV
679-AL1/86-ST1A 380.0 | 14.6 | 0.042 | 0.25 | 1.15 | ol | 679 | 0.00403 | HV

## trafo_std_types
| i0_percent | pfe_kw | vkr_percent | sn_mva | vn_lv_kv | vn_hv_kv | vk_percent | shift_degree | vector_group | tap_side | tap_neutral | tap_min | tap_max | tap_step_degree | tap_step_percent | tap_phase_shifter
160 MVA 380/110 kV | 0.06 | 60 | 0.25 | 160 | 110 | 380 | 12.2 | 0 | Yy0 | hv | 0 | -9 | 9 | 0 | 1.5 | FALSE
100 MVA 220/110 kV | 0.06 | 55 | 0.26 | 100 | 110 | 220 | 12 | 0 | Yy0 | hv | 0 | -9 | 9 | 0 | 1.5 | FALSE
63 MVA 110/20 kV | 0.04 | 22 | 0.32 | 63 | 20 | 110 | 18 | 150 | YNd5 | hv | 0 | -9 | 9 | 0 | 1.5 | FALSE
40 MVA 110/20 kV | 0.05 | 18 | 0.34 | 40 | 20 | 110 | 16.2 | 150 | YNd5 | hv | 0 | -9 | 9 | 0 | 1.5 | FALSE
25 MVA 110/20 kV | 0.07 | 14 | 0.41 | 25 | 20 | 110 | 12 | 150 | YNd5 | hv | 0 | -9 | 9 | 0 | 1.5 | FALSE
63 MVA 110/10 kV | 0.04 | 22 | 0.32 | 63 | 10 | 110 | 18 | 150 | YNd5 | hv | 0 | -9 | 9 | 0 | 1.5 | FALSE
40 MVA 110/10 kV | 0.05 | 18 | 0.34 | 40 | 10 | 110 | 16.2 | 150 | YNd5 | hv | 0 | -9 | 9 | 0 | 1.5 | FALSE
25 MVA 110/10 kV | 0.07 | 14 | 0.41 | 25 | 10 | 110 | 12 | 150 | YNd5 | hv | 0 | -9 | 9 | 0 | 1.5 | FALSE
0.25 MVA 20/0.4 kV | 0.32 | 0.8 | 1.44 | 0.25 | 0.4 | 20 | 6 | 150 | Yzn5 | hv | 0 | -2 | 2 | 0 | 2.5 | FALSE
0.4 MVA 20/0.4 kV | 0.3375 | 1.35 | 1.425 | 0.4 | 0.4 | 20 | 6 | 150 | Dyn5 | hv | 0 | -2 | 2 | 0 | 2.5 | FALSE
0.63 MVA 20/0.4 kV | 0.2619 | 1.65 | 1.206 | 0.63 | 0.4 | 20 | 6 | 150 | Dyn5 | hv | 0 | -2 | 2 | 0 | 2.5 | FALSE
0.25 MVA 10/0.4 kV | 0.24 | 0.6 | 1.2 | 0.25 | 0.4 | 10 | 4 | 150 | Dyn5 | hv | 0 | -2 | 2 | 0 | 2.5 | FALSE
0.4 MVA 10/0.4 kV | 0.2375 | 0.95 | 1.325 | 0.4 | 0.4 | 10 | 4 | 150 | Dyn5 | hv | 0 | -2 | 2 | 0 | 2.5 | FALSE
0.63 MVA 10/0.4 kV | 0.1873 | 1.18 | 1.0794 | 0.63 | 0.4 | 10 | 4 | 150 | Dyn5 | hv | 0 | -2 | 2 | 0 | 2.5 | FALSE

## trafo3w_std_types
| sn_hv_mva | sn_mv_mva | sn_lv_mva | vn_hv_kv | vn_mv_kv | vn_lv_kv | vk_hv_percent | vk_mv_percent | vk_lv_percent | vkr_hv_percent | vkr_mv_percent | vkr_lv_percent | pfe_kw | i0_percent | shift_mv_degree | shift_lv_degree | vector_group | tap_side | tap_neutral | tap_min | tap_max | tap_step_percent
63/25/38 MVA 110/20/10 kV | 63 | 25 | 38 | 110 | 20 | 10 | 10.4 | 10.4 | 10.4 | 0.28 | 0.32 | 0.35 | 35 | 0.89 | 0 | 0 | YN0yn0yn0 | hv | 0 | -10 | 10 | 1.2
63/25/38 MVA 110/10/10 kV | 63 | 25 | 38 | 110 | 10 | 10 | 10.4 | 10.4 | 10.4 | 0.28 | 0.32 | 0.35 | 35 | 0.89 | 0 | 0 | YN0yn0yn0 | hv | 0 | -10 | 10 | 1.2

## fuse_std_types
| fuse_type | i_rated_a | t_avg | t_min | t_total | x_avg | x_min | x_total
HV 100A | HV 100A | 100 | 0 | [10.0, 3.64, 0.854, 0.281, 0.1, 0.0531, 0.022, 0.01] | [10.0, 4.267, 1.21, 0.403, 0.1, 0.058, 0.022, 0.01] | 0 | [300.0, 350.0, 450.0, 550.0, 700.0, 850.0, 1200.0, 1752.0] | [600.0, 700.0, 900.0, 1150.0, 1665.0, 2000.0, 3000.0, 4313.0]
HV 10A | HV 10A | 10 | 0 | [10.0, 1675.0, 0.344, 0.156, 0.1, 0.0417, 0.0171, 0.01] | [10.0, 1.3, 0.3, 0.155, 0.1, 0.0555, 0.023, 0.01] | 0 | [30.0, 32.0, 35.0, 37.0, 39.0, 50.0, 70.0, 88.0] | [60.0, 70.0, 80.0, 87.0, 94.0, 110.0, 150.0, 216.0]
HV 125A | HV 125A | 125 | 0 | [10.0, 1.82, 0.344, 0.1, 0.0467, 0.0269, 0.01] | [10.0, 2.478, 0.426, 0.1, 0.0427, 0.0211, 0.01] | 0 | [375.0, 500.0, 700.0, 925.0, 1200.0, 1500.0, 2341.0] | [750.0, 1000.0, 1500.0, 2200.0, 3000.0, 4000.0, 5765.0]
HV 160A | HV 160A | 160 | 0 | [10.0, 4.15, 1.03, 0.198, 0.1, 0.051, 0.0172, 0.01] | [10.0, 2.3, 0.734, 0.274, 0.1, 0.046, 0.0177, 0.01] | 0 | [480.0, 550.0, 700.0, 1000.0, 1260.0, 1600.0, 2500.0, 3227.0] | [960.0, 1300.0, 1700.0, 2200.0, 2996.0, 4000.0, 6000.0, 7946.0]
HV 16A | HV 16A | 16 | 0 | [10.0, 0.352, 0.164, 0.1, 0.0649, 0.0342, 0.01] | [10.0, 2.34, 0.722, 0.181, 0.1, 0.055, 0.0296, 0.01] | 0 | [48.0, 60.0, 65.0, 71.0, 80.0, 100.0, 162.0] | [96.0, 110.0, 125.0, 150.0, 168.0, 200.0, 250.0, 398.0]
HV 200A | HV 200A | 200 | 0 | [10.0, 4.267, 1.21, 0.403, 0.1, 0.058, 0.022, 0.01] | [10.0, 3.73, 1.654, 0.328, 0.1, 0.0531, 0.019, 0.01] | 0 | [600.0, 700.0, 900.0, 1150.0, 1665.0, 2000.0, 3000.0, 4313.0] | [1200.0, 1500.0, 1800.0, 2700.0, 3960.0, 5000.0, 7500.0, 10620.0]
HV 20A | HV 20A | 20 | 0 | [10.0, 1.3, 0.3, 0.155, 0.1, 0.0555, 0.023, 0.01] | [10.0, 1.3, 0.161, 0.1, 0.0611, 0.0399, 0.0141, 0.01] | 0 | [60.0, 70.0, 80.0, 87.0, 94.0, 110.0, 150.0, 216.0] | [120.0, 150.0, 200.0, 223.0, 260.0, 300.0, 450.0, 532.0]
HV 25A | HV 25A | 25 | 0 | [10.0, 2.512, 0.833, 0.299, 0.1, 0.0372, 0.0223, 0.01] | [10.0, 3.125, 0.597, 0.198, 0.1, 0.0378, 0.022, 0.01] | 0 | [75.0, 82.0, 90.0, 100.0, 124.0, 170.0, 200.0, 289.0] | [150.0, 170.0, 210.0, 250.0, 294.0, 400.0, 500.0, 711.0]
HV 31.5A | HV 31.5A | 31.5 | 0 | [10.0, 2.34, 0.722, 0.181, 0.1, 0.055, 0.0296, 0.01] | [10.0, 2.84, 0.368, 0.164, 0.1, 0.0621, 0.0378, 0.0195, 0.01] | 0 | [95.0, 110.0, 125.0, 150.0, 165.0, 200.0, 250.0, 390.0] | [189.0, 220.0, 300.0, 350.0, 393.0, 450.0, 530.0, 700.0, 960.0]
HV 40A | HV 40A | 40 | 0 | [10.0, 1.3, 0.161, 0.1, 0.0611, 0.0399, 0.0141, 0.01] | [10.0, 2.05, 0.369, 0.198, 0.1, 0.051, 0.0298, 0.01] | 0 | [120.0, 150.0, 200.0, 223.0, 260.0, 300.0, 450.0, 532.0] | [240.0, 300.0, 400.0, 450.0, 530.0, 650.0, 800.0, 1311.0]
HV 50A | HV 50A | 50 | 0 | [10.0, 3.215, 0.597, 0.198, 0.1, 0.0378, 0.022, 0.01] | [10.0, 3.64, 0.854, 0.281, 0.1, 0.0531, 0.022, 0.01] | 0 | [150.0, 170.0, 210.0, 250.0, 294.0, 400.0, 500.0, 711.0] | [300.0, 350.0, 450.0, 550.0, 700.0, 850.0, 1200.0, 1752.0]
HV 6.3A | HV 6.3A | 6.3 | 0 | [10.0, 1.39, 0.344, 0.168, 0.1, 0.056, 0.0263, 0.01] | [10.0, 1.711, 0.516, 0.198, 0.1, 0.0634, 0.0303, 0.01] | 0 | [19.0, 19.5, 20.4, 20.8, 22.0, 25.0, 32.0, 48.0] | [38.0, 40.0, 43.0, 48.0, 53.0, 60.0, 75.0, 118.0]
HV 63A | HV 63A | 63 | 0 | [10.0, 2.84, 0.368, 0.164, 0.1, 0.0621, 0.0378, 0.0195, 0.01] | [10.0, 1.82, 0.344, 0.1, 0.0467, 0.0269, 0.01] | 0 | [189.0, 220.0, 300.0, 350.0, 393.0, 450.0, 530.0, 700.0, 961.0] | [378.0, 500.0, 700.0, 934.0, 1200.0, 1500.0, 2366.0]
HV 80A | HV 80A | 80 | 0 | [10.0, 2.05, 0.369, 0.198, 0.1, 0.051, 0.0298, 0.01] | [10.0, 4.15, 1.03, 0.198, 0.1, 0.051, 0.0172, 0.01] | 0 | [240.0, 300.0, 400.0, 450.0, 530.0, 650.0, 800.0, 1311.0] | [480.0, 550.0, 700.0, 1000.0, 1260.0, 1600.0, 2500.0, 3227.0]
Siemens NH-1-100 | Siemens NH-1-100 | 100 | [5400.0, 2000.0, 400.0, 20.0, 1.0, 0.2, 0.012, 0.004] | 0 | 0 | [150.0, 190.0, 250.0, 430.0, 900.0, 1250.0, 2700.0, 3600.0] | 0 | 0
Siemens NH-1-125 | Siemens NH-1-125 | 125 | [4800.0, 120.0, 7.0, 0.1, 0.004] | 0 | 0 | [180.0, 400.0, 740.0, 2000.0, 4250.0] | 0 | 0
Siemens NH-1-16 | Siemens NH-1-16 | 16 | [4000.0, 400.0, 2.0, 0.1, 0.04, 0.01] | 0 | 0 | [26.0, 35.0, 75.0, 150.0, 200.0, 300.0] | 0 | 0
Siemens NH-1-160 | Siemens NH-1-160 | 160 | [4800.0, 120.0, 7.0, 0.1, 0.004] | 0 | 0 | [210.0, 500.0, 900.0, 2300.0, 5000.0] | 0 | 0
Siemens NH-1-25 | Siemens NH-1-25 | 25 | [4000.0, 1000.0, 10.0, 0.2, 0.02, 0.01] | 0 | 0 | [40.0, 50.0, 100.0, 210.0, 400.0, 500.0] | 0 | 0
Siemens NH-1-50 | Siemens NH-1-50 | 50 | [4000.0, 40.0, 4.0, 1.0, 0.02, 0.01] | 0 | 0 | [86.0, 200.0, 300.0, 400.0, 1000.0, 1280.0] | 0 | 0
Siemens NH-1-63 | Siemens NH-1-63 | 63 | [4000.0, 100.0, 10.0, 2.0, 0.04, 0.01] | 0 | 0 | [100.0, 200.0, 300.0, 400.0, 1000.0, 1500.0] | 0 | 0
Siemens NH-1-80 | Siemens NH-1-80 | 80 | [4800.0, 120.0, 7.0, 0.1, 0.01] | 0 | 0 | [150.58, 250.0, 450.0, 1150.0, 2470.0] | 0 | 0
Siemens NH-2-1000 | Siemens NH-2-1000 | 1000 | [4800.0, 120.0, 7.0, 0.1, 0.004] | 0 | 0 | [1900.0, 3500.0, 8400.0, 24000.0, 52000.0] | 0 | 0
Siemens NH-2-200 | Siemens NH-2-200 | 200 | [4800.0, 120.0, 7.0, 0.1, 0.004] | 0 | 0 | [280.0, 650.0, 1200.0, 3000.0, 7000.0] | 0 | 0
Siemens NH-2-224 | Siemens NH-2-224 | 224 | [4800.0, 120.0, 7.0, 0.2, 0.04, 0.004] | 0 | 0 | [400.0, 750.0, 1453.0, 3025.0, 4315.0, 7600.0] | 0 | 0
Siemens NH-2-250 | Siemens NH-2-250 | 250 | [4800.0, 120.0, 7.0, 0.1, 0.004] | 0 | 0 | [450.0, 800.0, 1650.0, 4000.0, 8500.0] | 0 | 0
Siemens NH-2-315 | Siemens NH-2-315 | 315 | [4800.0, 120.0, 7.0, 0.1, 0.004] | 0 | 0 | [550.0, 920.0, 1900.0, 5000.0, 11000.0] | 0 | 0
Siemens NH-2-355 | Siemens NH-2-355 | 355 | [4800.0, 120.0, 6.0, 0.1, 0.004] | 0 | 0 | [650.0, 1116.27, 2350.0, 5840.0, 12790.0] | 0 | 0
Siemens NH-2-400 | Siemens NH-2-400 | 400 | [4800.0, 120.0, 7.0, 0.1, 0.004] | 0 | 0 | [720.0, 1350.0, 2800.0, 6500.0, 15000.0] | 0 | 0
Siemens NH-2-425 | Siemens NH-2-425 | 425 | [4800.0, 120.0, 7.0, 0.1, 0.004] | 0 | 0 | [850.0, 1500.0, 3050.0, 7500.0, 16500.0] | 0 | 0
Siemens NH-2-630 | Siemens NH-2-630 | 630 | [4800.0, 120.0, 7.0, 0.1, 0.004] | 0 | 0 | [1200.0, 2000.0, 4800.0, 12000.0, 26000.0] | 0 | 0

## dtypes
| element | column | dtype
0 | bus | name | object
1 | bus | vn_kv | float64
2 | bus | type | object
3 | bus | zone | object
4 | bus | in_service | bool
5 | load | name | object
6 | load | bus | uint32
7 | load | p_mw | float64
8 | load | q_mvar | float64
9 | load | const_z_percent | float64
10 | load | const_i_percent | float64
11 | load | sn_mva | float64
12 | load | scaling | float64
13 | load | in_service | bool
14 | load | type | object
15 | ext_grid | name | object
16 | ext_grid | bus | uint32
17 | ext_grid | vm_pu | float64
18 | ext_grid | va_degree | float64
19 | ext_grid | slack_weight | float64
20 | ext_grid | in_service | bool
21 | line | name | object
22 | line | std_type | object
23 | line | from_bus | uint32
24 | line | to_bus | uint32
25 | line | length_km | float64
26 | line | r_ohm_per_km | float64
27 | line | x_ohm_per_km | float64
28 | line | c_nf_per_km | float64
29 | line | g_us_per_km | float64
30 | line | max_i_ka | float64
31 | line | df | float64
32 | line | parallel | uint32
33 | line | type | object
34 | line | in_service | bool
35 | trafo | name | object
36 | trafo | std_type | object
37 | trafo | hv_bus | uint32
38 | trafo | lv_bus | uint32
39 | trafo | sn_mva | float64
40 | trafo | vn_hv_kv | float64
41 | trafo | vn_lv_kv | float64
42 | trafo | vk_percent | float64
43 | trafo | vkr_percent | float64
44 | trafo | pfe_kw | float64
45 | trafo | i0_percent | float64
46 | trafo | shift_degree | float64
47 | trafo | tap_side | object
48 | trafo | tap_neutral | int32
49 | trafo | tap_min | int32
50 | trafo | tap_max | int32
51 | trafo | tap_step_percent | float64
52 | trafo | tap_step_degree | float64
53 | trafo | tap_pos | int32
54 | trafo | tap_phase_shifter | bool
55 | trafo | parallel | uint32
56 | trafo | df | float64
57 | trafo | in_service | bool
58 | line_geodata | coords | object
59 | bus_geodata | x | float64
60 | bus_geodata | y | float64
61 | bus_geodata | coords | object

## parameters
| version | format_version | converged | OPF_converged | name | f_hz | sn_mva
0 | 2.14.6 | 2.14.0 | FALSE | FALSE |  | 50 | 1