## bus
| name | vn_kv | type | zone | in_service
0 | bus_LV_5411-1_0_6_node_0 | 0.4 | n |  | TRUE
1 | bus_LV_5411-1_0_6_node_1 | 0.4 | n |  | TRUE
2 | bus_LV_5411-1_0_6_node_2 | 0.4 | n |  | TRUE
3 | bus_LV_5411-1_0_6_node_3 | 0.4 | n |  | TRUE
4 | bus_LV_5411-1_0_6_node_4 | 0.4 | n |  | TRUE
5 | bus_LV_5411-1_0_6_node_84 | 0.4 | n |  | TRUE
6 | bus_LV_5411-1_0_6_node_95 | 0.4 | n |  | TRUE
7 | bus_LV_5411-1_0_6_node_83 | 0.4 | n |  | TRUE
8 | bus_LV_5411-1_0_6_node_37 | 0.4 | n |  | TRUE
9 | bus_LV_5411-1_0_6_node_9 | 0.4 | n |  | TRUE
10 | bus_LV_5411-1_0_6_node_371 | 0.4 | n |  | TRUE
11 | bus_LV_5411-1_0_6_node_15 | 0.4 | n |  | TRUE
12 | bus_LV_5411-1_0_6_node_115 | 0.4 | n |  | TRUE
13 | bus_LV_5411-1_0_6_node_16 | 0.4 | n |  | TRUE
14 | bus_LV_5411-1_0_6_node_13 | 0.4 | n |  | TRUE
15 | bus_LV_5411-1_0_6_node_111 | 0.4 | n |  | TRUE
16 | bus_LV_5411-1_0_6_node_112 | 0.4 | n |  | TRUE
17 | bus_LV_5411-1_0_6_node_10 | 0.4 | n |  | TRUE
18 | bus_LV_5411-1_0_6_node_11 | 0.4 | n |  | TRUE
19 | bus_LV_5411-1_0_6_node_12 | 0.4 | n |  | TRUE
20 | bus_LV_5411-1_0_6_node_23 | 0.4 | n |  | TRUE
21 | bus_LV_5411-1_0_6_node_20 | 0.4 | n |  | TRUE
22 | bus_LV_5411-1_0_6_node_29 | 0.4 | n |  | TRUE
23 | bus_LV_5411-1_0_6_node_18 | 0.4 | n |  | TRUE
24 | bus_LV_5411-1_0_6_node_14 | 0.4 | n |  | TRUE
25 | bus_LV_5411-1_0_6_node_113 | 0.4 | n |  | TRUE
26 | bus_LV_5411-1_0_6_node_91 | 0.4 | n |  | TRUE
27 | bus_LV_5411-1_0_6_node_17 | 0.4 | n |  | TRUE
28 | bus_LV_5411-1_0_6_node_19 | 0.4 | n |  | TRUE
29 | bus_LV_5411-1_0_6_node_21 | 0.4 | n |  | TRUE
30 | bus_LV_5411-1_0_6_node_22 | 0.4 | n |  | TRUE
31 | bus_LV_5411-1_0_6_node_38 | 0.4 | n |  | TRUE
32 | bus_LV_5411-1_0_6_node_39 | 0.4 | n |  | TRUE
33 | bus_LV_5411-1_0_6_node_30 | 0.4 | n |  | TRUE
34 | bus_LV_5411-1_0_6_node_24 | 0.4 | n |  | TRUE
35 | bus_LV_5411-1_0_6_node_25 | 0.4 | n |  | TRUE
36 | bus_LV_5411-1_0_6_node_26 | 0.4 | n |  | TRUE
37 | bus_LV_5411-1_0_6_node_27 | 0.4 | n |  | TRUE
38 | bus_LV_5411-1_0_6_node_28 | 0.4 | n |  | TRUE
39 | bus_LV_5411-1_0_6_node_31 | 0.4 | n |  | TRUE
40 | bus_LV_5411-1_0_6_node_32 | 0.4 | n |  | TRUE
41 | bus_LV_5411-1_0_6_node_33 | 0.4 | n |  | TRUE
42 | bus_LV_5411-1_0_6_node_34 | 0.4 | n |  | TRUE
43 | bus_LV_5411-1_0_6_node_35 | 0.4 | n |  | TRUE
44 | bus_LV_5411-1_0_6_node_36 | 0.4 | n |  | TRUE
45 | bus_LV_5411-1_0_6_node_85 | 0.4 | n |  | TRUE
46 | bus_LV_5411-1_0_6_node_86 | 0.4 | n |  | TRUE
47 | bus_LV_5411-1_0_6_node_336 | 0.4 | n |  | TRUE
48 | bus_LV_5411-1_0_6_node_93 | 0.4 | n |  | TRUE
49 | bus_LV_5411-1_0_6_node_212 | 0.4 | n |  | TRUE
50 | bus_LV_5411-1_0_6_node_318 | 0.4 | n |  | TRUE
51 | bus_LV_5411-1_0_6_node_370 | 0.4 | n |  | TRUE
52 | bus_LV_5411-1_0_6_node_315 | 0.4 | n |  | TRUE
53 | bus_LV_5411-1_0_6_node_317 | 0.4 | n |  | TRUE
54 | bus_LV_5411-1_0_6_node_313 | 0.4 | n |  | TRUE
55 | bus_LV_5411-1_0_6_node_333 | 0.4 | n |  | TRUE
56 | bus_LV_5411-1_0_6_node_332 | 0.4 | n |  | TRUE
57 | bus_LV_5411-1_0_6_node_94 | 0.4 | n |  | TRUE
58 | bus_LV_5411-1_0_6_node_92 | 0.4 | n |  | TRUE
59 | bus_LV_5411-1_0_6_node_114 | 0.4 | n |  | TRUE
60 | bus_LV_5411-1_0_6_node_40 | 0.4 | n |  | TRUE
61 | bus_LV_5411-1_0_6_node_41 | 0.4 | n |  | TRUE
62 | bus_LV_5411-1_0_6_node_42 | 0.4 | n |  | TRUE
63 | bus_LV_5411-1_0_6_node_43 | 0.4 | n |  | TRUE
64 | bus_LV_5411-1_0_6_node_44 | 0.4 | n |  | TRUE
65 | bus_LV_5411-1_0_6_node_45 | 0.4 | n |  | TRUE
66 | bus_LV_5411-1_0_6_node_50 | 0.4 | n |  | TRUE
67 | bus_LV_5411-1_0_6_node_58 | 0.4 | n |  | TRUE
68 | bus_LV_5411-1_0_6_node_51 | 0.4 | n |  | TRUE
69 | bus_LV_5411-1_0_6_node_49 | 0.4 | n |  | TRUE
70 | bus_LV_5411-1_0_6_node_56 | 0.4 | n |  | TRUE
71 | bus_LV_5411-1_0_6_node_46 | 0.4 | n |  | TRUE
72 | bus_LV_5411-1_0_6_node_47 | 0.4 | n |  | TRUE
73 | bus_LV_5411-1_0_6_node_48 | 0.4 | n |  | TRUE
74 | bus_LV_5411-1_0_6_node_211 | 0.4 | n |  | TRUE
75 | bus_LV_5411-1_0_6_node_183 | 0.4 | n |  | TRUE
76 | bus_LV_5411-1_0_6_node_184 | 0.4 | n |  | TRUE
77 | bus_LV_5411-1_0_6_node_186 | 0.4 | n |  | TRUE
78 | bus_LV_5411-1_0_6_node_205 | 0.4 | n |  | TRUE
79 | bus_LV_5411-1_0_6_node_335 | 0.4 | n |  | TRUE
80 | bus_LV_5411-1_0_6_node_334 | 0.4 | n |  | TRUE
81 | bus_LV_5411-1_0_6_node_53 | 0.4 | n |  | TRUE
82 | bus_LV_5411-1_0_6_node_213 | 0.4 | n |  | TRUE
83 | bus_LV_5411-1_0_6_node_208 | 0.4 | n |  | TRUE
84 | bus_LV_5411-1_0_6_node_221 | 0.4 | n |  | TRUE
85 | bus_LV_5411-1_0_6_node_207 | 0.4 | n |  | TRUE
86 | bus_LV_5411-1_0_6_node_214 | 0.4 | n |  | TRUE
87 | bus_LV_5411-1_0_6_node_54 | 0.4 | n |  | TRUE
88 | bus_LV_5411-1_0_6_node_55 | 0.4 | n |  | TRUE
89 | bus_LV_5411-1_0_6_node_57 | 0.4 | n |  | TRUE
90 | bus_LV_5411-1_0_6_node_231 | 0.4 | n |  | TRUE
91 | bus_LV_5411-1_0_6_node_228 | 0.4 | n |  | TRUE
92 | bus_LV_5411-1_0_6_node_229 | 0.4 | n |  | TRUE
93 | bus_LV_5411-1_0_6_node_59 | 0.4 | n |  | TRUE
94 | bus_LV_5411-1_0_6_node_60 | 0.4 | n |  | TRUE
95 | bus_LV_5411-1_0_6_node_61 | 0.4 | n |  | TRUE
96 | bus_LV_5411-1_0_6_node_187 | 0.4 | n |  | TRUE
97 | bus_LV_5411-1_0_6_node_230 | 0.4 | n |  | TRUE
98 | bus_LV_5411-1_0_6_node_76 | 0.4 | n |  | TRUE
99 | bus_LV_5411-1_0_6_node_77 | 0.4 | n |  | TRUE
100 | bus_LV_5411-1_0_6_node_79 | 0.4 | n |  | TRUE
101 | bus_LV_5411-1_0_6_node_96 | 0.4 | n |  | TRUE
102 | bus_LV_5411-1_0_6_node_97 | 0.4 | n |  | TRUE
103 | bus_LV_5411-1_0_6_node_109 | 0.4 | n |  | TRUE
104 | bus_LV_5411-1_0_6_node_110 | 0.4 | n |  | TRUE
105 | bus_LV_5411-1_0_6_node_116 | 0.4 | n |  | TRUE
106 | bus_LV_5411-1_0_6_node_117 | 0.4 | n |  | TRUE
107 | bus_LV_5411-1_0_6_node_118 | 0.4 | n |  | TRUE
108 | bus_LV_5411-1_0_6_node_119 | 0.4 | n |  | TRUE
109 | bus_LV_5411-1_0_6_node_120 | 0.4 | n |  | TRUE
110 | bus_LV_5411-1_0_6_node_126 | 0.4 | n |  | TRUE
111 | bus_LV_5411-1_0_6_node_171 | 0.4 | n |  | TRUE
112 | bus_LV_5411-1_0_6_node_127 | 0.4 | n |  | TRUE
113 | bus_LV_5411-1_0_6_node_172 | 0.4 | n |  | TRUE
114 | bus_LV_5411-1_0_6_node_121 | 0.4 | n |  | TRUE
115 | bus_LV_5411-1_0_6_node_122 | 0.4 | n |  | TRUE
116 | bus_LV_5411-1_0_6_node_123 | 0.4 | n |  | TRUE
117 | bus_LV_5411-1_0_6_node_124 | 0.4 | n |  | TRUE
118 | bus_LV_5411-1_0_6_node_125 | 0.4 | n |  | TRUE
119 | bus_LV_5411-1_0_6_node_128 | 0.4 | n |  | TRUE
120 | bus_LV_5411-1_0_6_node_147 | 0.4 | n |  | TRUE
121 | bus_LV_5411-1_0_6_node_167 | 0.4 | n |  | TRUE
122 | bus_LV_5411-1_0_6_node_169 | 0.4 | n |  | TRUE
123 | bus_LV_5411-1_0_6_node_153 | 0.4 | n |  | TRUE
124 | bus_LV_5411-1_0_6_node_139 | 0.4 | n |  | TRUE
125 | bus_LV_5411-1_0_6_node_155 | 0.4 | n |  | TRUE
126 | bus_LV_5411-1_0_6_node_149 | 0.4 | n |  | TRUE
127 | bus_LV_5411-1_0_6_node_129 | 0.4 | n |  | TRUE
128 | bus_LV_5411-1_0_6_node_130 | 0.4 | n |  | TRUE
129 | bus_LV_5411-1_0_6_node_132 | 0.4 | n |  | TRUE
130 | bus_LV_5411-1_0_6_node_135 | 0.4 | n |  | TRUE
131 | bus_LV_5411-1_0_6_node_134 | 0.4 | n |  | TRUE
132 | bus_LV_5411-1_0_6_node_136 | 0.4 | n |  | TRUE
133 | bus_LV_5411-1_0_6_node_137 | 0.4 | n |  | TRUE
134 | bus_LV_5411-1_0_6_node_138 | 0.4 | n |  | TRUE
135 | bus_LV_5411-1_0_6_node_152 | 0.4 | n |  | TRUE
136 | bus_LV_5411-1_0_6_node_310 | 0.4 | n |  | TRUE
137 | bus_LV_5411-1_0_6_node_140 | 0.4 | n |  | TRUE
138 | bus_LV_5411-1_0_6_node_141 | 0.4 | n |  | TRUE
139 | bus_LV_5411-1_0_6_node_142 | 0.4 | n |  | TRUE
140 | bus_LV_5411-1_0_6_node_143 | 0.4 | n |  | TRUE
141 | bus_LV_5411-1_0_6_node_144 | 0.4 | n |  | TRUE
142 | bus_LV_5411-1_0_6_node_145 | 0.4 | n |  | TRUE
143 | bus_LV_5411-1_0_6_node_146 | 0.4 | n |  | TRUE
144 | bus_LV_5411-1_0_6_node_312 | 0.4 | n |  | TRUE
145 | bus_LV_5411-1_0_6_node_316 | 0.4 | n |  | TRUE
146 | bus_LV_5411-1_0_6_node_319 | 0.4 | n |  | TRUE
147 | bus_LV_5411-1_0_6_node_321 | 0.4 | n |  | TRUE
148 | bus_LV_5411-1_0_6_node_314 | 0.4 | n |  | TRUE
149 | bus_LV_5411-1_0_6_node_320 | 0.4 | n |  | TRUE
150 | bus_LV_5411-1_0_6_node_322 | 0.4 | n |  | TRUE
151 | bus_LV_5411-1_0_6_node_308 | 0.4 | n |  | TRUE
152 | bus_LV_5411-1_0_6_node_154 | 0.4 | n |  | TRUE
153 | bus_LV_5411-1_0_6_node_311 | 0.4 | n |  | TRUE
154 | bus_LV_5411-1_0_6_node_156 | 0.4 | n |  | TRUE
155 | bus_LV_5411-1_0_6_node_157 | 0.4 | n |  | TRUE
156 | bus_LV_5411-1_0_6_node_158 | 0.4 | n |  | TRUE
157 | bus_LV_5411-1_0_6_node_305 | 0.4 | n |  | TRUE
158 | bus_LV_5411-1_0_6_node_159 | 0.4 | n |  | TRUE
159 | bus_LV_5411-1_0_6_node_160 | 0.4 | n |  | TRUE
160 | bus_LV_5411-1_0_6_node_161 | 0.4 | n |  | TRUE
161 | bus_LV_5411-1_0_6_node_284 | 0.4 | n |  | TRUE
162 | bus_LV_5411-1_0_6_node_285 | 0.4 | n |  | TRUE
163 | bus_LV_5411-1_0_6_node_304 | 0.4 | n |  | TRUE
164 | bus_LV_5411-1_0_6_node_173 | 0.4 | n |  | TRUE
165 | bus_LV_5411-1_0_6_node_168 | 0.4 | n |  | TRUE
166 | bus_LV_5411-1_0_6_node_286 | 0.4 | n |  | TRUE
167 | bus_LV_5411-1_0_6_node_174 | 0.4 | n |  | TRUE
168 | bus_LV_5411-1_0_6_node_162 | 0.4 | n |  | TRUE
169 | bus_LV_5411-1_0_6_node_163 | 0.4 | n |  | TRUE
170 | bus_LV_5411-1_0_6_node_164 | 0.4 | n |  | TRUE
171 | bus_LV_5411-1_0_6_node_165 | 0.4 | n |  | TRUE
172 | bus_LV_5411-1_0_6_node_166 | 0.4 | n |  | TRUE
173 | bus_LV_5411-1_0_6_node_170 | 0.4 | n |  | TRUE
174 | bus_LV_5411-1_0_6_node_178 | 0.4 | n |  | TRUE
175 | bus_LV_5411-1_0_6_node_306 | 0.4 | n |  | TRUE
176 | bus_LV_5411-1_0_6_node_175 | 0.4 | n |  | TRUE
177 | bus_LV_5411-1_0_6_node_176 | 0.4 | n |  | TRUE
178 | bus_LV_5411-1_0_6_node_179 | 0.4 | n |  | TRUE
179 | bus_LV_5411-1_0_6_node_180 | 0.4 | n |  | TRUE
180 | bus_LV_5411-1_0_6_node_181 | 0.4 | n |  | TRUE
181 | bus_LV_5411-1_0_6_node_182 | 0.4 | n |  | TRUE
182 | bus_LV_5411-1_0_6_node_365 | 0.4 | n |  | TRUE
183 | bus_LV_5411-1_0_6_node_227 | 0.4 | n |  | TRUE
184 | bus_LV_5411-1_0_6_node_192 | 0.4 | n |  | TRUE
185 | bus_LV_5411-1_0_6_node_193 | 0.4 | n |  | TRUE
186 | bus_LV_5411-1_0_6_node_185 | 0.4 | n |  | TRUE
187 | bus_LV_5411-1_0_6_node_194 | 0.4 | n |  | TRUE
188 | bus_LV_5411-1_0_6_node_195 | 0.4 | n |  | TRUE
189 | bus_LV_5411-1_0_6_node_188 | 0.4 | n |  | TRUE
190 | bus_LV_5411-1_0_6_node_189 | 0.4 | n |  | TRUE
191 | bus_LV_5411-1_0_6_node_190 | 0.4 | n |  | TRUE
192 | bus_LV_5411-1_0_6_node_191 | 0.4 | n |  | TRUE
193 | bus_LV_5411-1_0_6_node_196 | 0.4 | n |  | TRUE
194 | bus_LV_5411-1_0_6_node_197 | 0.4 | n |  | TRUE
195 | bus_LV_5411-1_0_6_node_199 | 0.4 | n |  | TRUE
196 | bus_LV_5411-1_0_6_node_201 | 0.4 | n |  | TRUE
197 | bus_LV_5411-1_0_6_node_202 | 0.4 | n |  | TRUE
198 | bus_LV_5411-1_0_6_node_203 | 0.4 | n |  | TRUE
199 | bus_LV_5411-1_0_6_node_209 | 0.4 | n |  | TRUE
200 | bus_LV_5411-1_0_6_node_204 | 0.4 | n |  | TRUE
201 | bus_LV_5411-1_0_6_node_210 | 0.4 | n |  | TRUE
202 | bus_LV_5411-1_0_6_node_215 | 0.4 | n |  | TRUE
203 | bus_LV_5411-1_0_6_node_216 | 0.4 | n |  | TRUE
204 | bus_LV_5411-1_0_6_node_218 | 0.4 | n |  | TRUE
205 | bus_LV_5411-1_0_6_node_222 | 0.4 | n |  | TRUE
206 | bus_LV_5411-1_0_6_node_224 | 0.4 | n |  | TRUE
207 | bus_LV_5411-1_0_6_node_217 | 0.4 | n |  | TRUE
208 | bus_LV_5411-1_0_6_node_219 | 0.4 | n |  | TRUE
209 | bus_LV_5411-1_0_6_node_220 | 0.4 | n |  | TRUE
210 | bus_LV_5411-1_0_6_node_223 | 0.4 | n |  | TRUE
211 | bus_LV_5411-1_0_6_node_366 | 0.4 | n |  | TRUE
212 | bus_LV_5411-1_0_6_node_307 | 0.4 | n |  | TRUE
213 | bus_LV_5411-1_0_6_node_258 | 0.4 | n |  | TRUE
214 | bus_LV_5411-1_0_6_node_331 | 0.4 | n |  | TRUE
215 | bus_LV_5411-1_0_6_node_330 | 0.4 | n |  | TRUE
216 | bus_LV_5411-1_0_6_node_329 | 0.4 | n |  | TRUE
217 | bus_LV_5411-1_0_6_node_325 | 0.4 | n |  | TRUE
218 | bus_LV_5411-1_0_6_node_326 | 0.4 | n |  | TRUE
219 | bus_LV_5411-1_0_6_node_323 | 0.4 | n |  | TRUE
220 | bus_LV_5411-1_0_6_node_324 | 0.4 | n |  | TRUE
221 | bus_LV_5411-1_0_6_node_327 | 0.4 | n |  | TRUE
222 | bus_LV_5411-1_0_6_node_328 | 0.4 | n |  | TRUE
223 | bus_MV_193_0_node_16 | 20 | n |  | TRUE

## load
| name | bus | p_mw | q_mvar | const_z_percent | const_i_percent | sn_mva | scaling | in_service | type
0 | LV_5411-1_0_6_load_0 | 0 | 0.0013036 | 0.00032672 | 0 | 0 |  | 1 | TRUE | wye
1 | LV_5411-1_0_6_load_1 | 1 | 0.0013448 | 0.00033703 | 0 | 0 |  | 1 | TRUE | wye
2 | LV_5411-1_0_6_load_2 | 2 | 0.00096901 | 0.00024286 | 0 | 0 |  | 1 | TRUE | wye
3 | LV_5411-1_0_6_load_3 | 3 | 0.0012242 | 0.00030682 | 0 | 0 |  | 1 | TRUE | wye
4 | LV_5411-1_0_6_load_4 | 4 | 0.0031149 | 0.00078068 | 0 | 0 |  | 1 | TRUE | wye
5 | LV_5411-1_0_6_load_84 | 5 | 0.00078978 | 0.00019794 | 0 | 0 |  | 1 | TRUE | wye
6 | LV_5411-1_0_6_load_95 | 6 | 0.0016694 | 0.00041839 | 0 | 0 |  | 1 | TRUE | wye
7 | LV_5411-1_0_6_load_371 | 10 | 0.00066757 | 0.00016731 | 0 | 0 |  | 1 | TRUE | wye
8 | LV_5411-1_0_6_load_115 | 12 | 0.00069079 | 0.00017313 | 0 | 0 |  | 1 | TRUE | wye
9 | LV_5411-1_0_6_load_16 | 13 | 0.00085774 | 0.00021497 | 0 | 0 |  | 1 | TRUE | wye
10 | LV_5411-1_0_6_load_13 | 14 | 0.0011653 | 0.00029204 | 0 | 0 |  | 1 | TRUE | wye
11 | LV_5411-1_0_6_load_111 | 15 | 0.0020439 | 0.00051226 | 0 | 0 |  | 1 | TRUE | wye
12 | LV_5411-1_0_6_load_10 | 17 | 0.00011214 | 2.8104e-05 | 0 | 0 |  | 1 | TRUE | wye
13 | LV_5411-1_0_6_load_20 | 21 | 0.00027757 | 6.9567e-05 | 0 | 0 |  | 1 | TRUE | wye
14 | LV_5411-1_0_6_load_29 | 22 | 0.00047842 | 0.0001199 | 0 | 0 |  | 1 | TRUE | wye
15 | LV_5411-1_0_6_load_18 | 23 | 0.00011872 | 2.9754e-05 | 0 | 0 |  | 1 | TRUE | wye
16 | LV_5411-1_0_6_load_91 | 26 | 0.0010226 | 0.00025628 | 0 | 0 |  | 1 | TRUE | wye
17 | LV_5411-1_0_6_load_17 | 27 | 0.00096816 | 0.00024264 | 0 | 0 |  | 1 | TRUE | wye
18 | LV_5411-1_0_6_load_21 | 29 | 0.00026116 | 6.5453e-05 | 0 | 0 |  | 1 | TRUE | wye
19 | LV_5411-1_0_6_load_22 | 30 | 0.00021711 | 5.4414e-05 | 0 | 0 |  | 1 | TRUE | wye
20 | LV_5411-1_0_6_load_24 | 34 | 0.00030155 | 7.5576e-05 | 0 | 0 |  | 1 | TRUE | wye
21 | LV_5411-1_0_6_load_26 | 36 | 0.0012439 | 0.00031175 | 0 | 0 |  | 1 | TRUE | wye
22 | LV_5411-1_0_6_load_27 | 37 | 0.0003343 | 8.3784e-05 | 0 | 0 |  | 1 | TRUE | wye
23 | LV_5411-1_0_6_load_28 | 38 | 0.00020589 | 5.1602e-05 | 0 | 0 |  | 1 | TRUE | wye
24 | LV_5411-1_0_6_load_31 | 39 | 0.00033115 | 8.2994e-05 | 0 | 0 |  | 1 | TRUE | wye
25 | LV_5411-1_0_6_load_32 | 40 | 0.00092511 | 0.00023185 | 0 | 0 |  | 1 | TRUE | wye
26 | LV_5411-1_0_6_load_33 | 41 | 0.00066567 | 0.00016683 | 0 | 0 |  | 1 | TRUE | wye
27 | LV_5411-1_0_6_load_85 | 45 | 0.00088313 | 0.00022133 | 0 | 0 |  | 1 | TRUE | wye
28 | LV_5411-1_0_6_load_86 | 46 | 0.0014955 | 0.00037481 | 0 | 0 |  | 1 | TRUE | wye
29 | LV_5411-1_0_6_load_336 | 47 | 0.00055798 | 0.00013984 | 0 | 0 |  | 1 | TRUE | wye
30 | LV_5411-1_0_6_load_93 | 48 | 0.0022039 | 0.00055236 | 0 | 0 |  | 1 | TRUE | wye
31 | LV_5411-1_0_6_load_212 | 49 | 0.00053633 | 0.00013442 | 0 | 0 |  | 1 | TRUE | wye
32 | LV_5411-1_0_6_load_370 | 51 | 0.0029466 | 0.00073849 | 0 | 0 |  | 1 | TRUE | wye
33 | LV_5411-1_0_6_load_313 | 54 | 0.0027044 | 0.00067778 | 0 | 0 |  | 1 | TRUE | wye
34 | LV_5411-1_0_6_load_333 | 55 | 0.0014158 | 0.00035482 | 0 | 0 |  | 1 | TRUE | wye
35 | LV_5411-1_0_6_load_332 | 56 | 0.00095503 | 0.00023935 | 0 | 0 |  | 1 | TRUE | wye
36 | LV_5411-1_0_6_load_92 | 58 | 0.005642 | 0.001414 | 0 | 0 |  | 1 | TRUE | wye
37 | LV_5411-1_0_6_load_114 | 59 | 0.0012021 | 0.00030128 | 0 | 0 |  | 1 | TRUE | wye
38 | LV_5411-1_0_6_load_40 | 60 | 0.0023334 | 0.0005848 | 0 | 0 |  | 1 | TRUE | wye
39 | LV_5411-1_0_6_load_41 | 61 | 0.0010561 | 0.00026468 | 0 | 0 |  | 1 | TRUE | wye
40 | LV_5411-1_0_6_load_42 | 62 | 0.0016866 | 0.0004227 | 0 | 0 |  | 1 | TRUE | wye
41 | LV_5411-1_0_6_load_43 | 63 | 0.00094653 | 0.00023722 | 0 | 0 |  | 1 | TRUE | wye
42 | LV_5411-1_0_6_load_44 | 64 | 0.0010615 | 0.00026605 | 0 | 0 |  | 1 | TRUE | wye
43 | LV_5411-1_0_6_load_45 | 65 | 0.0010054 | 0.00025197 | 0 | 0 |  | 1 | TRUE | wye
44 | LV_5411-1_0_6_load_58 | 67 | 0.0003714 | 9.3081e-05 | 0 | 0 |  | 1 | TRUE | wye
45 | LV_5411-1_0_6_load_51 | 68 | 0.00066239 | 0.00016601 | 0 | 0 |  | 1 | TRUE | wye
46 | LV_5411-1_0_6_load_49 | 69 | 0.00085049 | 0.00021315 | 0 | 0 |  | 1 | TRUE | wye
47 | LV_5411-1_0_6_load_46 | 71 | 0.00041318 | 0.00010355 | 0 | 0 |  | 1 | TRUE | wye
48 | LV_5411-1_0_6_load_47 | 72 | 0.00024093 | 6.0383e-05 | 0 | 0 |  | 1 | TRUE | wye
49 | LV_5411-1_0_6_load_211 | 74 | 0.00013539 | 3.3931e-05 | 0 | 0 |  | 1 | TRUE | wye
50 | LV_5411-1_0_6_load_183 | 75 | 0.00033353 | 8.3591e-05 | 0 | 0 |  | 1 | TRUE | wye
51 | LV_5411-1_0_6_load_184 | 76 | 0.00014864 | 3.7252e-05 | 0 | 0 |  | 1 | TRUE | wye
52 | LV_5411-1_0_6_load_205 | 78 | 0.00026957 | 6.7561e-05 | 0 | 0 |  | 1 | TRUE | wye
53 | LV_5411-1_0_6_load_335 | 79 | 0.0018069 | 0.00045284 | 0 | 0 |  | 1 | TRUE | wye
54 | LV_5411-1_0_6_load_334 | 80 | 0.0028634 | 0.00071765 | 0 | 0 |  | 1 | TRUE | wye
55 | LV_5411-1_0_6_load_53 | 81 | 0.0004391 | 0.00011005 | 0 | 0 |  | 1 | TRUE | wye
56 | LV_5411-1_0_6_load_213 | 82 | 0.0005858 | 0.00014682 | 0 | 0 |  | 1 | TRUE | wye
57 | LV_5411-1_0_6_load_208 | 83 | 0.00089143 | 0.00022341 | 0 | 0 |  | 1 | TRUE | wye
58 | LV_5411-1_0_6_load_221 | 84 | 0.0021132 | 0.00052961 | 0 | 0 |  | 1 | TRUE | wye
59 | LV_5411-1_0_6_load_54 | 87 | 0.00092147 | 0.00023094 | 0 | 0 |  | 1 | TRUE | wye
60 | LV_5411-1_0_6_load_55 | 88 | 0.00062665 | 0.00015705 | 0 | 0 |  | 1 | TRUE | wye
61 | LV_5411-1_0_6_load_231 | 90 | 0.00022174 | 5.5574e-05 | 0 | 0 |  | 1 | TRUE | wye
62 | LV_5411-1_0_6_load_228 | 91 | 0.00038942 | 9.7599e-05 | 0 | 0 |  | 1 | TRUE | wye
63 | LV_5411-1_0_6_load_229 | 92 | 0.00014019 | 3.5134e-05 | 0 | 0 |  | 1 | TRUE | wye
64 | LV_5411-1_0_6_load_59 | 93 | 0.0004618 | 0.00011574 | 0 | 0 |  | 1 | TRUE | wye
65 | LV_5411-1_0_6_load_60 | 94 | 0.00057546 | 0.00014422 | 0 | 0 |  | 1 | TRUE | wye
66 | LV_5411-1_0_6_load_61 | 95 | 0.00021768 | 5.4556e-05 | 0 | 0 |  | 1 | TRUE | wye
67 | LV_5411-1_0_6_load_187 | 96 | 0.00050488 | 0.00012654 | 0 | 0 |  | 1 | TRUE | wye
68 | LV_5411-1_0_6_load_230 | 97 | 0.00026572 | 6.6596e-05 | 0 | 0 |  | 1 | TRUE | wye
69 | LV_5411-1_0_6_load_76 | 98 | 0.0010111 | 0.00025341 | 0 | 0 |  | 1 | TRUE | wye
70 | LV_5411-1_0_6_load_77 | 99 | 0.00030474 | 7.6374e-05 | 0 | 0 |  | 1 | TRUE | wye
71 | LV_5411-1_0_6_load_79 | 100 | 0.00060756 | 0.00015227 | 0 | 0 |  | 1 | TRUE | wye
72 | LV_5411-1_0_6_load_96 | 101 | 0.0013378 | 0.00033529 | 0 | 0 |  | 1 | TRUE | wye
73 | LV_5411-1_0_6_load_97 | 102 | 0.00081481 | 0.00020421 | 0 | 0 |  | 1 | TRUE | wye
74 | LV_5411-1_0_6_load_109 | 103 | 0.00023969 | 6.0072e-05 | 0 | 0 |  | 1 | TRUE | wye
75 | LV_5411-1_0_6_load_110 | 104 | 0.00022715 | 5.6928e-05 | 0 | 0 |  | 1 | TRUE | wye
76 | LV_5411-1_0_6_load_116 | 105 | 0.0001592 | 3.99e-05 | 0 | 0 |  | 1 | TRUE | wye
77 | LV_5411-1_0_6_load_117 | 106 | 0.0002252 | 5.644e-05 | 0 | 0 |  | 1 | TRUE | wye
78 | LV_5411-1_0_6_load_118 | 107 | 0.00019777 | 4.9565e-05 | 0 | 0 |  | 1 | TRUE | wye
79 | LV_5411-1_0_6_load_119 | 108 | 0.00018227 | 4.5681e-05 | 0 | 0 |  | 1 | TRUE | wye
80 | LV_5411-1_0_6_load_120 | 109 | 0.00039563 | 9.9153e-05 | 0 | 0 |  | 1 | TRUE | wye
81 | LV_5411-1_0_6_load_126 | 110 | 0.0003171 | 7.9472e-05 | 0 | 0 |  | 1 | TRUE | wye
82 | LV_5411-1_0_6_load_171 | 111 | 0.00090402 | 0.00022657 | 0 | 0 |  | 1 | TRUE | wye
83 | LV_5411-1_0_6_load_127 | 112 | 0.00049424 | 0.00012387 | 0 | 0 |  | 1 | TRUE | wye
84 | LV_5411-1_0_6_load_172 | 113 | 0.00062166 | 0.0001558 | 0 | 0 |  | 1 | TRUE | wye
85 | LV_5411-1_0_6_load_121 | 114 | 0.00075519 | 0.00018927 | 0 | 0 |  | 1 | TRUE | wye
86 | LV_5411-1_0_6_load_122 | 115 | 0.0011955 | 0.00029963 | 0 | 0 |  | 1 | TRUE | wye
87 | LV_5411-1_0_6_load_123 | 116 | 0.0011956 | 0.00029964 | 0 | 0 |  | 1 | TRUE | wye
88 | LV_5411-1_0_6_load_124 | 117 | 0.00075529 | 0.00018929 | 0 | 0 |  | 1 | TRUE | wye
89 | LV_5411-1_0_6_load_125 | 118 | 0.001196 | 0.00029975 | 0 | 0 |  | 1 | TRUE | wye
90 | LV_5411-1_0_6_load_128 | 119 | 0.0006916 | 0.00017333 | 0 | 0 |  | 1 | TRUE | wye
91 | LV_5411-1_0_6_load_167 | 121 | 0.00047643 | 0.00011941 | 0 | 0 |  | 1 | TRUE | wye
92 | LV_5411-1_0_6_load_169 | 122 | 0.0011995 | 0.00030061 | 0 | 0 |  | 1 | TRUE | wye
93 | LV_5411-1_0_6_load_155 | 125 | 0.00055511 | 0.00013912 | 0 | 0 |  | 1 | TRUE | wye
94 | LV_5411-1_0_6_load_129 | 127 | 0.00049368 | 0.00012373 | 0 | 0 |  | 1 | TRUE | wye
95 | LV_5411-1_0_6_load_130 | 128 | 0.00063258 | 0.00015854 | 0 | 0 |  | 1 | TRUE | wye
96 | LV_5411-1_0_6_load_132 | 129 | 0.00079348 | 0.00019886 | 0 | 0 |  | 1 | TRUE | wye
97 | LV_5411-1_0_6_load_135 | 130 | 0.00049391 | 0.00012379 | 0 | 0 |  | 1 | TRUE | wye
98 | LV_5411-1_0_6_load_134 | 131 | 0.0011794 | 0.00029558 | 0 | 0 |  | 1 | TRUE | wye
99 | LV_5411-1_0_6_load_137 | 133 | 0.00081789 | 0.00020498 | 0 | 0 |  | 1 | TRUE | wye
100 | LV_5411-1_0_6_load_138 | 134 | 0.0011959 | 0.00029972 | 0 | 0 |  | 1 | TRUE | wye
101 | LV_5411-1_0_6_load_152 | 135 | 0.0011951 | 0.00029951 | 0 | 0 |  | 1 | TRUE | wye
102 | LV_5411-1_0_6_load_310 | 136 | 0.00019258 | 4.8264e-05 | 0 | 0 |  | 1 | TRUE | wye
103 | LV_5411-1_0_6_load_140 | 137 | 0.0020013 | 0.00050156 | 0 | 0 |  | 1 | TRUE | wye
104 | LV_5411-1_0_6_load_144 | 141 | 0.00090603 | 0.00022707 | 0 | 0 |  | 1 | TRUE | wye
105 | LV_5411-1_0_6_load_145 | 142 | 0.0019182 | 0.00048075 | 0 | 0 |  | 1 | TRUE | wye
106 | LV_5411-1_0_6_load_146 | 143 | 0.0008357 | 0.00020945 | 0 | 0 |  | 1 | TRUE | wye
107 | LV_5411-1_0_6_load_312 | 144 | 0.0015388 | 0.00038567 | 0 | 0 |  | 1 | TRUE | wye
108 | LV_5411-1_0_6_load_316 | 145 | 0.0031276 | 0.00078384 | 0 | 0 |  | 1 | TRUE | wye
109 | LV_5411-1_0_6_load_319 | 146 | 0.00062867 | 0.00015756 | 0 | 0 |  | 1 | TRUE | wye
110 | LV_5411-1_0_6_load_321 | 147 | 0.00088491 | 0.00022178 | 0 | 0 |  | 1 | TRUE | wye
111 | LV_5411-1_0_6_load_314 | 148 | 0.001288 | 0.00032279 | 0 | 0 |  | 1 | TRUE | wye
112 | LV_5411-1_0_6_load_320 | 149 | 0.00096849 | 0.00024273 | 0 | 0 |  | 1 | TRUE | wye
113 | LV_5411-1_0_6_load_322 | 150 | 0.0011257 | 0.00028212 | 0 | 0 |  | 1 | TRUE | wye
114 | LV_5411-1_0_6_load_154 | 152 | 0.00082495 | 0.00020675 | 0 | 0 |  | 1 | TRUE | wye
115 | LV_5411-1_0_6_load_311 | 153 | 0.0011478 | 0.00028768 | 0 | 0 |  | 1 | TRUE | wye
116 | LV_5411-1_0_6_load_156 | 154 | 0.00060043 | 0.00015048 | 0 | 0 |  | 1 | TRUE | wye
117 | LV_5411-1_0_6_load_157 | 155 | 0.00039909 | 0.00010002 | 0 | 0 |  | 1 | TRUE | wye
118 | LV_5411-1_0_6_load_305 | 157 | 0.00070332 | 0.00017627 | 0 | 0 |  | 1 | TRUE | wye
119 | LV_5411-1_0_6_load_159 | 158 | 0.0006008 | 0.00015057 | 0 | 0 |  | 1 | TRUE | wye
120 | LV_5411-1_0_6_load_284 | 161 | 0.00031568 | 7.9118e-05 | 0 | 0 |  | 1 | TRUE | wye
121 | LV_5411-1_0_6_load_304 | 163 | 0.00055233 | 0.00013843 | 0 | 0 |  | 1 | TRUE | wye
122 | LV_5411-1_0_6_load_173 | 164 | 0.00034785 | 8.718e-05 | 0 | 0 |  | 1 | TRUE | wye
123 | LV_5411-1_0_6_load_168 | 165 | 0.00075524 | 0.00018928 | 0 | 0 |  | 1 | TRUE | wye
124 | LV_5411-1_0_6_load_286 | 166 | 0.00034668 | 8.6886e-05 | 0 | 0 |  | 1 | TRUE | wye
125 | LV_5411-1_0_6_load_174 | 167 | 0.00060063 | 0.00015053 | 0 | 0 |  | 1 | TRUE | wye
126 | LV_5411-1_0_6_load_162 | 168 | 0.00060048 | 0.00015049 | 0 | 0 |  | 1 | TRUE | wye
127 | LV_5411-1_0_6_load_163 | 169 | 0.00060048 | 0.00015049 | 0 | 0 |  | 1 | TRUE | wye
128 | LV_5411-1_0_6_load_164 | 170 | 0.00034158 | 8.5609e-05 | 0 | 0 |  | 1 | TRUE | wye
129 | LV_5411-1_0_6_load_165 | 171 | 0.0003573 | 8.9548e-05 | 0 | 0 |  | 1 | TRUE | wye
130 | LV_5411-1_0_6_load_166 | 172 | 0.0006003 | 0.00015045 | 0 | 0 |  | 1 | TRUE | wye
131 | LV_5411-1_0_6_load_170 | 173 | 0.00021014 | 5.2665e-05 | 0 | 0 |  | 1 | TRUE | wye
132 | LV_5411-1_0_6_load_306 | 175 | 0.0013976 | 0.00035028 | 0 | 0 |  | 1 | TRUE | wye
133 | LV_5411-1_0_6_load_176 | 177 | 0.00060071 | 0.00015055 | 0 | 0 |  | 1 | TRUE | wye
134 | LV_5411-1_0_6_load_179 | 178 | 0.00071884 | 0.00018016 | 0 | 0 |  | 1 | TRUE | wye
135 | LV_5411-1_0_6_load_180 | 179 | 0.0004237 | 0.00010619 | 0 | 0 |  | 1 | TRUE | wye
136 | LV_5411-1_0_6_load_181 | 180 | 0.00054626 | 0.00013691 | 0 | 0 |  | 1 | TRUE | wye
137 | LV_5411-1_0_6_load_182 | 181 | 0.00030086 | 7.5403e-05 | 0 | 0 |  | 1 | TRUE | wye
138 | LV_5411-1_0_6_load_365 | 182 | 0.00026418 | 6.621e-05 | 0 | 0 |  | 1 | TRUE | wye
139 | LV_5411-1_0_6_load_192 | 184 | 0.00033922 | 8.5016e-05 | 0 | 0 |  | 1 | TRUE | wye
140 | LV_5411-1_0_6_load_193 | 185 | 0.00049659 | 0.00012446 | 0 | 0 |  | 1 | TRUE | wye
141 | LV_5411-1_0_6_load_185 | 186 | 0.00079425 | 0.00019906 | 0 | 0 |  | 1 | TRUE | wye
142 | LV_5411-1_0_6_load_195 | 188 | 0.00033591 | 8.4187e-05 | 0 | 0 |  | 1 | TRUE | wye
143 | LV_5411-1_0_6_load_188 | 189 | 0.00032579 | 8.165e-05 | 0 | 0 |  | 1 | TRUE | wye
144 | LV_5411-1_0_6_load_189 | 190 | 0.00037458 | 9.3879e-05 | 0 | 0 |  | 1 | TRUE | wye
145 | LV_5411-1_0_6_load_190 | 191 | 0.00036155 | 9.0614e-05 | 0 | 0 |  | 1 | TRUE | wye
146 | LV_5411-1_0_6_load_196 | 193 | 0.00019162 | 4.8024e-05 | 0 | 0 |  | 1 | TRUE | wye
147 | LV_5411-1_0_6_load_197 | 194 | 0.00082175 | 0.00020595 | 0 | 0 |  | 1 | TRUE | wye
148 | LV_5411-1_0_6_load_201 | 196 | 0.00036944 | 9.2591e-05 | 0 | 0 |  | 1 | TRUE | wye
149 | LV_5411-1_0_6_load_202 | 197 | 0.00023604 | 5.9157e-05 | 0 | 0 |  | 1 | TRUE | wye
150 | LV_5411-1_0_6_load_203 | 198 | 0.00028282 | 7.0881e-05 | 0 | 0 |  | 1 | TRUE | wye
151 | LV_5411-1_0_6_load_209 | 199 | 0.00063692 | 0.00015963 | 0 | 0 |  | 1 | TRUE | wye
152 | LV_5411-1_0_6_load_204 | 200 | 0.00045545 | 0.00011415 | 0 | 0 |  | 1 | TRUE | wye
153 | LV_5411-1_0_6_load_216 | 203 | 0.00062959 | 0.00015779 | 0 | 0 |  | 1 | TRUE | wye
154 | LV_5411-1_0_6_load_218 | 204 | 0.00078584 | 0.00019695 | 0 | 0 |  | 1 | TRUE | wye
155 | LV_5411-1_0_6_load_222 | 205 | 0.0016335 | 0.0004094 | 0 | 0 |  | 1 | TRUE | wye
156 | LV_5411-1_0_6_load_224 | 206 | 0.001009 | 0.00025287 | 0 | 0 |  | 1 | TRUE | wye
157 | LV_5411-1_0_6_load_217 | 207 | 0.0018946 | 0.00047483 | 0 | 0 |  | 1 | TRUE | wye
158 | LV_5411-1_0_6_load_219 | 208 | 0.00094448 | 0.00023671 | 0 | 0 |  | 1 | TRUE | wye
159 | LV_5411-1_0_6_load_220 | 209 | 0.0016497 | 0.00041344 | 0 | 0 |  | 1 | TRUE | wye
160 | LV_5411-1_0_6_load_223 | 210 | 0.00061979 | 0.00015533 | 0 | 0 |  | 1 | TRUE | wye
161 | LV_5411-1_0_6_load_366 | 211 | 0.00039919 | 0.00010005 | 0 | 0 |  | 1 | TRUE | wye
162 | LV_5411-1_0_6_load_258 | 213 | 0.00066047 | 0.00016553 | 0 | 0 |  | 1 | TRUE | wye
163 | LV_5411-1_0_6_load_331 | 214 | 0.00053143 | 0.00013319 | 0 | 0 |  | 1 | TRUE | wye
164 | LV_5411-1_0_6_load_330 | 215 | 0.0005667 | 0.00014203 | 0 | 0 |  | 1 | TRUE | wye
165 | LV_5411-1_0_6_load_329 | 216 | 0.0014791 | 0.00037071 | 0 | 0 |  | 1 | TRUE | wye
166 | LV_5411-1_0_6_load_325 | 217 | 0.00079706 | 0.00019976 | 0 | 0 |  | 1 | TRUE | wye
167 | LV_5411-1_0_6_load_326 | 218 | 0.0007413 | 0.00018579 | 0 | 0 |  | 1 | TRUE | wye
168 | LV_5411-1_0_6_load_323 | 219 | 0.00069105 | 0.00017319 | 0 | 0 |  | 1 | TRUE | wye
169 | LV_5411-1_0_6_load_324 | 220 | 0.0012253 | 0.00030709 | 0 | 0 |  | 1 | TRUE | wye
170 | LV_5411-1_0_6_load_327 | 221 | 0.0010309 | 0.00025837 | 0 | 0 |  | 1 | TRUE | wye

## ext_grid
| name | bus | vm_pu | va_degree | slack_weight | in_service
0 |  | 79 | 1 | 0 | 1 | TRUE

## line
| name | std_type | from_bus | to_bus | length_km | r_ohm_per_km | x_ohm_per_km | c_nf_per_km | g_us_per_km | max_i_ka | df | parallel | type | in_service
0 | LV_5411-1_0_6_line_0 | NAYY 4x150 SE | 0 | 1 | 0.00071295 | 0.208 | 0.08 | 261 | 0 | 0.27 | 1 | 1 | cs | TRUE
1 | LV_5411-1_0_6_line_1 | NAYY 4x150 SE | 0 | 2 | 0.019676 | 0.208 | 0.08 | 261 | 0 | 0.27 | 1 | 1 | cs | TRUE
2 | LV_5411-1_0_6_line_2 | NAYY 4x150 SE | 1 | 3 | 0.019652 | 0.208 | 0.08 | 261 | 0 | 0.27 | 1 | 1 | cs | TRUE
3 | LV_5411-1_0_6_line_3 | NAYY 4x150 SE | 2 | 4 | 0.010372 | 0.208 | 0.08 | 261 | 0 | 0.27 | 1 | 1 | cs | TRUE
4 | LV_5411-1_0_6_line_4 | NAYY 4x150 SE | 3 | 5 | 0.01983 | 0.208 | 0.08 | 261 | 0 | 0.27 | 1 | 1 | cs | TRUE
5 | LV_5411-1_0_6_line_5 | NAYY 4x150 SE | 4 | 6 | 0.0059227 | 0.208 | 0.08 | 261 | 0 | 0.27 | 1 | 1 | cs | TRUE
6 | LV_5411-1_0_6_line_6 | NAYY 4x150 SE | 5 | 7 | 0.0011515 | 0.208 | 0.08 | 261 | 0 | 0.27 | 1 | 1 | cs | TRUE
7 | LV_5411-1_0_6_line_7 | NAYY 4x150 SE | 6 | 8 | 0.029511 | 0.208 | 0.08 | 261 | 0 | 0.27 | 1 | 1 | cs | TRUE
8 | LV_5411-1_0_6_line_8 | NAYY 4x150 SE | 7 | 100 | 0.012519 | 0.208 | 0.08 | 261 | 0 | 0.27 | 1 | 1 | cs | TRUE
9 | LV_5411-1_0_6_line_9 | NAYY 4x150 SE | 8 | 48 | 0.042076 | 0.208 | 0.08 | 261 | 0 | 0.27 | 1 | 1 | cs | TRUE
10 | LV_5411-1_0_6_line_10 | NAYY 4x150 SE | 8 | 42 | 0.10585 | 0.208 | 0.08 | 261 | 0 | 0.27 | 1 | 1 | cs | TRUE
11 | LV_5411-1_0_6_line_11 | NAYY 4x150 SE | 9 | 10 | 0.059717 | 0.208 | 0.08 | 261 | 0 | 0.27 | 1 | 1 | cs | TRUE
12 | LV_5411-1_0_6_line_12 | NAYY 4x150 SE | 9 | 11 | 0.16624 | 0.208 | 0.08 | 261 | 0 | 0.27 | 1 | 1 | cs | TRUE
13 | LV_5411-1_0_6_line_13 | NAYY 4x150 SE | 11 | 12 | 0.14603 | 0.208 | 0.08 | 261 | 0 | 0.27 | 1 | 1 | cs | TRUE
14 | LV_5411-1_0_6_line_14 | NAYY 4x150 SE | 11 | 13 | 0.17974 | 0.208 | 0.08 | 261 | 0 | 0.27 | 1 | 3 | cs | TRUE
15 | LV_5411-1_0_6_line_15 | NAYY 4x150 SE | 11 | 14 | 0.16032 | 0.208 | 0.08 | 261 | 0 | 0.27 | 1 | 3 | cs | TRUE
16 | LV_5411-1_0_6_line_16 | NAYY 4x150 SE | 13 | 26 | 0.43602 | 0.208 | 0.08 | 261 | 0 | 0.27 | 1 | 3 | cs | TRUE
17 | LV_5411-1_0_6_line_17 | NAYY 4x150 SE | 14 | 24 | 0.018759 | 0.208 | 0.08 | 261 | 0 | 0.27 | 1 | 3 | cs | TRUE
18 | LV_5411-1_0_6_line_18 | NAYY 4x150 SE | 15 | 16 | 0.02197 | 0.208 | 0.08 | 261 | 0 | 0.27 | 1 | 1 | cs | TRUE
19 | LV_5411-1_0_6_line_19 | NAYY 4x150 SE | 16 | 25 | 0.11776 | 0.208 | 0.08 | 261 | 0 | 0.27 | 1 | 3 | cs | TRUE
20 | LV_5411-1_0_6_line_20 | NAYY 4x150 SE | 16 | 24 | 0.17234 | 0.208 | 0.08 | 261 | 0 | 0.27 | 1 | 3 | cs | TRUE
21 | LV_5411-1_0_6_line_21 | NAYY 4x150 SE | 17 | 18 | 0.051121 | 0.208 | 0.08 | 261 | 0 | 0.27 | 1 | 1 | cs | TRUE
22 | LV_5411-1_0_6_line_22 | NAYY 4x150 SE | 18 | 19 | 0.033811 | 0.208 | 0.08 | 261 | 0 | 0.27 | 1 | 1 | cs | TRUE
23 | LV_5411-1_0_6_line_23 | NAYY 4x150 SE | 19 | 20 | 0.094293 | 0.208 | 0.08 | 261 | 0 | 0.27 | 1 | 1 | cs | TRUE
24 | LV_5411-1_0_6_line_24 | NAYY 4x150 SE | 19 | 21 | 0.055508 | 0.208 | 0.08 | 261 | 0 | 0.27 | 1 | 2 | cs | TRUE
25 | LV_5411-1_0_6_line_25 | NAYY 4x150 SE | 20 | 22 | 0.16546 | 0.208 | 0.08 | 261 | 0 | 0.27 | 1 | 1 | cs | TRUE
26 | LV_5411-1_0_6_line_26 | NAYY 4x150 SE | 21 | 23 | 0.020586 | 0.208 | 0.08 | 261 | 0 | 0.27 | 1 | 3 | cs | TRUE
27 | LV_5411-1_0_6_line_27 | NAYY 4x150 SE | 22 | 33 | 0.12187 | 0.208 | 0.08 | 261 | 0 | 0.27 | 1 | 1 | cs | TRUE
28 | LV_5411-1_0_6_line_28 | NAYY 4x150 SE | 23 | 27 | 0.024712 | 0.208 | 0.08 | 261 | 0 | 0.27 | 1 | 3 | cs | TRUE
29 | LV_5411-1_0_6_line_29 | NAYY 4x150 SE | 25 | 59 | 0.0044837 | 0.208 | 0.08 | 261 | 0 | 0.27 | 1 | 3 | cs | TRUE
30 | LV_5411-1_0_6_line_30 | NAYY 4x150 SE | 26 | 45 | 0.0043488 | 0.208 | 0.08 | 261 | 0 | 0.27 | 1 | 3 | cs | TRUE
31 | LV_5411-1_0_6_line_31 | NAYY 4x150 SE | 27 | 28 | 0.026024 | 0.208 | 0.08 | 261 | 0 | 0.27 | 1 | 3 | cs | TRUE
32 | LV_5411-1_0_6_line_32 | NAYY 4x150 SE | 28 | 29 | 0.018178 | 0.208 | 0.08 | 261 | 0 | 0.27 | 1 | 3 | cs | TRUE
33 | LV_5411-1_0_6_line_33 | NAYY 4x150 SE | 28 | 30 | 0.14844 | 0.208 | 0.08 | 261 | 0 | 0.27 | 1 | 1 | cs | TRUE
34 | LV_5411-1_0_6_line_34 | NAYY 4x150 SE | 29 | 31 | 0.090554 | 0.208 | 0.08 | 261 | 0 | 0.27 | 1 | 3 | cs | TRUE
35 | LV_5411-1_0_6_line_35 | NAYY 4x150 SE | 31 | 32 | 0.15514 | 0.208 | 0.08 | 261 | 0 | 0.27 | 1 | 3 | cs | TRUE
36 | LV_5411-1_0_6_line_36 | NAYY 4x150 SE | 32 | 58 | 0.05749 | 0.208 | 0.08 | 261 | 0 | 0.27 | 1 | 3 | cs | TRUE
37 | LV_5411-1_0_6_line_37 | NAYY 4x150 SE | 33 | 39 | 0.059146 | 0.208 | 0.08 | 261 | 0 | 0.27 | 1 | 1 | cs | TRUE
38 | LV_5411-1_0_6_line_38 | NAYY 4x150 SE | 33 | 38 | 0.012507 | 0.208 | 0.08 | 261 | 0 | 0.27 | 1 | 1 | cs | TRUE
39 | LV_5411-1_0_6_line_39 | NAYY 4x150 SE | 34 | 35 | 0.029147 | 0.208 | 0.08 | 261 | 0 | 0.27 | 1 | 1 | cs | TRUE
40 | LV_5411-1_0_6_line_40 | NAYY 4x150 SE | 34 | 36 | 0.073788 | 0.208 | 0.08 | 261 | 0 | 0.27 | 1 | 1 | cs | TRUE
41 | LV_5411-1_0_6_line_41 | NAYY 4x150 SE | 35 | 37 | 0.092489 | 0.208 | 0.08 | 261 | 0 | 0.27 | 1 | 1 | cs | TRUE
42 | LV_5411-1_0_6_line_42 | NAYY 4x150 SE | 35 | 38 | 0.065897 | 0.208 | 0.08 | 261 | 0 | 0.27 | 1 | 1 | cs | TRUE
43 | LV_5411-1_0_6_line_43 | NAYY 4x150 SE | 40 | 41 | 0.020299 | 0.208 | 0.08 | 261 | 0 | 0.27 | 1 | 3 | cs | TRUE
44 | LV_5411-1_0_6_line_44 | NAYY 4x150 SE | 40 | 42 | 0.011791 | 0.208 | 0.08 | 261 | 0 | 0.27 | 1 | 3 | cs | TRUE
45 | LV_5411-1_0_6_line_45 | NAYY 4x150 SE | 41 | 43 | 0.045405 | 0.208 | 0.08 | 261 | 0 | 0.27 | 1 | 3 | cs | TRUE
46 | LV_5411-1_0_6_line_46 | NAYY 4x150 SE | 42 | 44 | 0.1052 | 0.208 | 0.08 | 261 | 0 | 0.27 | 1 | 3 | cs | TRUE
47 | LV_5411-1_0_6_line_47 | NAYY 4x150 SE | 43 | 45 | 0.095559 | 0.208 | 0.08 | 261 | 0 | 0.27 | 1 | 3 | cs | TRUE
48 | LV_5411-1_0_6_line_48 | NAYY 4x150 SE | 43 | 46 | 0.0048982 | 0.208 | 0.08 | 261 | 0 | 0.27 | 1 | 1 | cs | TRUE
49 | LV_5411-1_0_6_line_49 | NAYY 4x150 SE | 44 | 47 | 0.045133 | 0.208 | 0.08 | 261 | 0 | 0.27 | 1 | 3 | cs | TRUE
50 | LV_5411-1_0_6_line_50 | NAYY 4x150 SE | 46 | 49 | 0.084725 | 0.208 | 0.08 | 261 | 0 | 0.27 | 1 | 1 | cs | TRUE
51 | LV_5411-1_0_6_line_51 | NAYY 4x150 SE | 47 | 55 | 0.017341 | 0.208 | 0.08 | 261 | 0 | 0.27 | 1 | 3 | cs | TRUE
52 | LV_5411-1_0_6_line_52 | NAYY 4x150 SE | 48 | 57 | 0.080722 | 0.208 | 0.08 | 261 | 0 | 0.27 | 1 | 1 | cs | TRUE
53 | LV_5411-1_0_6_line_53 | NAYY 4x150 SE | 50 | 51 | 0.047 | 0.208 | 0.08 | 261 | 0 | 0.27 | 1 | 1 | cs | TRUE
54 | LV_5411-1_0_6_line_54 | NAYY 4x150 SE | 50 | 52 | 0.11201 | 0.208 | 0.08 | 261 | 0 | 0.27 | 1 | 1 | cs | TRUE
55 | LV_5411-1_0_6_line_55 | NAYY 4x150 SE | 52 | 53 | 0.091357 | 0.208 | 0.08 | 261 | 0 | 0.27 | 1 | 3 | cs | TRUE
56 | LV_5411-1_0_6_line_56 | NAYY 4x150 SE | 52 | 54 | 0.0088267 | 0.208 | 0.08 | 261 | 0 | 0.27 | 1 | 3 | cs | TRUE
57 | LV_5411-1_0_6_line_57 | NAYY 4x150 SE | 53 | 55 | 0.076568 | 0.208 | 0.08 | 261 | 0 | 0.27 | 1 | 3 | cs | TRUE
58 | LV_5411-1_0_6_line_58 | NAYY 4x150 SE | 53 | 56 | 0.0010935 | 0.208 | 0.08 | 261 | 0 | 0.27 | 1 | 1 | cs | TRUE
59 | LV_5411-1_0_6_line_59 | NAYY 4x150 SE | 54 | 148 | 0.013546 | 0.208 | 0.08 | 261 | 0 | 0.27 | 1 | 3 | cs | TRUE
60 | LV_5411-1_0_6_line_60 | NAYY 4x150 SE | 56 | 216 | 0.019093 | 0.208 | 0.08 | 261 | 0 | 0.27 | 1 | 1 | cs | TRUE
61 | LV_5411-1_0_6_line_61 | NAYY 4x150 SE | 57 | 101 | 0.018247 | 0.208 | 0.08 | 261 | 0 | 0.27 | 1 | 1 | cs | TRUE
62 | LV_5411-1_0_6_line_62 | NAYY 4x150 SE | 57 | 102 | 0.021927 | 0.208 | 0.08 | 261 | 0 | 0.27 | 1 | 1 | cs | TRUE
63 | LV_5411-1_0_6_line_63 | NAYY 4x150 SE | 58 | 59 | 0.01523 | 0.208 | 0.08 | 261 | 0 | 0.27 | 1 | 3 | cs | TRUE
64 | LV_5411-1_0_6_line_64 | NAYY 4x150 SE | 60 | 61 | 0.018954 | 0.208 | 0.08 | 261 | 0 | 0.27 | 1 | 3 | cs | TRUE
65 | LV_5411-1_0_6_line_65 | NAYY 4x150 SE | 60 | 62 | 0.010903 | 0.208 | 0.08 | 261 | 0 | 0.27 | 1 | 3 | cs | TRUE
66 | LV_5411-1_0_6_line_66 | NAYY 4x150 SE | 61 | 63 | 0.048316 | 0.208 | 0.08 | 261 | 0 | 0.27 | 1 | 3 | cs | TRUE
67 | LV_5411-1_0_6_line_67 | NAYY 4x150 SE | 62 | 64 | 0.11536 | 0.208 | 0.08 | 261 | 0 | 0.27 | 1 | 3 | cs | TRUE
68 | LV_5411-1_0_6_line_68 | NAYY 4x150 SE | 63 | 65 | 0.11147 | 0.208 | 0.08 | 261 | 0 | 0.27 | 1 | 3 | cs | TRUE
69 | LV_5411-1_0_6_line_69 | NAYY 4x150 SE | 64 | 66 | 0.039846 | 0.208 | 0.08 | 261 | 0 | 0.27 | 1 | 3 | cs | TRUE
70 | LV_5411-1_0_6_line_70 | NAYY 4x150 SE | 65 | 67 | 0.075527 | 0.208 | 0.08 | 261 | 0 | 0.27 | 1 | 3 | cs | TRUE
71 | LV_5411-1_0_6_line_71 | NAYY 4x150 SE | 66 | 68 | 0.032867 | 0.208 | 0.08 | 261 | 0 | 0.27 | 1 | 3 | cs | TRUE
72 | LV_5411-1_0_6_line_72 | NAYY 4x150 SE | 66 | 69 | 0.0041305 | 0.208 | 0.08 | 261 | 0 | 0.27 | 1 | 1 | cs | TRUE
73 | LV_5411-1_0_6_line_73 | NAYY 4x150 SE | 67 | 70 | 0.042201 | 0.208 | 0.08 | 261 | 0 | 0.27 | 1 | 3 | cs | TRUE
74 | LV_5411-1_0_6_line_74 | NAYY 4x150 SE | 68 | 79 | 0.039837 | 0.208 | 0.08 | 261 | 0 | 0.27 | 1 | 3 | cs | TRUE
75 | LV_5411-1_0_6_line_75 | NAYY 4x150 SE | 70 | 89 | 0.06427 | 0.208 | 0.08 | 261 | 0 | 0.27 | 1 | 3 | cs | TRUE
76 | LV_5411-1_0_6_line_76 | NAYY 4x150 SE | 70 | 87 | 0.015867 | 0.208 | 0.08 | 261 | 0 | 0.27 | 1 | 1 | cs | TRUE
77 | LV_5411-1_0_6_line_77 | NAYY 4x150 SE | 71 | 72 | 0.073404 | 0.208 | 0.08 | 261 | 0 | 0.27 | 1 | 1 | cs | TRUE
78 | LV_5411-1_0_6_line_78 | NAYY 4x150 SE | 71 | 73 | 0.041516 | 0.208 | 0.08 | 261 | 0 | 0.27 | 1 | 3 | cs | TRUE
79 | LV_5411-1_0_6_line_79 | NAYY 4x150 SE | 71 | 74 | 0.31262 | 0.208 | 0.08 | 261 | 0 | 0.27 | 1 | 3 | cs | TRUE
80 | LV_5411-1_0_6_line_80 | NAYY 4x150 SE | 73 | 75 | 0.16728 | 0.208 | 0.08 | 261 | 0 | 0.27 | 1 | 3 | cs | TRUE
81 | LV_5411-1_0_6_line_81 | NAYY 4x150 SE | 74 | 78 | 0.14317 | 0.208 | 0.08 | 261 | 0 | 0.27 | 1 | 3 | cs | TRUE
82 | LV_5411-1_0_6_line_82 | NAYY 4x150 SE | 75 | 76 | 0.012534 | 0.208 | 0.08 | 261 | 0 | 0.27 | 1 | 1 | cs | TRUE
83 | LV_5411-1_0_6_line_83 | NAYY 4x150 SE | 75 | 77 | 0.18894 | 0.208 | 0.08 | 261 | 0 | 0.27 | 1 | 3 | cs | TRUE
84 | LV_5411-1_0_6_line_84 | NAYY 4x150 SE | 76 | 186 | 0.041659 | 0.208 | 0.08 | 261 | 0 | 0.27 | 1 | 1 | cs | TRUE
85 | LV_5411-1_0_6_line_85 | NAYY 4x150 SE | 77 | 96 | 0.1436 | 0.208 | 0.08 | 261 | 0 | 0.27 | 1 | 3 | cs | TRUE
86 | LV_5411-1_0_6_line_86 | NAYY 4x150 SE | 78 | 199 | 0.052621 | 0.208 | 0.08 | 261 | 0 | 0.27 | 1 | 3 | cs | TRUE
87 | LV_5411-1_0_6_line_87 | NAYY 4x150 SE | 79 | 80 | 0.032414 | 0.208 | 0.08 | 261 | 0 | 0.27 | 1 | 3 | cs | TRUE
88 | LV_5411-1_0_6_line_88 | NAYY 4x150 SE | 80 | 144 | 0.029553 | 0.208 | 0.08 | 261 | 0 | 0.27 | 1 | 3 | cs | TRUE
89 | LV_5411-1_0_6_line_89 | NAYY 4x150 SE | 81 | 82 | 0.016096 | 0.208 | 0.08 | 261 | 0 | 0.27 | 1 | 1 | cs | TRUE
90 | LV_5411-1_0_6_line_90 | NAYY 4x150 SE | 82 | 86 | 0.03905 | 0.208 | 0.08 | 261 | 0 | 0.27 | 1 | 1 | cs | TRUE
91 | LV_5411-1_0_6_line_91 | NAYY 4x150 SE | 83 | 84 | 0.043659 | 0.208 | 0.08 | 261 | 0 | 0.27 | 1 | 1 | cs | TRUE
92 | LV_5411-1_0_6_line_92 | NAYY 4x150 SE | 83 | 85 | 0.12396 | 0.208 | 0.08 | 261 | 0 | 0.27 | 1 | 2 | cs | TRUE
93 | LV_5411-1_0_6_line_93 | NAYY 4x150 SE | 84 | 205 | 0.0037564 | 0.208 | 0.08 | 261 | 0 | 0.27 | 1 | 1 | cs | TRUE
94 | LV_5411-1_0_6_line_94 | NAYY 4x150 SE | 85 | 197 | 0.084115 | 0.208 | 0.08 | 261 | 0 | 0.27 | 1 | 2 | cs | TRUE
95 | LV_5411-1_0_6_line_95 | NAYY 4x150 SE | 86 | 202 | 0.042613 | 0.208 | 0.08 | 261 | 0 | 0.27 | 1 | 1 | cs | TRUE
96 | LV_5411-1_0_6_line_96 | NAYY 4x150 SE | 86 | 203 | 0.015359 | 0.208 | 0.08 | 261 | 0 | 0.27 | 1 | 1 | cs | TRUE
97 | LV_5411-1_0_6_line_97 | NAYY 4x150 SE | 87 | 88 | 0.041297 | 0.208 | 0.08 | 261 | 0 | 0.27 | 1 | 1 | cs | TRUE
98 | LV_5411-1_0_6_line_98 | NAYY 4x150 SE | 89 | 90 | 0.023745 | 0.208 | 0.08 | 261 | 0 | 0.27 | 1 | 1 | cs | TRUE
99 | LV_5411-1_0_6_line_99 | NAYY 4x150 SE | 89 | 91 | 0.13622 | 0.208 | 0.08 | 261 | 0 | 0.27 | 1 | 3 | cs | TRUE
100 | LV_5411-1_0_6_line_100 | NAYY 4x150 SE | 91 | 92 | 0.027482 | 0.208 | 0.08 | 261 | 0 | 0.27 | 1 | 3 | cs | TRUE
101 | LV_5411-1_0_6_line_101 | NAYY 4x150 SE | 92 | 97 | 0.018375 | 0.208 | 0.08 | 261 | 0 | 0.27 | 1 | 1 | cs | TRUE
102 | LV_5411-1_0_6_line_102 | NAYY 4x150 SE | 92 | 94 | 0.0887 | 0.208 | 0.08 | 261 | 0 | 0.27 | 1 | 3 | cs | TRUE
103 | LV_5411-1_0_6_line_103 | NAYY 4x150 SE | 93 | 94 | 0.040523 | 0.208 | 0.08 | 261 | 0 | 0.27 | 1 | 3 | cs | TRUE
104 | LV_5411-1_0_6_line_104 | NAYY 4x150 SE | 93 | 95 | 0.029847 | 0.208 | 0.08 | 261 | 0 | 0.27 | 1 | 3 | cs | TRUE
105 | LV_5411-1_0_6_line_105 | NAYY 4x150 SE | 95 | 96 | 0.1508 | 0.208 | 0.08 | 261 | 0 | 0.27 | 1 | 3 | cs | TRUE
106 | LV_5411-1_0_6_line_106 | NAYY 4x150 SE | 98 | 99 | 0.042783 | 0.208 | 0.08 | 261 | 0 | 0.27 | 1 | 1 | cs | TRUE
107 | LV_5411-1_0_6_line_107 | NAYY 4x150 SE | 99 | 100 | 0.010945 | 0.208 | 0.08 | 261 | 0 | 0.27 | 1 | 1 | cs | TRUE
108 | LV_5411-1_0_6_line_108 | NAYY 4x150 SE | 102 | 103 | 0.014891 | 0.208 | 0.08 | 261 | 0 | 0.27 | 1 | 1 | cs | TRUE
109 | LV_5411-1_0_6_line_109 | NAYY 4x150 SE | 103 | 104 | 0.013343 | 0.208 | 0.08 | 261 | 0 | 0.27 | 1 | 1 | cs | TRUE
110 | LV_5411-1_0_6_line_110 | NAYY 4x150 SE | 105 | 106 | 0.0097931 | 0.208 | 0.08 | 261 | 0 | 0.27 | 1 | 3 | cs | TRUE
111 | LV_5411-1_0_6_line_111 | NAYY 4x150 SE | 105 | 107 | 0.0073583 | 0.208 | 0.08 | 261 | 0 | 0.27 | 1 | 3 | cs | TRUE
112 | LV_5411-1_0_6_line_112 | NAYY 4x150 SE | 106 | 108 | 0.00044782 | 0.208 | 0.08 | 261 | 0 | 0.27 | 1 | 3 | cs | TRUE
113 | LV_5411-1_0_6_line_113 | NAYY 4x150 SE | 107 | 109 | 0.019149 | 0.208 | 0.08 | 261 | 0 | 0.27 | 1 | 3 | cs | TRUE
114 | LV_5411-1_0_6_line_114 | NAYY 4x150 SE | 108 | 110 | 0.014817 | 0.208 | 0.08 | 261 | 0 | 0.27 | 1 | 3 | cs | TRUE
115 | LV_5411-1_0_6_line_115 | NAYY 4x150 SE | 109 | 111 | 0.056963 | 0.208 | 0.08 | 261 | 0 | 0.27 | 1 | 3 | cs | TRUE
116 | LV_5411-1_0_6_line_116 | NAYY 4x150 SE | 110 | 112 | 0.029882 | 0.208 | 0.08 | 261 | 0 | 0.27 | 1 | 3 | cs | TRUE
117 | LV_5411-1_0_6_line_117 | NAYY 4x150 SE | 111 | 113 | 0.038147 | 0.208 | 0.08 | 261 | 0 | 0.27 | 1 | 3 | cs | TRUE
118 | LV_5411-1_0_6_line_118 | NAYY 4x150 SE | 112 | 124 | 0.0036069 | 0.208 | 0.08 | 261 | 0 | 0.27 | 1 | 3 | cs | TRUE
119 | LV_5411-1_0_6_line_119 | NAYY 4x150 SE | 113 | 140 | 0.17172 | 0.208 | 0.08 | 261 | 0 | 0.27 | 1 | 3 | cs | TRUE
120 | LV_5411-1_0_6_line_120 | NAYY 4x150 SE | 114 | 115 | 0.0031234 | 0.208 | 0.08 | 261 | 0 | 0.27 | 1 | 1 | cs | TRUE
121 | LV_5411-1_0_6_line_121 | NAYY 4x150 SE | 114 | 116 | 0.028738 | 0.208 | 0.08 | 261 | 0 | 0.27 | 1 | 1 | cs | TRUE
122 | LV_5411-1_0_6_line_122 | NAYY 4x150 SE | 115 | 117 | 0.035395 | 0.208 | 0.08 | 261 | 0 | 0.27 | 1 | 1 | cs | TRUE
123 | LV_5411-1_0_6_line_123 | NAYY 4x150 SE | 116 | 118 | 0.030922 | 0.208 | 0.08 | 261 | 0 | 0.27 | 1 | 1 | cs | TRUE
124 | LV_5411-1_0_6_line_124 | NAYY 4x150 SE | 117 | 119 | 0.020043 | 0.208 | 0.08 | 261 | 0 | 0.27 | 1 | 1 | cs | TRUE
125 | LV_5411-1_0_6_line_125 | NAYY 4x150 SE | 118 | 120 | 0.032677 | 0.208 | 0.08 | 261 | 0 | 0.27 | 1 | 1 | cs | TRUE
126 | LV_5411-1_0_6_line_126 | NAYY 4x150 SE | 119 | 121 | 0.18299 | 0.208 | 0.08 | 261 | 0 | 0.27 | 1 | 1 | cs | TRUE
127 | LV_5411-1_0_6_line_127 | NAYY 4x150 SE | 120 | 122 | 0.10593 | 0.208 | 0.08 | 261 | 0 | 0.27 | 1 | 1 | cs | TRUE
128 | LV_5411-1_0_6_line_128 | NAYY 4x150 SE | 120 | 123 | 0.022182 | 0.208 | 0.08 | 261 | 0 | 0.27 | 1 | 1 | cs | TRUE
129 | LV_5411-1_0_6_line_129 | NAYY 4x150 SE | 121 | 159 | 0.022398 | 0.208 | 0.08 | 261 | 0 | 0.27 | 1 | 1 | cs | TRUE
130 | LV_5411-1_0_6_line_130 | NAYY 4x150 SE | 122 | 151 | 0.021801 | 0.208 | 0.08 | 261 | 0 | 0.27 | 1 | 1 | cs | TRUE
131 | LV_5411-1_0_6_line_131 | NAYY 4x150 SE | 123 | 152 | 0.10513 | 0.208 | 0.08 | 261 | 0 | 0.27 | 1 | 1 | cs | TRUE
132 | LV_5411-1_0_6_line_132 | NAYY 4x150 SE | 123 | 135 | 0.042664 | 0.208 | 0.08 | 261 | 0 | 0.27 | 1 | 1 | cs | TRUE
133 | LV_5411-1_0_6_line_133 | NAYY 4x150 SE | 124 | 125 | 0.042669 | 0.208 | 0.08 | 261 | 0 | 0.27 | 1 | 1 | cs | TRUE
134 | LV_5411-1_0_6_line_134 | NAYY 4x150 SE | 124 | 126 | 0.072202 | 0.208 | 0.08 | 261 | 0 | 0.27 | 1 | 3 | cs | TRUE
135 | LV_5411-1_0_6_line_135 | NAYY 4x150 SE | 125 | 136 | 0.092214 | 0.208 | 0.08 | 261 | 0 | 0.27 | 1 | 1 | cs | TRUE
136 | LV_5411-1_0_6_line_136 | NAYY 4x150 SE | 126 | 128 | 0.11947 | 0.208 | 0.08 | 261 | 0 | 0.27 | 1 | 3 | cs | TRUE
137 | LV_5411-1_0_6_line_137 | NAYY 4x150 SE | 127 | 128 | 0.068077 | 0.208 | 0.08 | 261 | 0 | 0.27 | 1 | 1 | cs | TRUE
138 | LV_5411-1_0_6_line_138 | NAYY 4x150 SE | 128 | 129 | 0.034826 | 0.208 | 0.08 | 261 | 0 | 0.27 | 1 | 3 | cs | TRUE
139 | LV_5411-1_0_6_line_139 | NAYY 4x150 SE | 129 | 130 | 0.040512 | 0.208 | 0.08 | 261 | 0 | 0.27 | 1 | 3 | cs | TRUE
140 | LV_5411-1_0_6_line_140 | NAYY 4x150 SE | 130 | 131 | 0.082624 | 0.208 | 0.08 | 261 | 0 | 0.27 | 1 | 3 | cs | TRUE
141 | LV_5411-1_0_6_line_141 | NAYY 4x150 SE | 131 | 132 | 0.027662 | 0.208 | 0.08 | 261 | 0 | 0.27 | 1 | 3 | cs | TRUE
142 | LV_5411-1_0_6_line_142 | NAYY 4x150 SE | 132 | 133 | 0.038597 | 0.208 | 0.08 | 261 | 0 | 0.27 | 1 | 1 | cs | TRUE
143 | LV_5411-1_0_6_line_143 | NAYY 4x150 SE | 132 | 134 | 0.019546 | 0.208 | 0.08 | 261 | 0 | 0.27 | 1 | 3 | cs | TRUE
144 | LV_5411-1_0_6_line_144 | NAYY 4x150 SE | 134 | 135 | 0.030049 | 0.208 | 0.08 | 261 | 0 | 0.27 | 1 | 2 | cs | TRUE
145 | LV_5411-1_0_6_line_145 | NAYY 4x150 SE | 137 | 138 | 0.02079 | 0.208 | 0.08 | 261 | 0 | 0.27 | 1 | 1 | cs | TRUE
146 | LV_5411-1_0_6_line_146 | NAYY 4x150 SE | 137 | 139 | 0.0058589 | 0.208 | 0.08 | 261 | 0 | 0.27 | 1 | 1 | cs | TRUE
147 | LV_5411-1_0_6_line_147 | NAYY 4x150 SE | 138 | 140 | 0.034575 | 0.208 | 0.08 | 261 | 0 | 0.27 | 1 | 3 | cs | TRUE
148 | LV_5411-1_0_6_line_148 | NAYY 4x150 SE | 138 | 141 | 0.0065725 | 0.208 | 0.08 | 261 | 0 | 0.27 | 1 | 3 | cs | TRUE
149 | LV_5411-1_0_6_line_149 | NAYY 4x150 SE | 139 | 142 | 0.014536 | 0.208 | 0.08 | 261 | 0 | 0.27 | 1 | 1 | cs | TRUE
150 | LV_5411-1_0_6_line_150 | NAYY 4x150 SE | 139 | 143 | 0.011618 | 0.208 | 0.08 | 261 | 0 | 0.27 | 1 | 1 | cs | TRUE
151 | LV_5411-1_0_6_line_151 | NAYY 4x150 SE | 140 | 144 | 0.05432 | 0.208 | 0.08 | 261 | 0 | 0.27 | 1 | 3 | cs | TRUE
152 | LV_5411-1_0_6_line_152 | NAYY 4x150 SE | 141 | 145 | 0.02245 | 0.208 | 0.08 | 261 | 0 | 0.27 | 1 | 3 | cs | TRUE
153 | LV_5411-1_0_6_line_153 | NAYY 4x150 SE | 142 | 146 | 0.097461 | 0.208 | 0.08 | 261 | 0 | 0.27 | 1 | 1 | cs | TRUE
154 | LV_5411-1_0_6_line_154 | NAYY 4x150 SE | 143 | 147 | 0.062246 | 0.208 | 0.08 | 261 | 0 | 0.27 | 1 | 1 | cs | TRUE
155 | LV_5411-1_0_6_line_155 | NAYY 4x150 SE | 145 | 148 | 0.01625 | 0.208 | 0.08 | 261 | 0 | 0.27 | 1 | 3 | cs | TRUE
156 | LV_5411-1_0_6_line_156 | NAYY 4x150 SE | 146 | 149 | 0.051133 | 0.208 | 0.08 | 261 | 0 | 0.27 | 1 | 1 | cs | TRUE
157 | LV_5411-1_0_6_line_157 | NAYY 4x150 SE | 147 | 150 | 0.020935 | 0.208 | 0.08 | 261 | 0 | 0.27 | 1 | 1 | cs | TRUE
158 | LV_5411-1_0_6_line_158 | NAYY 4x150 SE | 149 | 217 | 0.032216 | 0.208 | 0.08 | 261 | 0 | 0.27 | 1 | 1 | cs | TRUE
159 | LV_5411-1_0_6_line_159 | NAYY 4x150 SE | 150 | 219 | 0.024809 | 0.208 | 0.08 | 261 | 0 | 0.27 | 1 | 1 | cs | TRUE
160 | LV_5411-1_0_6_line_160 | NAYY 4x150 SE | 151 | 175 | 0.038508 | 0.208 | 0.08 | 261 | 0 | 0.27 | 1 | 1 | cs | TRUE
161 | LV_5411-1_0_6_line_161 | NAYY 4x150 SE | 152 | 153 | 0.15232 | 0.208 | 0.08 | 261 | 0 | 0.27 | 1 | 1 | cs | TRUE
162 | LV_5411-1_0_6_line_162 | NAYY 4x150 SE | 154 | 155 | 0.0058578 | 0.208 | 0.08 | 261 | 0 | 0.27 | 1 | 1 | cs | TRUE
163 | LV_5411-1_0_6_line_163 | NAYY 4x150 SE | 154 | 156 | 0.027136 | 0.208 | 0.08 | 261 | 0 | 0.27 | 1 | 1 | cs | TRUE
164 | LV_5411-1_0_6_line_164 | NAYY 4x150 SE | 154 | 157 | 0.25081 | 0.208 | 0.08 | 261 | 0 | 0.27 | 1 | 1 | cs | TRUE
165 | LV_5411-1_0_6_line_165 | NAYY 4x150 SE | 155 | 158 | 0.016341 | 0.208 | 0.08 | 261 | 0 | 0.27 | 1 | 1 | cs | TRUE
166 | LV_5411-1_0_6_line_166 | NAYY 4x150 SE | 156 | 159 | 0.13663 | 0.208 | 0.08 | 261 | 0 | 0.27 | 1 | 1 | cs | TRUE
167 | LV_5411-1_0_6_line_167 | NAYY 4x150 SE | 156 | 160 | 0.18776 | 0.208 | 0.08 | 261 | 0 | 0.27 | 1 | 1 | cs | TRUE
168 | LV_5411-1_0_6_line_168 | NAYY 4x150 SE | 157 | 163 | 0.047424 | 0.208 | 0.08 | 261 | 0 | 0.27 | 1 | 1 | cs | TRUE
169 | LV_5411-1_0_6_line_169 | NAYY 4x150 SE | 158 | 164 | 0.12815 | 0.208 | 0.08 | 261 | 0 | 0.27 | 1 | 1 | cs | TRUE
170 | LV_5411-1_0_6_line_170 | NAYY 4x150 SE | 159 | 165 | 0.010652 | 0.208 | 0.08 | 261 | 0 | 0.27 | 1 | 1 | cs | TRUE
171 | LV_5411-1_0_6_line_171 | NAYY 4x150 SE | 160 | 166 | 0.03424 | 0.208 | 0.08 | 261 | 0 | 0.27 | 1 | 1 | cs | TRUE
172 | LV_5411-1_0_6_line_172 | NAYY 4x150 SE | 161 | 162 | 0.052723 | 0.208 | 0.08 | 261 | 0 | 0.27 | 1 | 1 | cs | TRUE
173 | LV_5411-1_0_6_line_173 | NAYY 4x150 SE | 162 | 163 | 0.042056 | 0.208 | 0.08 | 261 | 0 | 0.27 | 1 | 1 | cs | TRUE
174 | LV_5411-1_0_6_line_174 | NAYY 4x150 SE | 164 | 167 | 0.11118 | 0.208 | 0.08 | 261 | 0 | 0.27 | 1 | 1 | cs | TRUE
175 | LV_5411-1_0_6_line_175 | NAYY 4x150 SE | 167 | 176 | 0.0093472 | 0.208 | 0.08 | 261 | 0 | 0.27 | 1 | 1 | cs | TRUE
176 | LV_5411-1_0_6_line_176 | NAYY 4x150 SE | 168 | 169 | 0.012123 | 0.208 | 0.08 | 261 | 0 | 0.27 | 1 | 1 | cs | TRUE
177 | LV_5411-1_0_6_line_177 | NAYY 4x150 SE | 168 | 170 | 0.013114 | 0.208 | 0.08 | 261 | 0 | 0.27 | 1 | 1 | cs | TRUE
178 | LV_5411-1_0_6_line_178 | NAYY 4x150 SE | 169 | 171 | 0.00060183 | 0.208 | 0.08 | 261 | 0 | 0.27 | 1 | 1 | cs | TRUE
179 | LV_5411-1_0_6_line_179 | NAYY 4x150 SE | 170 | 172 | 0.016484 | 0.208 | 0.08 | 261 | 0 | 0.27 | 1 | 1 | cs | TRUE
180 | LV_5411-1_0_6_line_180 | NAYY 4x150 SE | 171 | 173 | 0.014466 | 0.208 | 0.08 | 261 | 0 | 0.27 | 1 | 1 | cs | TRUE
181 | LV_5411-1_0_6_line_181 | NAYY 4x150 SE | 173 | 174 | 0.012982 | 0.208 | 0.08 | 261 | 0 | 0.27 | 1 | 1 | cs | TRUE
182 | LV_5411-1_0_6_line_182 | NAYY 4x150 SE | 174 | 176 | 0.016117 | 0.208 | 0.08 | 261 | 0 | 0.27 | 1 | 1 | cs | TRUE
183 | LV_5411-1_0_6_line_183 | NAYY 4x150 SE | 174 | 177 | 0.027398 | 0.208 | 0.08 | 261 | 0 | 0.27 | 1 | 1 | cs | TRUE
184 | LV_5411-1_0_6_line_184 | NAYY 4x150 SE | 175 | 212 | 0.027634 | 0.208 | 0.08 | 261 | 0 | 0.27 | 1 | 1 | cs | TRUE
185 | LV_5411-1_0_6_line_185 | NAYY 4x150 SE | 176 | 178 | 0.055244 | 0.208 | 0.08 | 261 | 0 | 0.27 | 1 | 1 | cs | TRUE
186 | LV_5411-1_0_6_line_186 | NAYY 4x150 SE | 179 | 180 | 0.003659 | 0.208 | 0.08 | 261 | 0 | 0.27 | 1 | 1 | cs | TRUE
187 | LV_5411-1_0_6_line_187 | NAYY 4x150 SE | 180 | 181 | 0.0088724 | 0.208 | 0.08 | 261 | 0 | 0.27 | 1 | 1 | cs | TRUE
188 | LV_5411-1_0_6_line_188 | NAYY 4x150 SE | 181 | 184 | 0.0048597 | 0.208 | 0.08 | 261 | 0 | 0.27 | 1 | 1 | cs | TRUE
189 | LV_5411-1_0_6_line_189 | NAYY 4x150 SE | 182 | 183 | 0.15567 | 0.208 | 0.08 | 261 | 0 | 0.27 | 1 | 1 | cs | TRUE
190 | LV_5411-1_0_6_line_190 | NAYY 4x150 SE | 183 | 211 | 0.17985 | 0.208 | 0.08 | 261 | 0 | 0.27 | 1 | 1 | cs | TRUE
191 | LV_5411-1_0_6_line_191 | NAYY 4x150 SE | 184 | 185 | 0.010671 | 0.208 | 0.08 | 261 | 0 | 0.27 | 1 | 1 | cs | TRUE
192 | LV_5411-1_0_6_line_192 | NAYY 4x150 SE | 185 | 187 | 0.031228 | 0.208 | 0.08 | 261 | 0 | 0.27 | 1 | 1 | cs | TRUE
193 | LV_5411-1_0_6_line_193 | NAYY 4x150 SE | 186 | 187 | 0.023099 | 0.208 | 0.08 | 261 | 0 | 0.27 | 1 | 1 | cs | TRUE
194 | LV_5411-1_0_6_line_194 | NAYY 4x150 SE | 187 | 188 | 0.074766 | 0.208 | 0.08 | 261 | 0 | 0.27 | 1 | 1 | cs | TRUE
195 | LV_5411-1_0_6_line_195 | NAYY 4x150 SE | 188 | 192 | 0.074065 | 0.208 | 0.08 | 261 | 0 | 0.27 | 1 | 1 | cs | TRUE
196 | LV_5411-1_0_6_line_196 | NAYY 4x150 SE | 189 | 190 | 0.032769 | 0.208 | 0.08 | 261 | 0 | 0.27 | 1 | 1 | cs | TRUE
197 | LV_5411-1_0_6_line_197 | NAYY 4x150 SE | 189 | 191 | 0.034886 | 0.208 | 0.08 | 261 | 0 | 0.27 | 1 | 1 | cs | TRUE
198 | LV_5411-1_0_6_line_198 | NAYY 4x150 SE | 190 | 192 | 0.11131 | 0.208 | 0.08 | 261 | 0 | 0.27 | 1 | 1 | cs | TRUE
199 | LV_5411-1_0_6_line_199 | NAYY 4x150 SE | 192 | 193 | 0.18534 | 0.208 | 0.08 | 261 | 0 | 0.27 | 1 | 1 | cs | TRUE
200 | LV_5411-1_0_6_line_200 | NAYY 4x150 SE | 194 | 195 | 0.057018 | 0.208 | 0.08 | 261 | 0 | 0.27 | 1 | 1 | cs | TRUE
201 | LV_5411-1_0_6_line_201 | NAYY 4x150 SE | 195 | 196 | 0.018496 | 0.208 | 0.08 | 261 | 0 | 0.27 | 1 | 3 | cs | TRUE
202 | LV_5411-1_0_6_line_202 | NAYY 4x150 SE | 195 | 197 | 0.018718 | 0.208 | 0.08 | 261 | 0 | 0.27 | 1 | 3 | cs | TRUE
203 | LV_5411-1_0_6_line_203 | NAYY 4x150 SE | 196 | 198 | 0.021709 | 0.208 | 0.08 | 261 | 0 | 0.27 | 1 | 3 | cs | TRUE
204 | LV_5411-1_0_6_line_204 | NAYY 4x150 SE | 198 | 200 | 0.005735 | 0.208 | 0.08 | 261 | 0 | 0.27 | 1 | 3 | cs | TRUE
205 | LV_5411-1_0_6_line_205 | NAYY 4x150 SE | 199 | 201 | 0.043458 | 0.208 | 0.08 | 261 | 0 | 0.27 | 1 | 3 | cs | TRUE
206 | LV_5411-1_0_6_line_206 | NAYY 4x150 SE | 200 | 201 | 0.052687 | 0.208 | 0.08 | 261 | 0 | 0.27 | 1 | 3 | cs | TRUE
207 | LV_5411-1_0_6_line_207 | NAYY 4x150 SE | 202 | 204 | 0.022085 | 0.208 | 0.08 | 261 | 0 | 0.27 | 1 | 1 | cs | TRUE
208 | LV_5411-1_0_6_line_208 | NAYY 4x150 SE | 202 | 205 | 0.014134 | 0.208 | 0.08 | 261 | 0 | 0.27 | 1 | 1 | cs | TRUE
209 | LV_5411-1_0_6_line_209 | NAYY 4x150 SE | 203 | 206 | 0.0043212 | 0.208 | 0.08 | 261 | 0 | 0.27 | 1 | 1 | cs | TRUE
210 | LV_5411-1_0_6_line_210 | NAYY 4x150 SE | 204 | 207 | 0.0042387 | 0.208 | 0.08 | 261 | 0 | 0.27 | 1 | 1 | cs | TRUE
211 | LV_5411-1_0_6_line_211 | NAYY 4x150 SE | 207 | 208 | 0.049474 | 0.208 | 0.08 | 261 | 0 | 0.27 | 1 | 1 | cs | TRUE
212 | LV_5411-1_0_6_line_212 | NAYY 4x150 SE | 208 | 209 | 0.016096 | 0.208 | 0.08 | 261 | 0 | 0.27 | 1 | 1 | cs | TRUE
213 | LV_5411-1_0_6_line_213 | NAYY 4x150 SE | 209 | 210 | 0.058052 | 0.208 | 0.08 | 261 | 0 | 0.27 | 1 | 1 | cs | TRUE
214 | LV_5411-1_0_6_line_214 | NAYY 4x150 SE | 211 | 212 | 0.10093 | 0.208 | 0.08 | 261 | 0 | 0.27 | 1 | 1 | cs | TRUE
215 | LV_5411-1_0_6_line_215 | NAYY 4x150 SE | 213 | 214 | 0.0038761 | 0.208 | 0.08 | 261 | 0 | 0.27 | 1 | 1 | cs | TRUE
216 | LV_5411-1_0_6_line_216 | NAYY 4x150 SE | 214 | 215 | 0.014827 | 0.208 | 0.08 | 261 | 0 | 0.27 | 1 | 1 | cs | TRUE
217 | LV_5411-1_0_6_line_217 | NAYY 4x150 SE | 215 | 218 | 0.0041974 | 0.208 | 0.08 | 261 | 0 | 0.27 | 1 | 1 | cs | TRUE
218 | LV_5411-1_0_6_line_218 | NAYY 4x150 SE | 216 | 222 | 0.0068859 | 0.208 | 0.08 | 261 | 0 | 0.27 | 1 | 1 | cs | TRUE
219 | LV_5411-1_0_6_line_219 | NAYY 4x150 SE | 217 | 218 | 0.017881 | 0.208 | 0.08 | 261 | 0 | 0.27 | 1 | 1 | cs | TRUE
220 | LV_5411-1_0_6_line_220 | NAYY 4x150 SE | 219 | 220 | 0.041386 | 0.208 | 0.08 | 261 | 0 | 0.27 | 1 | 1 | cs | TRUE
221 | LV_5411-1_0_6_line_221 | NAYY 4x150 SE | 221 | 222 | 0.074056 | 0.208 | 0.08 | 261 | 0 | 0.27 | 1 | 1 | cs | TRUE

## trafo
| name | std_type | hv_bus | lv_bus | sn_mva | vn_hv_kv | vn_lv_kv | vk_percent | vkr_percent | pfe_kw | i0_percent | shift_degree | tap_side | tap_neutral | tap_min | tap_max | tap_step_percent | tap_step_degree | tap_pos | tap_phase_shifter | parallel | df | in_service
0 | LV_5411-1_0_6_trafo_335 | 0.25 MVA 20/0.4 kV | 223 | 79 | 0.25 | 20 | 0.4 | 6 | 1.44 | 0.8 | 0.32 | 150 | hv | 0 | -2 | 2 | 2.5 | 0 | 0 | FALSE | 1 | 1 | TRUE

## line_geodata
| x0 | y0 | x1 | y1 | x2 | y2 | x3 | y3 | x4 | y4 | x5 | y5 | x6 | y6 | x7 | y7 | x8 | y8 | x9 | y9 | x10 | y10 | x11 | y11 | x12 | y12 | x13 | y13 | x14 | y14 | x15 | y15 | x16 | y16 | x17 | y17 | x18 | y18 | x19 | y19 | x20 | y20 | x21 | y21 | x22 | y22 | x23 | y23 | x24 | y24 | x25 | y25
0 | 2576374.1298 | 1133640.929 | 2576373.417 | 1133640.9413
1 | 2576374.1298 | 1133640.929 | 2576393.8029 | 1133640.5889
2 | 2576353.7678 | 1133641.281 | 2576373.417 | 1133640.9413
3 | 2576393.8029 | 1133640.5889 | 2576404.1738 | 1133640.4097
4 | 2576333.9404 | 1133641.6238 | 2576353.7678 | 1133641.281
5 | 2576410.0956 | 1133640.3073 | 2576404.1738 | 1133640.4097
6 | 2576332.789 | 1133641.6437 | 2576333.9404 | 1133641.6238
7 | 2576439.2692 | 1133636.4122 | 2576418.4933 | 1133640.1621 | 2576410.0956 | 1133640.3073
8 | 2576332.789 | 1133641.6437 | 2576320.277 | 1133642.0666
9 | 2576439.2692 | 1133636.4122 | 2576436.5105 | 1133623.8502 | 2576437.1282 | 1133610.5857 | 2576435.5055 | 1133601.1318 | 2576431.5092 | 1133596.2056
10 | 2576439.2692 | 1133636.4122 | 2576445.0918 | 1133637.2899 | 2576451.4166 | 1133636.676 | 2576498.955 | 1133632.5993 | 2576522.8632 | 1133636.5968 | 2576543.0532 | 1133644.4331
11 | 2576353.3276 | 1132960.56 | 2576301.0792 | 1132989.7465
12 | 2576516.3878 | 1132937.9438 | 2576497.0908 | 1132942.5437 | 2576477.2838 | 1132944.6554 | 2576444.0032 | 1132952.2337 | 2576419.2078 | 1132962.2024 | 2576383.9639 | 1132963.8191 | 2576353.3276 | 1132960.56
13 | 2576516.3878 | 1132937.9438 | 2576474.4943 | 1132798.0544
14 | 2576516.3878 | 1132937.9438 | 2576531.7784 | 1133117.0202
15 | 2576516.3878 | 1132937.9438 | 2576527.7868 | 1132951.2059 | 2576536.2039 | 1132957.8875 | 2576544.5485 | 1132961.7569 | 2576557.6266 | 1132961.4614 | 2576571.2181 | 1132958.5737 | 2576599.4683 | 1132952.0495 | 2576625.1947 | 1132941.8668 | 2576647.9919 | 1132928.6606 | 2576655.5997 | 1132929.1536 | 2576658.7939 | 1132933.3586
16 | 2576647.8294 | 1133537.3172 | 2576531.7784 | 1133117.0202
17 | 2576670.6147 | 1132947.9158 | 2576663.6237 | 1132939.7166 | 2576658.7939 | 1132933.3586
18 | 2576806.8953 | 1133053.4079 | 2576801.8332 | 1133060.2419 | 2576797.8259 | 1133073.097
19 | 2576806.8953 | 1133053.4079 | 2576810.8929 | 1133048.0231 | 2576818.2512 | 1133043.7482 | 2576823.9505 | 1133040.4358 | 2576835.7464 | 1133037.0665 | 2576847.1218 | 1133028.4296 | 2576863.7644 | 1133000.2072 | 2576886.425 | 1132971.4171
20 | 2576806.8953 | 1133053.4079 | 2576670.6147 | 1132947.9158
21 | 2577331.1382 | 1132915.1203 | 2577334.5963 | 1132915.5297 | 2577337.3499 | 1132914.8968 | 2577340.565 | 1132914.1621 | 2577343.5161 | 1132912.817 | 2577362.6949 | 1132901.1836 | 2577376.4218 | 1132893.2766
22 | 2577317.2975 | 1132945.9654 | 2577323.6663 | 1132932.2791 | 2577331.1382 | 1132915.1203
23 | 2577291.0918 | 1133029.3276 | 2577308.3119 | 1133012.8434 | 2577316.9222 | 1133001.5943 | 2577318.6641 | 1132996.0294 | 2577318.3181 | 1132990.0166 | 2577315.1549 | 1132971.8307 | 2577315.0167 | 1132963.7717 | 2577317.2975 | 1132945.9654
24 | 2577317.2975 | 1132945.9654 | 2577307.114 | 1132954.4636 | 2577266.9665 | 1132967.6086
25 | 2577291.0918 | 1133029.3276 | 2577187.5961 | 1133118.1183 | 2577175.6614 | 1133144.6516
26 | 2577266.9665 | 1132967.6086 | 2577248.1032 | 1132973.7847 | 2577247.3699 | 1132973.8617
27 | 2577115.2899 | 1133249.98 | 2577153.2909 | 1133194.386 | 2577175.6614 | 1133144.6516
28 | 2577222.7933 | 1132976.4411 | 2577247.3699 | 1132973.8617
29 | 2576886.425 | 1132971.4171 | 2576890.7019 | 1132970.0711
30 | 2576647.8294 | 1133537.3172 | 2576646.9172 | 1133541.5693
31 | 2577197.0759 | 1132974.8561 | 2577211.9515 | 1132977.5789 | 2577222.7933 | 1132976.4411
32 | 2577197.0759 | 1132974.8561 | 2577179.7557 | 1132980.374
33 | 2577197.0759 | 1132974.8561 | 2577176.8489 | 1132965.7283 | 2577144.2548 | 1132965.752 | 2577132.8403 | 1132966.2511 | 2577116.2959 | 1132963.9796 | 2577096.8166 | 1132953.1483 | 2577085.4987 | 1132934.5489 | 2577085.4351 | 1132913.0804
34 | 2577103.5478 | 1133020.656 | 2577150.7121 | 1133007.9261 | 2577156.2374 | 1133003.3584 | 2577162.6713 | 1132990.7055 | 2577172.0024 | 1132982.844 | 2577179.7557 | 1132980.374
35 | 2576960.576 | 1132969.8987 | 2577002.692 | 1132975.7072 | 2577011.9877 | 1132982.7863 | 2577032.0622 | 1133000.3183 | 2577061.7667 | 1133011.7218 | 2577088.9847 | 1133019.1218 | 2577103.5478 | 1133020.656
36 | 2576960.576 | 1132969.8987 | 2576959.5813 | 1132969.4801 | 2576952.318 | 1132966.462 | 2576942.0442 | 1132963.2998 | 2576929.4228 | 1132960.2355 | 2576912.8518 | 1132963.1004 | 2576905.2292 | 1132965.4993
37 | 2577056.3825 | 1133243.0231 | 2577115.2899 | 1133249.98
38 | 2577115.2899 | 1133249.98 | 2577125.7119 | 1133256.8948
39 | 2577183.4285 | 1133287.8178 | 2577182.4151 | 1133316.9471
40 | 2577130.3537 | 1133369.2371 | 2577182.4151 | 1133316.9471
41 | 2577183.4285 | 1133287.8178 | 2577214.7337 | 1133299.5605 | 2577264.9029 | 1133268.4098
42 | 2577183.4285 | 1133287.8178 | 2577158.1054 | 1133278.387 | 2577125.7119 | 1133256.8948
43 | 2576554.8442 | 1133644.3313 | 2576561.8341 | 1133644.271 | 2576572.3637 | 1133642.1956 | 2576574.8691 | 1133641.5958
44 | 2576543.0532 | 1133644.4331 | 2576554.8442 | 1133644.3313
45 | 2576607.0392 | 1133612.2237 | 2576603.0642 | 1133615.3963 | 2576592.1753 | 1133629.968 | 2576588.8411 | 1133635.606 | 2576586.7334 | 1133637.9154 | 2576581.2381 | 1133640.0711 | 2576574.8691 | 1133641.5958
46 | 2576542.6758 | 1133749.0084 | 2576546.8852 | 1133721.1116 | 2576546.9576 | 1133672.5651 | 2576544.5158 | 1133658.2898 | 2576543.0532 | 1133644.4331
47 | 2576607.0392 | 1133612.2237 | 2576606.5067 | 1133609.9024 | 2576620.2896 | 1133591.273 | 2576647.2108 | 1133582.2196 | 2576642.6428 | 1133561.4937 | 2576646.9172 | 1133541.5693
48 | 2576607.0392 | 1133612.2237 | 2576609.0726 | 1133610.5928 | 2576611.1133 | 1133609.5505
49 | 2576542.6758 | 1133749.0084 | 2576530.7327 | 1133769.4984 | 2576511.2499 | 1133778.3902
50 | 2576691.2905 | 1133629.8323 | 2576685.7171 | 1133628.8711 | 2576666.6107 | 1133624.4985 | 2576648.7267 | 1133617.7757 | 2576631.6235 | 1133609.9493 | 2576621.451 | 1133606.8762 | 2576615.8713 | 1133607.1202 | 2576611.1133 | 1133609.5505
51 | 2576511.2499 | 1133778.3902 | 2576495.474 | 1133785.5902
52 | 2576359.1784 | 1133562.034 | 2576396.6364 | 1133576.3385 | 2576398.633 | 1133577.0977 | 2576416.2509 | 1133584.5434 | 2576421.1051 | 1133587.7482 | 2576428.7453 | 1133592.7986 | 2576431.5092 | 1133596.2056
53 | 2576623.0148 | 1133791.4168 | 2576623.1696 | 1133795.6071 | 2576633.9687 | 1133811.4619 | 2576640.9554 | 1133822.7626 | 2576647.928 | 1133830.4393
54 | 2576520.0157 | 1133822.0995 | 2576526.7572 | 1133811.9348 | 2576553.9598 | 1133798.3443 | 2576574.8171 | 1133795.8619 | 2576587.9976 | 1133794.6434 | 2576623.0148 | 1133791.4168
55 | 2576445.4008 | 1133828.2607 | 2576451.7171 | 1133823.567 | 2576457.5688 | 1133820.098 | 2576477.1664 | 1133808.4823 | 2576503.9633 | 1133801.4075 | 2576520.0157 | 1133822.0995
56 | 2576520.0157 | 1133822.0995 | 2576520.6251 | 1133830.9052
57 | 2576445.4008 | 1133828.2607 | 2576440.5796 | 1133821.6541 | 2576442.4312 | 1133814.8991 | 2576450.2484 | 1133806.2309 | 2576495.474 | 1133785.5902
58 | 2576445.4008 | 1133828.2607 | 2576444.5236 | 1133828.9137
59 | 2576520.6251 | 1133830.9052 | 2576520.9456 | 1133835.5358 | 2576522.7601 | 1133844.2535
60 | 2576444.5236 | 1133828.9137 | 2576437.2041 | 1133834.3625 | 2576429.2154 | 1133840.3242
61 | 2576359.1784 | 1133562.034 | 2576361.9591 | 1133544.0005
62 | 2576359.1784 | 1133562.034 | 2576339.0766 | 1133553.2753
63 | 2576905.2292 | 1132965.4993 | 2576890.7019 | 1132970.0711
64 | 2576792.1948 | 1133969.8723 | 2576794.9597 | 1133972.4741 | 2576802.0552 | 1133980.195 | 2576805.667 | 1133983.158
65 | 2576792.1948 | 1133969.8723 | 2576788.8183 | 1133966.6949 | 2576783.7472 | 1133963.0126
66 | 2576844.3723 | 1134012.0259 | 2576819.737 | 1133994.7007 | 2576805.667 | 1133983.158
67 | 2576783.7472 | 1133963.0126 | 2576783.7472 | 1133963.0126 | 2576779.679 | 1133961.9167 | 2576776.033 | 1133962.5199 | 2576772.1628 | 1133964.8805 | 2576770.527 | 1133967.8216 | 2576762.7335 | 1133976.7005 | 2576759.1034 | 1133981.4168 | 2576752.3635 | 1133988.0684 | 2576748.2543 | 1133990.3076 | 2576744.3693 | 1133990.7895 | 2576740.891 | 1133988.9909 | 2576738.2899 | 1133985.1324 | 2576737.5077 | 1133979.9106 | 2576736.7799 | 1133974.8109 | 2576734.6743 | 1133963.7358 | 2576733.4665 | 1133955.9366 | 2576733.8622 | 1133950.777 | 2576735.9614 | 1133946.2556 | 2576739.7611 | 1133939.6154 | 2576743.6269 | 1133934.1422 | 2576744.3167 | 1133933.3549
68 | 2576810.7178 | 1134106.9004 | 2576810.6766 | 1134096.219 | 2576812.3815 | 1134081.2606 | 2576815.6237 | 1134065.7627 | 2576818.5798 | 1134055.902 | 2576821.6107 | 1134047.5084 | 2576825.3511 | 1134041.4466 | 2576828.6293 | 1134037.2763 | 2576831.3886 | 1134034.2642 | 2576841.0651 | 1134026.6677 | 2576846.4632 | 1134023.3564 | 2576849.3412 | 1134021.1776 | 2576850.0321 | 1134018.7181 | 2576849.6754 | 1134016.0182 | 2576847.3745 | 1134014.1372 | 2576844.3723 | 1134012.0259
69 | 2576740.0383 | 1133907.8097 | 2576745.7689 | 1133910.8446 | 2576751.7225 | 1133913.812 | 2576754.6727 | 1133916.3907 | 2576756.5037 | 1133918.1401 | 2576756.7502 | 1133920.1846 | 2576755.2278 | 1133922.6028 | 2576747.9566 | 1133929.2008 | 2576744.3167 | 1133933.3549
70 | 2576841.1963 | 1134162.4082 | 2576835.8805 | 1134163.3995 | 2576828.9937 | 1134161.8364 | 2576822.8656 | 1134159.4588 | 2576818.3175 | 1134155.6077 | 2576814.1787 | 1134150.1655 | 2576812.5763 | 1134145.7695 | 2576811.4923 | 1134140.0931 | 2576811.7442 | 1134129.5869 | 2576810.7497 | 1134115.1725 | 2576810.7178 | 1134106.9004
71 | 2576740.0383 | 1133907.8097 | 2576729.6675 | 1133905.0484 | 2576723.8008 | 1133904.6598 | 2576714.1513 | 1133905.3197 | 2576707.6903 | 1133906.5827
72 | 2576740.0383 | 1133907.8097 | 2576744.0967 | 1133907.0413
73 | 2576876.7959 | 1134141.3091 | 2576874.8635 | 1134141.1942 | 2576871.8138 | 1134142.7289 | 2576868.1704 | 1134143.9769 | 2576859.0727 | 1134149.937 | 2576850.3375 | 1134158.0635 | 2576842.941 | 1134162.0828 | 2576841.1963 | 1134162.4082
74 | 2576669.8474 | 1133914.4895 | 2576671.6697 | 1133914.7666 | 2576678.1253 | 1133916.1979 | 2576682.0735 | 1133916.0936 | 2576689.9985 | 1133913.3616 | 2576695.907 | 1133910.6485 | 2576702.7222 | 1133907.5539 | 2576707.6903 | 1133906.5827
75 | 2576876.7959 | 1134141.3091 | 2576877.6889 | 1134141.3612 | 2576881.4586 | 1134142.9253 | 2576891.4754 | 1134145.8216 | 2576902.1904 | 1134148.126 | 2576912.847 | 1134149.2635 | 2576919.2607 | 1134149.8836 | 2576927.6226 | 1134150.7298 | 2576937.5673 | 1134150.8695 | 2576940.1458 | 1134150.8929
76 | 2576876.7959 | 1134141.3091 | 2576878.5032 | 1134136.967 | 2576881.4366 | 1134133.2095 | 2576885.5225 | 1134128.925 | 2576885.8954 | 1134128.5713
77 | 2577438.6174 | 1134298.6772 | 2577446.174 | 1134296.925 | 2577492.4284 | 1134306.79 | 2577510.7513 | 1134305.7607
78 | 2577398.1742 | 1134308.055 | 2577438.6174 | 1134298.6772
79 | 2577457.0483 | 1133986.5979 | 2577438.6174 | 1134298.6772
80 | 2577351.7679 | 1134468.7653 | 2577398.1742 | 1134308.055
81 | 2577370.0751 | 1133872.8741 | 2577457.0483 | 1133986.5979
82 | 2577351.7679 | 1134468.7653 | 2577360.3371 | 1134477.9122
83 | 2577351.7679 | 1134468.7653 | 2577176.0569 | 1134538.2069
84 | 2577360.3371 | 1134477.9122 | 2577363.5147 | 1134481.3041 | 2577367.5058 | 1134518.1
85 | 2577176.0569 | 1134538.2069 | 2577179.6656 | 1134527.8325 | 2577179.3776 | 1134498.597 | 2577186.364 | 1134457.5169 | 2577175.9101 | 1134422.4503 | 2577182.4986 | 1134398.2134
86 | 2577370.0751 | 1133872.8741 | 2577380.2169 | 1133924.5087
87 | 2576637.7737 | 1133909.9052 | 2576641.1503 | 1133910.6163 | 2576651.3931 | 1133912.1106 | 2576660.2637 | 1133913.0322 | 2576669.8474 | 1133914.4895
88 | 2576608.849 | 1133905.0526 | 2576619.0619 | 1133905.1994 | 2576623.4982 | 1133905.9047 | 2576625.733 | 1133906.5964 | 2576631.9757 | 1133908.6843 | 2576637.7737 | 1133909.9052
89 | 2577007.0253 | 1133948.4633 | 2577000.4426 | 1133949.8186 | 2576993.3973 | 1133949.1452 | 2576991.2694 | 1133948.2772
90 | 2577044.7196 | 1133938.7885 | 2577040.0635 | 1133938.9508 | 2577018.8748 | 1133945.2681 | 2577010.1254 | 1133947.825 | 2577007.0253 | 1133948.4633
91 | 2577109.8091 | 1133893.3071 | 2577105.2402 | 1133936.7261
92 | 2577189.5671 | 1133855.1076 | 2577189.3489 | 1133858.4657 | 2577189.3795 | 1133866.5251 | 2577190.4295 | 1133873.4579 | 2577191.5996 | 1133881.6352 | 2577192.3075 | 1133887.6466 | 2577191.9847 | 1133891.8499 | 2577188.4669 | 1133895.843 | 2577183.5752 | 1133898.8186 | 2577168.2029 | 1133902.512 | 2577162.3854 | 1133902.8787 | 2577151.2245 | 1133904.8443 | 2577144.8425 | 1133904.535 | 2577136.2813 | 1133901.9552 | 2577127.841 | 1133898.7968 | 2577119.0494 | 1133896.3401 | 2577109.8091 | 1133893.3071
93 | 2577105.2402 | 1133936.7261 | 2577101.4891 | 1133936.5263
94 | 2577189.5671 | 1133855.1076 | 2577193.9924 | 1133854.9686 | 2577266.3303 | 1133853.1384 | 2577270.0707 | 1133853.0465 | 2577273.6541 | 1133852.9597
95 | 2577087.3827 | 1133936.447 | 2577067.4304 | 1133938.0127 | 2577044.7196 | 1133938.7885
96 | 2577044.7196 | 1133938.7885 | 2577045.2554 | 1133954.1385
97 | 2576914.6014 | 1134099.0097 | 2576908.1032 | 1134104.4596 | 2576897.8768 | 1134115.1708 | 2576890.3232 | 1134124.371 | 2576885.8954 | 1134128.5713
98 | 2576953.9985 | 1134132.4641 | 2576949.637 | 1134135.1488 | 2576946.707 | 1134139.7846 | 2576943.1599 | 1134146.1124 | 2576940.4078 | 1134148.9688 | 2576940.1458 | 1134150.8929
99 | 2576940.1458 | 1134150.8929 | 2576945.5645 | 1134150.95 | 2576953.5723 | 1134151.7975 | 2576960.9884 | 1134152.8919 | 2576966.8196 | 1134154.1591 | 2576973.1792 | 1134156.7138 | 2576976.1353 | 1134158.8702 | 2576980.2727 | 1134162.0004 | 2576984.1072 | 1134164.4313 | 2576987.2769 | 1134166.0756 | 2576991.8527 | 1134167.1364 | 2576999.7609 | 1134168.0955 | 2577010.2064 | 1134168.3891 | 2577015.5331 | 1134168.5355 | 2577018.8593 | 1134168.8563 | 2577021.2016 | 1134169.5143 | 2577023.67 | 1134170.9501 | 2577025.0732 | 1134173.5904 | 2577025.1434 | 1134175.8468 | 2577023.4489 | 1134179.5663 | 2577019.2404 | 1134183.9956 | 2577015.4094 | 1134188.5347 | 2577012.02 | 1134193.8392 | 2577007.6217 | 1134198.9474 | 2577001.1973 | 1134203.5631 | 2576996.1486 | 1134206.9327
100 | 2576996.1486 | 1134206.9327 | 2576995.2168 | 1134207.5546 | 2576989.6705 | 1134210.3438 | 2576983.2476 | 1134213.3254 | 2576974.6754 | 1134217.8271 | 2576971.7139 | 1134219.4771
101 | 2576956.5223 | 1134229.7147 | 2576958.6203 | 1134227.8935 | 2576964.7909 | 1134223.3343 | 2576971.7139 | 1134219.4771
102 | 2576971.7139 | 1134219.4771 | 2577023.5116 | 1134291.4823
103 | 2577023.5116 | 1134291.4823 | 2577036.8638 | 1134280.2647 | 2577055.1187 | 1134273.892 | 2577058.7847 | 1134273.1072
104 | 2577086.1361 | 1134282.2144 | 2577083.1506 | 1134280.2216 | 2577078.6304 | 1134277.582 | 2577068.753 | 1134272.8395 | 2577062.3091 | 1134272.3527 | 2577058.7847 | 1134273.1072
105 | 2577086.1361 | 1134282.2144 | 2577182.4986 | 1134398.2134
106 | 2576268.6278 | 1133646.3923 | 2576274.7525 | 1133649.8429 | 2576282.2212 | 1133650.4026 | 2576291.7552 | 1133647.697 | 2576309.3383 | 1133642.4363 | 2576309.3383 | 1133642.4363
107 | 2576320.277 | 1133642.0666 | 2576309.3383 | 1133642.4363
108 | 2576339.0766 | 1133553.2753 | 2576330.7771 | 1133540.9119
109 | 2576323.7924 | 1133529.5435 | 2576330.6214 | 1133540.6801 | 2576330.7771 | 1133540.9119
110 | 2576327.9278 | 1134034.0066 | 2576335.3002 | 1134029.5475 | 2576336.3075 | 1134028.9386
111 | 2576342.6045 | 1134025.1319 | 2576336.3075 | 1134028.9386
112 | 2576327.9278 | 1134034.0066 | 2576327.5446 | 1134034.2384
113 | 2576342.6045 | 1134025.1319 | 2576358.9915 | 1134015.2255
114 | 2576327.5446 | 1134034.2384 | 2576326.9382 | 1134034.6051 | 2576316.1606 | 1134043.7099
115 | 2576407.7387 | 1133985.7563 | 2576358.9915 | 1134015.2255
116 | 2576316.1606 | 1134043.7099 | 2576304.9522 | 1134053.1786 | 2576296.4537 | 1134065.792
117 | 2576407.7387 | 1133985.7563 | 2576427.068 | 1133974.0712 | 2576442.0904 | 1133970.0147
118 | 2576294.4382 | 1134068.7833 | 2576296.4537 | 1134065.792
119 | 2576554.5342 | 1133904.2722 | 2576563.5358 | 1133909.184 | 2576570.3492 | 1133915.5272 | 2576572.9653 | 1133921.2199 | 2576572.4819 | 1133925.5461 | 2576567.1318 | 1133931.3142 | 2576487.7411 | 1133967.7085 | 2576458.8997 | 1133965.4757 | 2576442.0904 | 1133970.0147
120 | 2576441.6415 | 1134299.3292 | 2576438.6615 | 1134300.2645
121 | 2576441.6415 | 1134299.3292 | 2576469.061 | 1134290.7234
122 | 2576406.1607 | 1134314.191 | 2576432.9941 | 1134302.0432 | 2576438.6615 | 1134300.2645
123 | 2576469.061 | 1134290.7234 | 2576476.7874 | 1134288.2984 | 2576496.7035 | 1134277.1498
124 | 2576406.1607 | 1134314.191 | 2576394.3032 | 1134319.559 | 2576387.3648 | 1134320.671
125 | 2576524.8209 | 1134260.5527 | 2576518.3041 | 1134265.0582 | 2576496.7035 | 1134277.1498
126 | 2576407.1661 | 1134502.5878 | 2576387.3648 | 1134320.671
127 | 2576524.8209 | 1134260.5527 | 2576533.5693 | 1134269.7343 | 2576599.6237 | 1134276.3581 | 2576605.3403 | 1134277.8255 | 2576609.2802 | 1134279.6222 | 2576612.135 | 1134281.4342 | 2576623.3644 | 1134288.4676
128 | 2576524.8209 | 1134260.5527 | 2576525.5322 | 1134243.6194 | 2576525.127 | 1134238.4073
129 | 2576409.2238 | 1134524.8908 | 2576407.1661 | 1134502.5878
130 | 2576642.0836 | 1134299.6269 | 2576634.7485 | 1134295.5978 | 2576623.3644 | 1134288.4676
131 | 2576525.127 | 1134238.4073 | 2576531.7993 | 1134234.2792 | 2576533.9462 | 1134232.2032 | 2576540.1241 | 1134225.6425 | 2576545.6778 | 1134220.8741 | 2576554.9029 | 1134214.1237 | 2576560.5553 | 1134210.9668 | 2576565.58 | 1134208.7016 | 2576571.5911 | 1134206.7106 | 2576579.4901 | 1134205.3347 | 2576619.7357 | 1134201.3318
132 | 2576525.127 | 1134238.4073 | 2576524.0138 | 1134235.1656 | 2576521.8785 | 1134232.3503 | 2576515.4643 | 1134227.6397 | 2576509.5795 | 1134224.5055 | 2576502.1722 | 1134221.7331 | 2576493.4722 | 1134219.0324 | 2576489.4841 | 1134218.2775
133 | 2576294.4382 | 1134068.7833 | 2576306.0577 | 1134075.9077 | 2576311.4038 | 1134077.065 | 2576324.5658 | 1134077.1911 | 2576330.8049 | 1134078.3782 | 2576334.7138 | 1134079.458
134 | 2576294.4382 | 1134068.7833 | 2576280.5199 | 1134083.7566 | 2576248.9838 | 1134094.8642 | 2576237.0092 | 1134108.9073
135 | 2576334.7138 | 1134079.458 | 2576351.7938 | 1134084.1764 | 2576370.1924 | 1134088.9175 | 2576380.403 | 1134090.1225 | 2576393.3505 | 1134090.4941 | 2576408.4253 | 1134089.6902 | 2576425.4951 | 1134087.8941
136 | 2576237.0092 | 1134108.9073 | 2576257.4214 | 1134226.6198
137 | 2576192.2601 | 1134245.1743 | 2576206.779 | 1134243.8712 | 2576257.4214 | 1134226.6198
138 | 2576290.819 | 1134223.4731 | 2576276.2782 | 1134220.1963 | 2576257.4214 | 1134226.6198
139 | 2576290.819 | 1134223.4731 | 2576321.7055 | 1134230.4335 | 2576330.4547 | 1134229.0948
140 | 2576412.3975 | 1134219.4291 | 2576387.4719 | 1134220.3702 | 2576330.4547 | 1134229.0948
141 | 2576440.0397 | 1134218.3854 | 2576412.3975 | 1134219.4291
142 | 2576440.0397 | 1134218.3854 | 2576437.9369 | 1134223.8519 | 2576434.9307 | 1134226.6317 | 2576430.8837 | 1134228.9598 | 2576407.4536 | 1134234.4321
143 | 2576440.0397 | 1134218.3854 | 2576459.5561 | 1134217.3079
144 | 2576489.4841 | 1134218.2775 | 2576486.5093 | 1134217.7145 | 2576479.4716 | 1134216.9416 | 2576471.8969 | 1134216.6266 | 2576459.5561 | 1134217.3079
145 | 2576524.0373 | 1133888.1609 | 2576514.1768 | 1133906.4638
146 | 2576511.398 | 1133911.6218 | 2576514.1768 | 1133906.4638
147 | 2576554.5342 | 1133904.2722 | 2576538.4602 | 1133897.6649 | 2576524.0373 | 1133888.1609
148 | 2576524.0373 | 1133888.1609 | 2576525.8802 | 1133881.852
149 | 2576511.398 | 1133911.6218 | 2576497.0372 | 1133909.3692
150 | 2576511.398 | 1133911.6218 | 2576503.3335 | 1133918.0342 | 2576502.2995 | 1133918.8458
151 | 2576554.5342 | 1133904.2722 | 2576608.849 | 1133905.0526
152 | 2576526.2437 | 1133860.1251 | 2576528.8681 | 1133871.6227 | 2576525.8802 | 1133881.852
153 | 2576497.0372 | 1133909.3692 | 2576488.9244 | 1133908.0966 | 2576482.5658 | 1133903.9417 | 2576474.421 | 1133899.6491 | 2576458.4372 | 1133894.498 | 2576442.4982 | 1133894.8939 | 2576425.7537 | 1133895.9711 | 2576421.8022 | 1133897.1983 | 2576408.5718 | 1133901.3188 | 2576404.03 | 1133903.2492
154 | 2576445.8163 | 1133938.7124 | 2576449.0022 | 1133938.1565 | 2576467.7964 | 1133937.6938 | 2576482.738 | 1133934.2004 | 2576502.2995 | 1133918.8458
155 | 2576522.7601 | 1133844.2535 | 2576524.2009 | 1133851.1753 | 2576526.2437 | 1133860.1251
156 | 2576404.03 | 1133903.2492 | 2576400.3881 | 1133904.7971 | 2576393.2418 | 1133907.8377 | 2576375.624 | 1133915.8552 | 2576362.8496 | 1133920.441 | 2576358.799 | 1133921.8909 | 2576356.6797 | 1133922.3951
157 | 2576445.8163 | 1133938.7124 | 2576429.1268 | 1133941.6249 | 2576425.6385 | 1133943.5687
158 | 2576356.6797 | 1133922.3951 | 2576351.3399 | 1133923.6656 | 2576344.8223 | 1133924.1136 | 2576324.9526 | 1133920.5056
159 | 2576425.6385 | 1133943.5687 | 2576417.7755 | 1133947.9502 | 2576402.9115 | 1133953.3287
160 | 2576642.0836 | 1134299.6269 | 2576650.8217 | 1134316.1456 | 2576654.3392 | 1134320.1672 | 2576657.7665 | 1134322.7552 | 2576664.5244 | 1134326.8422 | 2576666.6957 | 1134327.5549
161 | 2576596.6604 | 1134050.7694 | 2576619.7357 | 1134201.3318
162 | 2576399.3005 | 1134620.2657 | 2576402.7297 | 1134615.5165
163 | 2576408.9446 | 1134589.1013 | 2576402.7297 | 1134615.5165
164 | 2576402.7297 | 1134615.5165 | 2576639.9526 | 1134696.9413
165 | 2576399.3005 | 1134620.2657 | 2576399.3005 | 1134620.2657 | 2576383.0054 | 1134621.4951
166 | 2576408.9446 | 1134589.1013 | 2576390.399 | 1134585.7057 | 2576365.9254 | 1134574.0071 | 2576359.1422 | 1134575.2233 | 2576354.9239 | 1134573.0721 | 2576357.4985 | 1134568.2263 | 2576363.8952 | 1134566.5559 | 2576403.461 | 1134546.8909 | 2576409.2238 | 1134524.8908
167 | 2576229.2476 | 1134548.2771 | 2576252.3276 | 1134561.6927 | 2576270.8425 | 1134561.1749 | 2576347.8739 | 1134586.6954 | 2576390.399 | 1134585.7057 | 2576408.9446 | 1134589.1013
168 | 2576684.3422 | 1134712.224 | 2576660.687 | 1134700.5526 | 2576639.9526 | 1134696.9413
169 | 2576290.4192 | 1134675.6445 | 2576302.56 | 1134655.3298 | 2576318.7999 | 1134628.2525 | 2576332.6476 | 1134626.9085 | 2576337.0324 | 1134624.4678 | 2576365.1348 | 1134627.4144 | 2576362.4625 | 1134623.0449 | 2576383.0054 | 1134621.4951
170 | 2576419.643 | 1134522.5377 | 2576409.2238 | 1134524.8908
171 | 2576229.2476 | 1134548.2771 | 2576223.6283 | 1134532.436 | 2576211.2379 | 1134520.1742
172 | 2576725.2667 | 1134717.1329 | 2576688.8908 | 1134731.792 | 2576677.0087 | 1134738.2084
173 | 2576725.2667 | 1134717.1329 | 2576694.1748 | 1134717.0754 | 2576684.3422 | 1134712.224
174 | 2576290.4192 | 1134675.6445 | 2576279.2256 | 1134694.3743 | 2576306.5085 | 1134721.8693 | 2576311.2965 | 1134753.3994 | 2576309.6962 | 1134772.0652
175 | 2576308.8978 | 1134781.3782 | 2576309.6962 | 1134772.0652
176 | 2576337.3392 | 1134817.6007 | 2576335.9162 | 1134816.1112 | 2576328.5733 | 1134809.2308
177 | 2576345.6807 | 1134827.6566 | 2576342.7938 | 1134823.31 | 2576337.3392 | 1134817.6007
178 | 2576328.5733 | 1134809.2308 | 2576328.1342 | 1134808.8193
179 | 2576345.6807 | 1134827.6566 | 2576347.9266 | 1134831.0381 | 2576351.8997 | 1134837.4478 | 2576354.2854 | 1134841.709
180 | 2576317.2506 | 1134799.3001 | 2576318.9164 | 1134800.5593 | 2576325.8977 | 1134806.7238 | 2576328.1342 | 1134808.8193
181 | 2576304.9883 | 1134797.0124 | 2576307.9951 | 1134796.4225 | 2576312.5375 | 1134796.9048 | 2576315.4198 | 1134797.9162 | 2576317.2506 | 1134799.3001
182 | 2576304.9883 | 1134797.0124 | 2576308.8978 | 1134781.3782
183 | 2576304.9883 | 1134797.0124 | 2576297.4104 | 1134799.6213 | 2576290.5279 | 1134802.9167 | 2576283.3557 | 1134804.9571 | 2576279.0908 | 1134805.4722
184 | 2576693.633 | 1134332.9324 | 2576685.5731 | 1134332.4967 | 2576679.366 | 1134331.5314 | 2576672.6237 | 1134329.501 | 2576666.6957 | 1134327.5549
185 | 2576308.8978 | 1134781.3782 | 2576355.1633 | 1134790.6008 | 2576363.1922 | 1134789.8059
186 | 2577428.3262 | 1134551.6945 | 2577424.7265 | 1134551.0385
187 | 2577415.9978 | 1134549.4478 | 2577424.7265 | 1134551.0385
188 | 2577411.2169 | 1134548.5765 | 2577415.9978 | 1134549.4478
189 | 2576893.5944 | 1134394.8919 | 2576904.0609 | 1134408.7585 | 2576921.0564 | 1134411.2612 | 2576945.1191 | 1134412.2806 | 2576969.2007 | 1134412.1884 | 2576981.959 | 1134411.5948 | 2576984.2927 | 1134412.0417 | 2576986.2768 | 1134413.646 | 2576987.0938 | 1134415.9662 | 2576987.0111 | 1134418.4789 | 2576985.3174 | 1134420.3641 | 2576978.4173 | 1134425.3151 | 2576962.1256 | 1134441.7745 | 2576955.3075 | 1134446.0027 | 2576947.5932 | 1134449.345
190 | 2576893.5944 | 1134394.8919 | 2576889.0284 | 1134400.3677 | 2576886.4395 | 1134407.6256 | 2576884.8414 | 1134416.3583 | 2576883.323 | 1134419.7658 | 2576877.8667 | 1134425.8787 | 2576866.4728 | 1134431.025 | 2576857.5971 | 1134434.5609 | 2576850.4966 | 1134435.3886 | 2576780.405 | 1134435.1252 | 2576763.2324 | 1134432.6124 | 2576736.5094 | 1134424.3004
191 | 2577411.2169 | 1134548.5765 | 2577400.7191 | 1134546.6635
192 | 2577369.9966 | 1134541.0647 | 2577400.7191 | 1134546.6635
193 | 2577369.9966 | 1134541.0647 | 2577367.5058 | 1134518.1
194 | 2577369.9966 | 1134541.0647 | 2577360.6943 | 1134558.0636 | 2577359.3924 | 1134574.0764 | 2577365.5545 | 1134589.761 | 2577376.6299 | 1134609.3132
195 | 2577377.9216 | 1134675.5457 | 2577391.3648 | 1134652.5727 | 2577392.392 | 1134637.139 | 2577376.6299 | 1134609.3132
196 | 2577485.7363 | 1134761.1749 | 2577455.2844 | 1134749.071
197 | 2577485.7363 | 1134761.1749 | 2577489.4706 | 1134762.6592 | 2577506.9597 | 1134771.9539 | 2577518.0191 | 1134772.1768
198 | 2577377.9216 | 1134675.5457 | 2577385.8285 | 1134692.7578 | 2577397.3149 | 1134710.1788 | 2577421.2291 | 1134735.5348 | 2577455.2844 | 1134749.071
199 | 2577377.9216 | 1134675.5457 | 2577224.9904 | 1134780.243
200 | 2577292.3671 | 1133852.5065 | 2577338.4838 | 1133851.3988 | 2577349.3649 | 1133851.0065
201 | 2577292.3671 | 1133852.5065 | 2577292.5335 | 1133855.7964 | 2577292.0319 | 1133859.5557 | 2577289.9234 | 1133870.768
202 | 2577292.3671 | 1133852.5065 | 2577273.6541 | 1133852.9597
203 | 2577289.9234 | 1133870.768 | 2577289.806 | 1133871.3921 | 2577289.7166 | 1133874.2272 | 2577289.9782 | 1133876.2272 | 2577292.464 | 1133878.1743 | 2577294.5299 | 1133878.9892 | 2577299.6416 | 1133879.2256 | 2577305.365 | 1133879.3398
204 | 2577311.0797 | 1133879.8007 | 2577306.2 | 1133879.3565 | 2577305.365 | 1133879.3398
205 | 2577337.3466 | 1133925.4729 | 2577341.9654 | 1133925.6223 | 2577353.434 | 1133927.6912 | 2577363.9418 | 1133928.0852 | 2577374.5941 | 1133925.933 | 2577380.2169 | 1133924.5087
206 | 2577311.0797 | 1133879.8007 | 2577337.3466 | 1133925.4729
207 | 2577087.3827 | 1133936.447 | 2577088.2039 | 1133958.0657 | 2577088.2565 | 1133958.513
208 | 2577087.3827 | 1133936.447 | 2577092.5381 | 1133936.0494 | 2577101.4891 | 1133936.5263
209 | 2577041.1503 | 1133955.4882 | 2577045.2554 | 1133954.1385
210 | 2577088.7518 | 1133962.7227 | 2577088.2565 | 1133958.513
211 | 2577088.7518 | 1133962.7227 | 2577088.7687 | 1133962.8659 | 2577092.0995 | 1133966.3883 | 2577094.5545 | 1133968.3466 | 2577104.506 | 1133970.1985 | 2577109.003 | 1133970.7261 | 2577114.2246 | 1133973.541 | 2577118.1886 | 1133977.6168 | 2577120.6535 | 1133982.1652 | 2577122.9511 | 1133985.2247 | 2577122.5691 | 1133987.983 | 2577121.3955 | 1133991.0557 | 2577121.3955 | 1133991.0557
212 | 2577106.4931 | 1133996.3522 | 2577111.7847 | 1133995.8168 | 2577117.4566 | 1133993.5941 | 2577121.3955 | 1133991.0557
213 | 2577083.1137 | 1134009.9218 | 2577076.2294 | 1134007.0466 | 2577070.7773 | 1134004.3104 | 2577068.4799 | 1134001.3288 | 2577068.3872 | 1133999.2059 | 2577071.7773 | 1133998.0924 | 2577077.8505 | 1133996.1795 | 2577085.5846 | 1133995.8387 | 2577093.5522 | 1133996.1975 | 2577105.3911 | 1133996.4637 | 2577106.4931 | 1133996.3522
214 | 2576736.5094 | 1134424.3004 | 2576693.633 | 1134332.9324
215 | 2576284.7077 | 1133916.6552 | 2576288.4 | 1133915.4758 | 2576288.4 | 1133915.4758
216 | 2576303.1085 | 1133917.3456 | 2576288.4 | 1133915.4758
217 | 2576307.2724 | 1133917.8749 | 2576303.1085 | 1133917.3456
218 | 2576423.6967 | 1133844.4426 | 2576429.2154 | 1133840.3242
219 | 2576324.9526 | 1133920.5056 | 2576317.9174 | 1133919.2281 | 2576307.2724 | 1133917.8749
220 | 2576362.1658 | 1133959.9298 | 2576379.3309 | 1133958.206 | 2576398.7679 | 1133954.8281 | 2576402.9115 | 1133953.3287
221 | 2576423.6967 | 1133844.4426 | 2576422.3733 | 1133852.4295 | 2576406.6666 | 1133859.0943 | 2576396.7667 | 1133866.5591 | 2576390.1902 | 1133877.5125 | 2576383.0025 | 1133891.5698 | 2576379.1544 | 1133898.5094

## bus_geodata
| x | y | coords
0 | 2576374.1298 | 1133640.929
1 | 2576373.417 | 1133640.9413
2 | 2576393.8029 | 1133640.5889
3 | 2576353.7678 | 1133641.281
4 | 2576404.1738 | 1133640.4097
5 | 2576333.9404 | 1133641.6238
6 | 2576410.0956 | 1133640.3073
7 | 2576332.789 | 1133641.6437
8 | 2576439.2692 | 1133636.4122
9 | 2576353.3276 | 1132960.56
10 | 2576301.0792 | 1132989.7465
11 | 2576516.3878 | 1132937.9438
12 | 2576474.4943 | 1132798.0544
13 | 2576531.7784 | 1133117.0202
14 | 2576658.7939 | 1132933.3586
15 | 2576797.8259 | 1133073.097
16 | 2576806.8953 | 1133053.4079
17 | 2577376.4218 | 1132893.2766
18 | 2577331.1382 | 1132915.1203
19 | 2577317.2975 | 1132945.9654
20 | 2577291.0918 | 1133029.3276
21 | 2577266.9665 | 1132967.6086
22 | 2577175.6614 | 1133144.6516
23 | 2577247.3699 | 1132973.8617
24 | 2576670.6147 | 1132947.9158
25 | 2576886.425 | 1132971.4171
26 | 2576647.8294 | 1133537.3172
27 | 2577222.7933 | 1132976.4411
28 | 2577197.0759 | 1132974.8561
29 | 2577179.7557 | 1132980.374
30 | 2577085.4351 | 1132913.0804
31 | 2577103.5478 | 1133020.656
32 | 2576960.576 | 1132969.8987
33 | 2577115.2899 | 1133249.98
34 | 2577182.4151 | 1133316.9471
35 | 2577183.4285 | 1133287.8178
36 | 2577130.3537 | 1133369.2371
37 | 2577264.9029 | 1133268.4098
38 | 2577125.7119 | 1133256.8948
39 | 2577056.3825 | 1133243.0231
40 | 2576554.8442 | 1133644.3313
41 | 2576574.8691 | 1133641.5958
42 | 2576543.0532 | 1133644.4331
43 | 2576607.0392 | 1133612.2237
44 | 2576542.6758 | 1133749.0084
45 | 2576646.9172 | 1133541.5693
46 | 2576611.1133 | 1133609.5505
47 | 2576511.2499 | 1133778.3902
48 | 2576431.5092 | 1133596.2056
49 | 2576691.2905 | 1133629.8323
50 | 2576623.0148 | 1133791.4168
51 | 2576647.928 | 1133830.4393
52 | 2576520.0157 | 1133822.0995
53 | 2576445.4008 | 1133828.2607
54 | 2576520.6251 | 1133830.9052
55 | 2576495.474 | 1133785.5902
56 | 2576444.5236 | 1133828.9137
57 | 2576359.1784 | 1133562.034
58 | 2576905.2292 | 1132965.4993
59 | 2576890.7019 | 1132970.0711
60 | 2576792.1948 | 1133969.8723
61 | 2576805.667 | 1133983.158
62 | 2576783.7472 | 1133963.0126
63 | 2576844.3723 | 1134012.0259
64 | 2576744.3167 | 1133933.3549
65 | 2576810.7178 | 1134106.9004
66 | 2576740.0383 | 1133907.8097
67 | 2576841.1963 | 1134162.4082
68 | 2576707.6903 | 1133906.5827
69 | 2576744.0967 | 1133907.0413
70 | 2576876.7959 | 1134141.3091
71 | 2577438.6174 | 1134298.6772
72 | 2577510.7513 | 1134305.7607
73 | 2577398.1742 | 1134308.055
74 | 2577457.0483 | 1133986.5979
75 | 2577351.7679 | 1134468.7653
76 | 2577360.3371 | 1134477.9122
77 | 2577176.0569 | 1134538.2069
78 | 2577370.0751 | 1133872.8741
79 | 2576669.8474 | 1133914.4895
80 | 2576637.7737 | 1133909.9052
81 | 2576991.2694 | 1133948.2772
82 | 2577007.0253 | 1133948.4633
83 | 2577109.8091 | 1133893.3071
84 | 2577105.2402 | 1133936.7261
85 | 2577189.5671 | 1133855.1076
86 | 2577044.7196 | 1133938.7885
87 | 2576885.8954 | 1134128.5713
88 | 2576914.6014 | 1134099.0097
89 | 2576940.1458 | 1134150.8929
90 | 2576953.9985 | 1134132.4641
91 | 2576996.1486 | 1134206.9327
92 | 2576971.7139 | 1134219.4771
93 | 2577058.7847 | 1134273.1072
94 | 2577023.5116 | 1134291.4823
95 | 2577086.1361 | 1134282.2144
96 | 2577182.4986 | 1134398.2134
97 | 2576956.5223 | 1134229.7147
98 | 2576268.6278 | 1133646.3923
99 | 2576309.3383 | 1133642.4363
100 | 2576320.277 | 1133642.0666
101 | 2576361.9591 | 1133544.0005
102 | 2576339.0766 | 1133553.2753
103 | 2576330.7771 | 1133540.9119
104 | 2576323.7924 | 1133529.5435
105 | 2576336.3075 | 1134028.9386
106 | 2576327.9278 | 1134034.0066
107 | 2576342.6045 | 1134025.1319
108 | 2576327.5446 | 1134034.2384
109 | 2576358.9915 | 1134015.2255
110 | 2576316.1606 | 1134043.7099
111 | 2576407.7387 | 1133985.7563
112 | 2576296.4537 | 1134065.792
113 | 2576442.0903 | 1133970.0147
114 | 2576441.6415 | 1134299.3292
115 | 2576438.6615 | 1134300.2645
116 | 2576469.061 | 1134290.7234
117 | 2576406.1607 | 1134314.191
118 | 2576496.7035 | 1134277.1498
119 | 2576387.3648 | 1134320.671
120 | 2576524.8209 | 1134260.5527
121 | 2576407.1661 | 1134502.5878
122 | 2576623.3644 | 1134288.4676
123 | 2576525.127 | 1134238.4073
124 | 2576294.4382 | 1134068.7833
125 | 2576334.7138 | 1134079.458
126 | 2576237.0092 | 1134108.9073
127 | 2576192.2601 | 1134245.1743
128 | 2576257.4214 | 1134226.6198
129 | 2576290.819 | 1134223.4731
130 | 2576330.4547 | 1134229.0948
131 | 2576412.3975 | 1134219.4291
132 | 2576440.0397 | 1134218.3854
133 | 2576407.4536 | 1134234.4321
134 | 2576459.5561 | 1134217.3079
135 | 2576489.4842 | 1134218.2775
136 | 2576425.4951 | 1134087.8941
137 | 2576514.1768 | 1133906.4638
138 | 2576524.0373 | 1133888.1609
139 | 2576511.398 | 1133911.6218
140 | 2576554.5342 | 1133904.2722
141 | 2576525.8802 | 1133881.852
142 | 2576497.0372 | 1133909.3692
143 | 2576502.2995 | 1133918.8458
144 | 2576608.849 | 1133905.0526
145 | 2576526.2437 | 1133860.1251
146 | 2576404.03 | 1133903.2492
147 | 2576445.8163 | 1133938.7124
148 | 2576522.7601 | 1133844.2535
149 | 2576356.6797 | 1133922.3951
150 | 2576425.6385 | 1133943.5686
151 | 2576642.0836 | 1134299.6269
152 | 2576619.7357 | 1134201.3318
153 | 2576596.6604 | 1134050.7694
154 | 2576402.7297 | 1134615.5165
155 | 2576399.3005 | 1134620.2657
156 | 2576408.9446 | 1134589.1013
157 | 2576639.9526 | 1134696.9413
158 | 2576383.0054 | 1134621.4951
159 | 2576409.2238 | 1134524.8908
160 | 2576229.2476 | 1134548.2771
161 | 2576677.0087 | 1134738.2084
162 | 2576725.2668 | 1134717.1329
163 | 2576684.3422 | 1134712.224
164 | 2576290.4192 | 1134675.6445
165 | 2576419.643 | 1134522.5377
166 | 2576211.2379 | 1134520.1742
167 | 2576309.6962 | 1134772.0652
168 | 2576337.3392 | 1134817.6007
169 | 2576328.5733 | 1134809.2308
170 | 2576345.6807 | 1134827.6566
171 | 2576328.1342 | 1134808.8193
172 | 2576354.2854 | 1134841.709
173 | 2576317.2506 | 1134799.3001
174 | 2576304.9883 | 1134797.0124
175 | 2576666.6957 | 1134327.5549
176 | 2576308.8978 | 1134781.3782
177 | 2576279.0908 | 1134805.4722
178 | 2576363.1922 | 1134789.8059
179 | 2577428.3262 | 1134551.6945
180 | 2577424.7265 | 1134551.0385
181 | 2577415.9978 | 1134549.4478
182 | 2576947.5932 | 1134449.345
183 | 2576893.5944 | 1134394.8919
184 | 2577411.2169 | 1134548.5765
185 | 2577400.7191 | 1134546.6635
186 | 2577367.5058 | 1134518.1
187 | 2577369.9966 | 1134541.0647
188 | 2577376.6299 | 1134609.3132
189 | 2577485.7363 | 1134761.1749
190 | 2577455.2844 | 1134749.071
191 | 2577518.0191 | 1134772.1768
192 | 2577377.9216 | 1134675.5457
193 | 2577224.9904 | 1134780.243
194 | 2577349.3649 | 1133851.0065
195 | 2577292.3671 | 1133852.5065
196 | 2577289.9234 | 1133870.768
197 | 2577273.6541 | 1133852.9597
198 | 2577305.365 | 1133879.3398
199 | 2577380.2169 | 1133924.5087
200 | 2577311.0797 | 1133879.8007
201 | 2577337.3466 | 1133925.4729
202 | 2577087.3827 | 1133936.447
203 | 2577045.2554 | 1133954.1385
204 | 2577088.2565 | 1133958.513
205 | 2577101.4891 | 1133936.5263
206 | 2577041.1503 | 1133955.4882
207 | 2577088.7518 | 1133962.7227
208 | 2577121.3955 | 1133991.0557
209 | 2577106.4931 | 1133996.3522
210 | 2577083.1137 | 1134009.9218
211 | 2576736.5094 | 1134424.3004
212 | 2576693.633 | 1134332.9324
213 | 2576284.7077 | 1133916.6552
214 | 2576288.4 | 1133915.4758
215 | 2576303.1085 | 1133917.3456
216 | 2576429.2154 | 1133840.3242
217 | 2576324.9526 | 1133920.5056
218 | 2576307.2724 | 1133917.8749
219 | 2576402.9115 | 1133953.3287
220 | 2576362.1658 | 1133959.9298
221 | 2576379.1544 | 1133898.5094
222 | 2576423.6967 | 1133844.4426
223 | 2576669.8474 | 1133914.4895

## line_std_types
| c_nf_per_km | r_ohm_per_km | x_ohm_per_km | max_i_ka | type | q_mm2 | alpha | voltage_rating
NAYY 4x50 SE | 210 | 0.642 | 0.083 | 0.142 | cs | 50 | 0.00403 | LV
NAYY 4x120 SE | 264 | 0.225 | 0.08 | 0.242 | cs | 120 | 0.00403 | LV
NAYY 4x150 SE | 261 | 0.208 | 0.08 | 0.27 | cs | 150 | 0.00403 | LV
NA2XS2Y 1x95 RM/25 12/20 kV | 216 | 0.313 | 0.132 | 0.252 | cs | 95 | 0.00403 | MV
NA2XS2Y 1x185 RM/25 12/20 kV | 273 | 0.161 | 0.117 | 0.362 | cs | 185 | 0.00403 | MV
NA2XS2Y 1x240 RM/25 12/20 kV | 304 | 0.122 | 0.112 | 0.421 | cs | 240 | 0.00403 | MV
NA2XS2Y 1x95 RM/25 6/10 kV | 315 | 0.313 | 0.123 | 0.249 | cs | 95 | 0.00403 | MV
NA2XS2Y 1x185 RM/25 6/10 kV | 406 | 0.161 | 0.11 | 0.358 | cs | 185 | 0.00403 | MV
NA2XS2Y 1x240 RM/25 6/10 kV | 456 | 0.122 | 0.105 | 0.416 | cs | 240 | 0.00403 | MV
NA2XS2Y 1x150 RM/25 12/20 kV | 250 | 0.206 | 0.116 | 0.319 | cs | 150 | 0.00403 | MV
NA2XS2Y 1x120 RM/25 12/20 kV | 230 | 0.253 | 0.119 | 0.283 | cs | 120 | 0.00403 | MV
NA2XS2Y 1x70 RM/25 12/20 kV | 190 | 0.443 | 0.132 | 0.22 | cs | 70 | 0.00403 | MV
NA2XS2Y 1x150 RM/25 6/10 kV | 360 | 0.206 | 0.11 | 0.315 | cs | 150 | 0.00403 | MV
NA2XS2Y 1x120 RM/25 6/10 kV | 340 | 0.253 | 0.113 | 0.28 | cs | 120 | 0.00403 | MV
NA2XS2Y 1x70 RM/25 6/10 kV | 280 | 0.443 | 0.123 | 0.217 | cs | 70 | 0.00403 | MV
N2XS(FL)2Y 1x120 RM/35 64/110 kV | 112 | 0.153 | 0.166 | 0.366 | cs | 120 | 0.00393 | HV
N2XS(FL)2Y 1x185 RM/35 64/110 kV | 125 | 0.099 | 0.156 | 0.457 | cs | 185 | 0.00393 | HV
N2XS(FL)2Y 1x240 RM/35 64/110 kV | 135 | 0.075 | 0.149 | 0.526 | cs | 240 | 0.00393 | HV
N2XS(FL)2Y 1x300 RM/35 64/110 kV | 144 | 0.06 | 0.144 | 0.588 | cs | 300 | 0.00393 | HV
15-AL1/3-ST1A 0.4 | 11 | 1.8769 | 0.35 | 0.105 | ol | 16 | 0.00403 | LV
24-AL1/4-ST1A 0.4 | 11.25 | 1.2012 | 0.335 | 0.14 | ol | 24 | 0.00403 | LV
48-AL1/8-ST1A 0.4 | 12.2 | 0.5939 | 0.3 | 0.21 | ol | 48 | 0.00403 | LV
94-AL1/15-ST1A 0.4 | 13.2 | 0.306 | 0.29 | 0.35 | ol | 94 | 0.00403 | LV
34-AL1/6-ST1A 10.0 | 9.7 | 0.8342 | 0.36 | 0.17 | ol | 34 | 0.00403 | MV
48-AL1/8-ST1A 10.0 | 10.1 | 0.5939 | 0.35 | 0.21 | ol | 48 | 0.00403 | MV
70-AL1/11-ST1A 10.0 | 10.4 | 0.4132 | 0.339 | 0.29 | ol | 70 | 0.00403 | MV
94-AL1/15-ST1A 10.0 | 10.75 | 0.306 | 0.33 | 0.35 | ol | 94 | 0.00403 | MV
122-AL1/20-ST1A 10.0 | 11.1 | 0.2376 | 0.323 | 0.41 | ol | 122 | 0.00403 | MV
149-AL1/24-ST1A 10.0 | 11.25 | 0.194 | 0.315 | 0.47 | ol | 149 | 0.00403 | MV
34-AL1/6-ST1A 20.0 | 9.15 | 0.8342 | 0.382 | 0.17 | ol | 34 | 0.00403 | MV
48-AL1/8-ST1A 20.0 | 9.5 | 0.5939 | 0.372 | 0.21 | ol | 48 | 0.00403 | MV
70-AL1/11-ST1A 20.0 | 9.7 | 0.4132 | 0.36 | 0.29 | ol | 70 | 0.00403 | MV
94-AL1/15-ST1A 20.0 | 10 | 0.306 | 0.35 | 0.35 | ol | 94 | 0.00403 | MV
122-AL1/20-ST1A 20.0 | 10.3 | 0.2376 | 0.344 | 0.41 | ol | 122 | 0.00403 | MV
149-AL1/24-ST1A 20.0 | 10.5 | 0.194 | 0.337 | 0.47 | ol | 149 | 0.00403 | MV
184-AL1/30-ST1A 20.0 | 10.75 | 0.1571 | 0.33 | 0.535 | ol | 184 | 0.00403 | MV
243-AL1/39-ST1A 20.0 | 11 | 0.1188 | 0.32 | 0.645 | ol | 243 | 0.00403 | MV
48-AL1/8-ST1A 110.0 | 8 | 0.5939 | 0.46 | 0.21 | ol | 48 | 0.00403 | HV
70-AL1/11-ST1A 110.0 | 8.4 | 0.4132 | 0.45 | 0.29 | ol | 70 | 0.00403 | HV
94-AL1/15-ST1A 110.0 | 8.65 | 0.306 | 0.44 | 0.35 | ol | 94 | 0.00403 | HV
122-AL1/20-ST1A 110.0 | 8.5 | 0.2376 | 0.43 | 0.41 | ol | 122 | 0.00403 | HV
149-AL1/24-ST1A 110.0 | 8.75 | 0.194 | 0.41 | 0.47 | ol | 149 | 0.00403 | HV
184-AL1/30-ST1A 110.0 | 8.8 | 0.1571 | 0.4 | 0.535 | ol | 184 | 0.00403 | HV
243-AL1/39-ST1A 110.0 | 9 | 0.1188 | 0.39 | 0.645 | ol | 243 | 0.00403 | HV
305-AL1/39-ST1A 110.0 | 9.2 | 0.0949 | 0.38 | 0.74 | ol | 305 | 0.00403 | HV
490-AL1/64-ST1A 110.0 | 9.75 | 0.059 | 0.37 | 0.96 | ol | 490 | 0.00403 | HV
679-AL1/86-ST1A 110.0 | 9.95 | 0.042 | 0.36 | 1.15 | ol | 679 | 0.00403 | HV
490-AL1/64-ST1A 220.0 | 10 | 0.059 | 0.285 | 0.96 | ol | 490 | 0.00403 | HV
679-AL1/86-ST1A 220.0 | 11.7 | 0.042 | 0.275 | 1.15 | ol | 679 | 0.00403 | HV
490-AL1/64-ST1A 380.0 | 11 | 0.059 | 0.253 | 0.96 | ol | 490 | 0.00403 | HV
679-AL1/86-ST1A 380.0 | 14.6 | 0.042 | 0.25 | 1.15 | ol | 679 | 0.00403 | HV

## trafo_std_types
| i0_percent | pfe_kw | vkr_percent | sn_mva | vn_lv_kv | vn_hv_kv | vk_percent | shift_degree | vector_group | tap_side | tap_neutral | tap_min | tap_max | tap_step_degree | tap_step_percent | tap_phase_shifter
160 MVA 380/110 kV | 0.06 | 60 | 0.25 | 160 | 110 | 380 | 12.2 | 0 | Yy0 | hv | 0 | -9 | 9 | 0 | 1.5 | FALSE
100 MVA 220/110 kV | 0.06 | 55 | 0.26 | 100 | 110 | 220 | 12 | 0 | Yy0 | hv | 0 | -9 | 9 | 0 | 1.5 | FALSE
63 MVA 110/20 kV | 0.04 | 22 | 0.32 | 63 | 20 | 110 | 18 | 150 | YNd5 | hv | 0 | -9 | 9 | 0 | 1.5 | FALSE
40 MVA 110/20 kV | 0.05 | 18 | 0.34 | 40 | 20 | 110 | 16.2 | 150 | YNd5 | hv | 0 | -9 | 9 | 0 | 1.5 | FALSE
25 MVA 110/20 kV | 0.07 | 14 | 0.41 | 25 | 20 | 110 | 12 | 150 | YNd5 | hv | 0 | -9 | 9 | 0 | 1.5 | FALSE
63 MVA 110/10 kV | 0.04 | 22 | 0.32 | 63 | 10 | 110 | 18 | 150 | YNd5 | hv | 0 | -9 | 9 | 0 | 1.5 | FALSE
40 MVA 110/10 kV | 0.05 | 18 | 0.34 | 40 | 10 | 110 | 16.2 | 150 | YNd5 | hv | 0 | -9 | 9 | 0 | 1.5 | FALSE
25 MVA 110/10 kV | 0.07 | 14 | 0.41 | 25 | 10 | 110 | 12 | 150 | YNd5 | hv | 0 | -9 | 9 | 0 | 1.5 | FALSE
0.25 MVA 20/0.4 kV | 0.32 | 0.8 | 1.44 | 0.25 | 0.4 | 20 | 6 | 150 | Yzn5 | hv | 0 | -2 | 2 | 0 | 2.5 | FALSE
0.4 MVA 20/0.4 kV | 0.3375 | 1.35 | 1.425 | 0.4 | 0.4 | 20 | 6 | 150 | Dyn5 | hv | 0 | -2 | 2 | 0 | 2.5 | FALSE
0.63 MVA 20/0.4 kV | 0.2619 | 1.65 | 1.206 | 0.63 | 0.4 | 20 | 6 | 150 | Dyn5 | hv | 0 | -2 | 2 | 0 | 2.5 | FALSE
0.25 MVA 10/0.4 kV | 0.24 | 0.6 | 1.2 | 0.25 | 0.4 | 10 | 4 | 150 | Dyn5 | hv | 0 | -2 | 2 | 0 | 2.5 | FALSE
0.4 MVA 10/0.4 kV | 0.2375 | 0.95 | 1.325 | 0.4 | 0.4 | 10 | 4 | 150 | Dyn5 | hv | 0 | -2 | 2 | 0 | 2.5 | FALSE
0.63 MVA 10/0.4 kV | 0.1873 | 1.18 | 1.0794 | 0.63 | 0.4 | 10 | 4 | 150 | Dyn5 | hv | 0 | -2 | 2 | 0 | 2.5 | FALSE

## trafo3w_std_types
| sn_hv_mva | sn_mv_mva | sn_lv_mva | vn_hv_kv | vn_mv_kv | vn_lv_kv | vk_hv_percent | vk_mv_percent | vk_lv_percent | vkr_hv_percent | vkr_mv_percent | vkr_lv_percent | pfe_kw | i0_percent | shift_mv_degree | shift_lv_degree | vector_group | tap_side | tap_neutral | tap_min | tap_max | tap_step_percent
63/25/38 MVA 110/20/10 kV | 63 | 25 | 38 | 110 | 20 | 10 | 10.4 | 10.4 | 10.4 | 0.28 | 0.32 | 0.35 | 35 | 0.89 | 0 | 0 | YN0yn0yn0 | hv | 0 | -10 | 10 | 1.2
63/25/38 MVA 110/10/10 kV | 63 | 25 | 38 | 110 | 10 | 10 | 10.4 | 10.4 | 10.4 | 0.28 | 0.32 | 0.35 | 35 | 0.89 | 0 | 0 | YN0yn0yn0 | hv | 0 | -10 | 10 | 1.2

## fuse_std_types
| fuse_type | i_rated_a | t_avg | t_min | t_total | x_avg | x_min | x_total
HV 100A | HV 100A | 100 | 0 | [10.0, 3.64, 0.854, 0.281, 0.1, 0.0531, 0.022, 0.01] | [10.0, 4.267, 1.21, 0.403, 0.1, 0.058, 0.022, 0.01] | 0 | [300.0, 350.0, 450.0, 550.0, 700.0, 850.0, 1200.0, 1752.0] | [600.0, 700.0, 900.0, 1150.0, 1665.0, 2000.0, 3000.0, 4313.0]
HV 10A | HV 10A | 10 | 0 | [10.0, 1675.0, 0.344, 0.156, 0.1, 0.0417, 0.0171, 0.01] | [10.0, 1.3, 0.3, 0.155, 0.1, 0.0555, 0.023, 0.01] | 0 | [30.0, 32.0, 35.0, 37.0, 39.0, 50.0, 70.0, 88.0] | [60.0, 70.0, 80.0, 87.0, 94.0, 110.0, 150.0, 216.0]
HV 125A | HV 125A | 125 | 0 | [10.0, 1.82, 0.344, 0.1, 0.0467, 0.0269, 0.01] | [10.0, 2.478, 0.426, 0.1, 0.0427, 0.0211, 0.01] | 0 | [375.0, 500.0, 700.0, 925.0, 1200.0, 1500.0, 2341.0] | [750.0, 1000.0, 1500.0, 2200.0, 3000.0, 4000.0, 5765.0]
HV 160A | HV 160A | 160 | 0 | [10.0, 4.15, 1.03, 0.198, 0.1, 0.051, 0.0172, 0.01] | [10.0, 2.3, 0.734, 0.274, 0.1, 0.046, 0.0177, 0.01] | 0 | [480.0, 550.0, 700.0, 1000.0, 1260.0, 1600.0, 2500.0, 3227.0] | [960.0, 1300.0, 1700.0, 2200.0, 2996.0, 4000.0, 6000.0, 7946.0]
HV 16A | HV 16A | 16 | 0 | [10.0, 0.352, 0.164, 0.1, 0.0649, 0.0342, 0.01] | [10.0, 2.34, 0.722, 0.181, 0.1, 0.055, 0.0296, 0.01] | 0 | [48.0, 60.0, 65.0, 71.0, 80.0, 100.0, 162.0] | [96.0, 110.0, 125.0, 150.0, 168.0, 200.0, 250.0, 398.0]
HV 200A | HV 200A | 200 | 0 | [10.0, 4.267, 1.21, 0.403, 0.1, 0.058, 0.022, 0.01] | [10.0, 3.73, 1.654, 0.328, 0.1, 0.0531, 0.019, 0.01] | 0 | [600.0, 700.0, 900.0, 1150.0, 1665.0, 2000.0, 3000.0, 4313.0] | [1200.0, 1500.0, 1800.0, 2700.0, 3960.0, 5000.0, 7500.0, 10620.0]
HV 20A | HV 20A | 20 | 0 | [10.0, 1.3, 0.3, 0.155, 0.1, 0.0555, 0.023, 0.01] | [10.0, 1.3, 0.161, 0.1, 0.0611, 0.0399, 0.0141, 0.01] | 0 | [60.0, 70.0, 80.0, 87.0, 94.0, 110.0, 150.0, 216.0] | [120.0, 150.0, 200.0, 223.0, 260.0, 300.0, 450.0, 532.0]
HV 25A | HV 25A | 25 | 0 | [10.0, 2.512, 0.833, 0.299, 0.1, 0.0372, 0.0223, 0.01] | [10.0, 3.125, 0.597, 0.198, 0.1, 0.0378, 0.022, 0.01] | 0 | [75.0, 82.0, 90.0, 100.0, 124.0, 170.0, 200.0, 289.0] | [150.0, 170.0, 210.0, 250.0, 294.0, 400.0, 500.0, 711.0]
HV 31.5A | HV 31.5A | 31.5 | 0 | [10.0, 2.34, 0.722, 0.181, 0.1, 0.055, 0.0296, 0.01] | [10.0, 2.84, 0.368, 0.164, 0.1, 0.0621, 0.0378, 0.0195, 0.01] | 0 | [95.0, 110.0, 125.0, 150.0, 165.0, 200.0, 250.0, 390.0] | [189.0, 220.0, 300.0, 350.0, 393.0, 450.0, 530.0, 700.0, 960.0]
HV 40A | HV 40A | 40 | 0 | [10.0, 1.3, 0.161, 0.1, 0.0611, 0.0399, 0.0141, 0.01] | [10.0, 2.05, 0.369, 0.198, 0.1, 0.051, 0.0298, 0.01] | 0 | [120.0, 150.0, 200.0, 223.0, 260.0, 300.0, 450.0, 532.0] | [240.0, 300.0, 400.0, 450.0, 530.0, 650.0, 800.0, 1311.0]
HV 50A | HV 50A | 50 | 0 | [10.0, 3.215, 0.597, 0.198, 0.1, 0.0378, 0.022, 0.01] | [10.0, 3.64, 0.854, 0.281, 0.1, 0.0531, 0.022, 0.01] | 0 | [150.0, 170.0, 210.0, 250.0, 294.0, 400.0, 500.0, 711.0] | [300.0, 350.0, 450.0, 550.0, 700.0, 850.0, 1200.0, 1752.0]
HV 6.3A | HV 6.3A | 6.3 | 0 | [10.0, 1.39, 0.344, 0.168, 0.1, 0.056, 0.0263, 0.01] | [10.0, 1.711, 0.516, 0.198, 0.1, 0.0634, 0.0303, 0.01] | 0 | [19.0, 19.5, 20.4, 20.8, 22.0, 25.0, 32.0, 48.0] | [38.0, 40.0, 43.0, 48.0, 53.0, 60.0, 75.0, 118.0]
HV 63A | HV 63A | 63 | 0 | [10.0, 2.84, 0.368, 0.164, 0.1, 0.0621, 0.0378, 0.0195, 0.01] | [10.0, 1.82, 0.344, 0.1, 0.0467, 0.0269, 0.01] | 0 | [189.0, 220.0, 300.0, 350.0, 393.0, 450.0, 530.0, 700.0, 961.0] | [378.0, 500.0, 700.0, 934.0, 1200.0, 1500.0, 2366.0]
HV 80A | HV 80A | 80 | 0 | [10.0, 2.05, 0.369, 0.198, 0.1, 0.051, 0.0298, 0.01] | [10.0, 4.15, 1.03, 0.198, 0.1, 0.051, 0.0172, 0.01] | 0 | [240.0, 300.0, 400.0, 450.0, 530.0, 650.0, 800.0, 1311.0] | [480.0, 550.0, 700.0, 1000.0, 1260.0, 1600.0, 2500.0, 3227.0]
Siemens NH-1-100 | Siemens NH-1-100 | 100 | [5400.0, 2000.0, 400.0, 20.0, 1.0, 0.2, 0.012, 0.004] | 0 | 0 | [150.0, 190.0, 250.0, 430.0, 900.0, 1250.0, 2700.0, 3600.0] | 0 | 0
Siemens NH-1-125 | Siemens NH-1-125 | 125 | [4800.0, 120.0, 7.0, 0.1, 0.004] | 0 | 0 | [180.0, 400.0, 740.0, 2000.0, 4250.0] | 0 | 0
Siemens NH-1-16 | Siemens NH-1-16 | 16 | [4000.0, 400.0, 2.0, 0.1, 0.04, 0.01] | 0 | 0 | [26.0, 35.0, 75.0, 150.0, 200.0, 300.0] | 0 | 0
Siemens NH-1-160 | Siemens NH-1-160 | 160 | [4800.0, 120.0, 7.0, 0.1, 0.004] | 0 | 0 | [210.0, 500.0, 900.0, 2300.0, 5000.0] | 0 | 0
Siemens NH-1-25 | Siemens NH-1-25 | 25 | [4000.0, 1000.0, 10.0, 0.2, 0.02, 0.01] | 0 | 0 | [40.0, 50.0, 100.0, 210.0, 400.0, 500.0] | 0 | 0
Siemens NH-1-50 | Siemens NH-1-50 | 50 | [4000.0, 40.0, 4.0, 1.0, 0.02, 0.01] | 0 | 0 | [86.0, 200.0, 300.0, 400.0, 1000.0, 1280.0] | 0 | 0
Siemens NH-1-63 | Siemens NH-1-63 | 63 | [4000.0, 100.0, 10.0, 2.0, 0.04, 0.01] | 0 | 0 | [100.0, 200.0, 300.0, 400.0, 1000.0, 1500.0] | 0 | 0
Siemens NH-1-80 | Siemens NH-1-80 | 80 | [4800.0, 120.0, 7.0, 0.1, 0.01] | 0 | 0 | [150.58, 250.0, 450.0, 1150.0, 2470.0] | 0 | 0
Siemens NH-2-1000 | Siemens NH-2-1000 | 1000 | [4800.0, 120.0, 7.0, 0.1, 0.004] | 0 | 0 | [1900.0, 3500.0, 8400.0, 24000.0, 52000.0] | 0 | 0
Siemens NH-2-200 | Siemens NH-2-200 | 200 | [4800.0, 120.0, 7.0, 0.1, 0.004] | 0 | 0 | [280.0, 650.0, 1200.0, 3000.0, 7000.0] | 0 | 0
Siemens NH-2-224 | Siemens NH-2-224 | 224 | [4800.0, 120.0, 7.0, 0.2, 0.04, 0.004] | 0 | 0 | [400.0, 750.0, 1453.0, 3025.0, 4315.0, 7600.0] | 0 | 0
Siemens NH-2-250 | Siemens NH-2-250 | 250 | [4800.0, 120.0, 7.0, 0.1, 0.004] | 0 | 0 | [450.0, 800.0, 1650.0, 4000.0, 8500.0] | 0 | 0
Siemens NH-2-315 | Siemens NH-2-315 | 315 | [4800.0, 120.0, 7.0, 0.1, 0.004] | 0 | 0 | [550.0, 920.0, 1900.0, 5000.0, 11000.0] | 0 | 0
Siemens NH-2-355 | Siemens NH-2-355 | 355 | [4800.0, 120.0, 6.0, 0.1, 0.004] | 0 | 0 | [650.0, 1116.27, 2350.0, 5840.0, 12790.0] | 0 | 0
Siemens NH-2-400 | Siemens NH-2-400 | 400 | [4800.0, 120.0, 7.0, 0.1, 0.004] | 0 | 0 | [720.0, 1350.0, 2800.0, 6500.0, 15000.0] | 0 | 0
Siemens NH-2-425 | Siemens NH-2-425 | 425 | [4800.0, 120.0, 7.0, 0.1, 0.004] | 0 | 0 | [850.0, 1500.0, 3050.0, 7500.0, 16500.0] | 0 | 0
Siemens NH-2-630 | Siemens NH-2-630 | 630 | [4800.0, 120.0, 7.0, 0.1, 0.004] | 0 | 0 | [1200.0, 2000.0, 4800.0, 12000.0, 26000.0] | 0 | 0

## dtypes
| element | column | dtype
0 | bus | name | object
1 | bus | vn_kv | float64
2 | bus | type | object
3 | bus | zone | object
4 | bus | in_service | bool
5 | load | name | object
6 | load | bus | uint32
7 | load | p_mw | float64
8 | load | q_mvar | float64
9 | load | const_z_percent | float64
10 | load | const_i_percent | float64
11 | load | sn_mva | float64
12 | load | scaling | float64
13 | load | in_service | bool
14 | load | type | object
15 | ext_grid | name | object
16 | ext_grid | bus | uint32
17 | ext_grid | vm_pu | float64
18 | ext_grid | va_degree | float64
19 | ext_grid | slack_weight | float64
20 | ext_grid | in_service | bool
21 | line | name | object
22 | line | std_type | object
23 | line | from_bus | uint32
24 | line | to_bus | uint32
25 | line | length_km | float64
26 | line | r_ohm_per_km | float64
27 | line | x_ohm_per_km | float64
28 | line | c_nf_per_km | float64
29 | line | g_us_per_km | float64
30 | line | max_i_ka | float64
31 | line | df | float64
32 | line | parallel | uint32
33 | line | type | object
34 | line | in_service | bool
35 | trafo | name | object
36 | trafo | std_type | object
37 | trafo | hv_bus | uint32
38 | trafo | lv_bus | uint32
39 | trafo | sn_mva | float64
40 | trafo | vn_hv_kv | float64
41 | trafo | vn_lv_kv | float64
42 | trafo | vk_percent | float64
43 | trafo | vkr_percent | float64
44 | trafo | pfe_kw | float64
45 | trafo | i0_percent | float64
46 | trafo | shift_degree | float64
47 | trafo | tap_side | object
48 | trafo | tap_neutral | int32
49 | trafo | tap_min | int32
50 | trafo | tap_max | int32
51 | trafo | tap_step_percent | float64
52 | trafo | tap_step_degree | float64
53 | trafo | tap_pos | int32
54 | trafo | tap_phase_shifter | bool
55 | trafo | parallel | uint32
56 | trafo | df | float64
57 | trafo | in_service | bool
58 | line_geodata | coords | object
59 | bus_geodata | x | float64
60 | bus_geodata | y | float64
61 | bus_geodata | coords | object

## parameters
| version | format_version | converged | OPF_converged | name | f_hz | sn_mva
0 | 2.14.6 | 2.14.0 | FALSE | FALSE |  | 50 | 1