## bus
| name | vn_kv | type | zone | in_service
0 | bus_LV_563-10_0_6_node_0 | 0.4 | n |  | TRUE
1 | bus_LV_563-10_0_6_node_1 | 0.4 | n |  | TRUE
2 | bus_LV_563-10_0_6_node_2 | 0.4 | n |  | TRUE
3 | bus_LV_563-10_0_6_node_3 | 0.4 | n |  | TRUE
4 | bus_LV_563-10_0_6_node_4 | 0.4 | n |  | TRUE
5 | bus_LV_563-10_0_6_node_5 | 0.4 | n |  | TRUE
6 | bus_LV_563-10_0_6_node_6 | 0.4 | n |  | TRUE
7 | bus_LV_563-10_0_6_node_7 | 0.4 | n |  | TRUE
8 | bus_LV_563-10_0_6_node_8 | 0.4 | n |  | TRUE
9 | bus_LV_563-10_0_6_node_9 | 0.4 | n |  | TRUE
10 | bus_LV_563-10_0_6_node_10 | 0.4 | n |  | TRUE
11 | bus_LV_563-10_0_6_node_11 | 0.4 | n |  | TRUE
12 | bus_LV_563-10_0_6_node_12 | 0.4 | n |  | TRUE
13 | bus_LV_563-10_0_6_node_16 | 0.4 | n |  | TRUE
14 | bus_LV_563-10_0_6_node_17 | 0.4 | n |  | TRUE
15 | bus_LV_563-10_0_6_node_13 | 0.4 | n |  | TRUE
16 | bus_LV_563-10_0_6_node_66 | 0.4 | n |  | TRUE
17 | bus_LV_563-10_0_6_node_40 | 0.4 | n |  | TRUE
18 | bus_LV_563-10_0_6_node_37 | 0.4 | n |  | TRUE
19 | bus_LV_563-10_0_6_node_14 | 0.4 | n |  | TRUE
20 | bus_LV_563-10_0_6_node_72 | 0.4 | n |  | TRUE
21 | bus_LV_563-10_0_6_node_15 | 0.4 | n |  | TRUE
22 | bus_LV_563-10_0_6_node_35 | 0.4 | n |  | TRUE
23 | bus_LV_563-10_0_6_node_36 | 0.4 | n |  | TRUE
24 | bus_LV_563-10_0_6_node_92 | 0.4 | n |  | TRUE
25 | bus_LV_563-10_0_6_node_99 | 0.4 | n |  | TRUE
26 | bus_LV_563-10_0_6_node_59 | 0.4 | n |  | TRUE
27 | bus_LV_563-10_0_6_node_60 | 0.4 | n |  | TRUE
28 | bus_LV_563-10_0_6_node_38 | 0.4 | n |  | TRUE
29 | bus_LV_563-10_0_6_node_39 | 0.4 | n |  | TRUE
30 | bus_LV_563-10_0_6_node_18 | 0.4 | n |  | TRUE
31 | bus_LV_563-10_0_6_node_19 | 0.4 | n |  | TRUE
32 | bus_LV_563-10_0_6_node_20 | 0.4 | n |  | TRUE
33 | bus_LV_563-10_0_6_node_21 | 0.4 | n |  | TRUE
34 | bus_LV_563-10_0_6_node_22 | 0.4 | n |  | TRUE
35 | bus_LV_563-10_0_6_node_23 | 0.4 | n |  | TRUE
36 | bus_LV_563-10_0_6_node_24 | 0.4 | n |  | TRUE
37 | bus_LV_563-10_0_6_node_25 | 0.4 | n |  | TRUE
38 | bus_LV_563-10_0_6_node_26 | 0.4 | n |  | TRUE
39 | bus_LV_563-10_0_6_node_27 | 0.4 | n |  | TRUE
40 | bus_LV_563-10_0_6_node_79 | 0.4 | n |  | TRUE
41 | bus_LV_563-10_0_6_node_77 | 0.4 | n |  | TRUE
42 | bus_LV_563-10_0_6_node_69 | 0.4 | n |  | TRUE
43 | bus_LV_563-10_0_6_node_80 | 0.4 | n |  | TRUE
44 | bus_LV_563-10_0_6_node_78 | 0.4 | n |  | TRUE
45 | bus_LV_563-10_0_6_node_68 | 0.4 | n |  | TRUE
46 | bus_LV_563-10_0_6_node_28 | 0.4 | n |  | TRUE
47 | bus_LV_563-10_0_6_node_29 | 0.4 | n |  | TRUE
48 | bus_LV_563-10_0_6_node_30 | 0.4 | n |  | TRUE
49 | bus_LV_563-10_0_6_node_31 | 0.4 | n |  | TRUE
50 | bus_LV_563-10_0_6_node_33 | 0.4 | n |  | TRUE
51 | bus_LV_563-10_0_6_node_32 | 0.4 | n |  | TRUE
52 | bus_LV_563-10_0_6_node_34 | 0.4 | n |  | TRUE
53 | bus_LV_563-10_0_6_node_71 | 0.4 | n |  | TRUE
54 | bus_LV_563-10_0_6_node_75 | 0.4 | n |  | TRUE
55 | bus_LV_563-10_0_6_node_63 | 0.4 | n |  | TRUE
56 | bus_LV_563-10_0_6_node_73 | 0.4 | n |  | TRUE
57 | bus_LV_563-10_0_6_node_89 | 0.4 | n |  | TRUE
58 | bus_LV_563-10_0_6_node_100 | 0.4 | n |  | TRUE
59 | bus_LV_563-10_0_6_node_41 | 0.4 | n |  | TRUE
60 | bus_LV_563-10_0_6_node_42 | 0.4 | n |  | TRUE
61 | bus_LV_563-10_0_6_node_98 | 0.4 | n |  | TRUE
62 | bus_LV_563-10_0_6_node_94 | 0.4 | n |  | TRUE
63 | bus_LV_563-10_0_6_node_61 | 0.4 | n |  | TRUE
64 | bus_LV_563-10_0_6_node_62 | 0.4 | n |  | TRUE
65 | bus_LV_563-10_0_6_node_108 | 0.4 | n |  | TRUE
66 | bus_LV_563-10_0_6_node_107 | 0.4 | n |  | TRUE
67 | bus_LV_563-10_0_6_node_43 | 0.4 | n |  | TRUE
68 | bus_LV_563-10_0_6_node_44 | 0.4 | n |  | TRUE
69 | bus_LV_563-10_0_6_node_45 | 0.4 | n |  | TRUE
70 | bus_LV_563-10_0_6_node_46 | 0.4 | n |  | TRUE
71 | bus_LV_563-10_0_6_node_47 | 0.4 | n |  | TRUE
72 | bus_LV_563-10_0_6_node_48 | 0.4 | n |  | TRUE
73 | bus_LV_563-10_0_6_node_49 | 0.4 | n |  | TRUE
74 | bus_LV_563-10_0_6_node_50 | 0.4 | n |  | TRUE
75 | bus_LV_563-10_0_6_node_51 | 0.4 | n |  | TRUE
76 | bus_LV_563-10_0_6_node_52 | 0.4 | n |  | TRUE
77 | bus_LV_563-10_0_6_node_53 | 0.4 | n |  | TRUE
78 | bus_LV_563-10_0_6_node_65 | 0.4 | n |  | TRUE
79 | bus_LV_563-10_0_6_node_154 | 0.4 | n |  | TRUE
80 | bus_LV_563-10_0_6_node_57 | 0.4 | n |  | TRUE
81 | bus_LV_563-10_0_6_node_54 | 0.4 | n |  | TRUE
82 | bus_LV_563-10_0_6_node_64 | 0.4 | n |  | TRUE
83 | bus_LV_563-10_0_6_node_155 | 0.4 | n |  | TRUE
84 | bus_LV_563-10_0_6_node_156 | 0.4 | n |  | TRUE
85 | bus_LV_563-10_0_6_node_124 | 0.4 | n |  | TRUE
86 | bus_LV_563-10_0_6_node_122 | 0.4 | n |  | TRUE
87 | bus_LV_563-10_0_6_node_55 | 0.4 | n |  | TRUE
88 | bus_LV_563-10_0_6_node_56 | 0.4 | n |  | TRUE
89 | bus_LV_563-10_0_6_node_58 | 0.4 | n |  | TRUE
90 | bus_LV_563-10_0_6_node_118 | 0.4 | n |  | TRUE
91 | bus_LV_563-10_0_6_node_126 | 0.4 | n |  | TRUE
92 | bus_LV_563-10_0_6_node_123 | 0.4 | n |  | TRUE
93 | bus_LV_563-10_0_6_node_113 | 0.4 | n |  | TRUE
94 | bus_LV_563-10_0_6_node_121 | 0.4 | n |  | TRUE
95 | bus_LV_563-10_0_6_node_119 | 0.4 | n |  | TRUE
96 | bus_LV_563-10_0_6_node_103 | 0.4 | n |  | TRUE
97 | bus_LV_563-10_0_6_node_105 | 0.4 | n |  | TRUE
98 | bus_LV_563-10_0_6_node_106 | 0.4 | n |  | TRUE
99 | bus_LV_563-10_0_6_node_101 | 0.4 | n |  | TRUE
100 | bus_LV_563-10_0_6_node_109 | 0.4 | n |  | TRUE
101 | bus_LV_563-10_0_6_node_172 | 0.4 | n |  | TRUE
102 | bus_LV_563-10_0_6_node_67 | 0.4 | n |  | TRUE
103 | bus_LV_563-10_0_6_node_74 | 0.4 | n |  | TRUE
104 | bus_LV_563-10_0_6_node_76 | 0.4 | n |  | TRUE
105 | bus_LV_563-10_0_6_node_159 | 0.4 | n |  | TRUE
106 | bus_LV_563-10_0_6_node_157 | 0.4 | n |  | TRUE
107 | bus_LV_563-10_0_6_node_161 | 0.4 | n |  | TRUE
108 | bus_LV_563-10_0_6_node_160 | 0.4 | n |  | TRUE
109 | bus_LV_563-10_0_6_node_153 | 0.4 | n |  | TRUE
110 | bus_LV_563-10_0_6_node_168 | 0.4 | n |  | TRUE
111 | bus_LV_563-10_0_6_node_151 | 0.4 | n |  | TRUE
112 | bus_LV_563-10_0_6_node_169 | 0.4 | n |  | TRUE
113 | bus_LV_563-10_0_6_node_171 | 0.4 | n |  | TRUE
114 | bus_LV_563-10_0_6_node_81 | 0.4 | n |  | TRUE
115 | bus_LV_563-10_0_6_node_82 | 0.4 | n |  | TRUE
116 | bus_LV_563-10_0_6_node_83 | 0.4 | n |  | TRUE
117 | bus_LV_563-10_0_6_node_84 | 0.4 | n |  | TRUE
118 | bus_LV_563-10_0_6_node_85 | 0.4 | n |  | TRUE
119 | bus_LV_563-10_0_6_node_86 | 0.4 | n |  | TRUE
120 | bus_LV_563-10_0_6_node_148 | 0.4 | n |  | TRUE
121 | bus_LV_563-10_0_6_node_149 | 0.4 | n |  | TRUE
122 | bus_LV_563-10_0_6_node_87 | 0.4 | n |  | TRUE
123 | bus_LV_563-10_0_6_node_88 | 0.4 | n |  | TRUE
124 | bus_LV_563-10_0_6_node_90 | 0.4 | n |  | TRUE
125 | bus_LV_563-10_0_6_node_91 | 0.4 | n |  | TRUE
126 | bus_LV_563-10_0_6_node_93 | 0.4 | n |  | TRUE
127 | bus_LV_563-10_0_6_node_102 | 0.4 | n |  | TRUE
128 | bus_LV_563-10_0_6_node_104 | 0.4 | n |  | TRUE
129 | bus_LV_563-10_0_6_node_95 | 0.4 | n |  | TRUE
130 | bus_LV_563-10_0_6_node_96 | 0.4 | n |  | TRUE
131 | bus_LV_563-10_0_6_node_97 | 0.4 | n |  | TRUE
132 | bus_LV_563-10_0_6_node_114 | 0.4 | n |  | TRUE
133 | bus_LV_563-10_0_6_node_115 | 0.4 | n |  | TRUE
134 | bus_LV_563-10_0_6_node_116 | 0.4 | n |  | TRUE
135 | bus_LV_563-10_0_6_node_170 | 0.4 | n |  | TRUE
136 | bus_LV_563-10_0_6_node_152 | 0.4 | n |  | TRUE
137 | bus_LV_563-10_0_6_node_117 | 0.4 | n |  | TRUE
138 | bus_LV_563-10_0_6_node_111 | 0.4 | n |  | TRUE
139 | bus_LV_563-10_0_6_node_112 | 0.4 | n |  | TRUE
140 | bus_LV_563-10_0_6_node_110 | 0.4 | n |  | TRUE
141 | bus_LV_563-10_0_6_node_150 | 0.4 | n |  | TRUE
142 | bus_LV_563-10_0_6_node_120 | 0.4 | n |  | TRUE
143 | bus_LV_563-10_0_6_node_125 | 0.4 | n |  | TRUE
144 | bus_LV_563-10_0_6_node_127 | 0.4 | n |  | TRUE
145 | bus_LV_563-10_0_6_node_128 | 0.4 | n |  | TRUE
146 | bus_LV_563-10_0_6_node_129 | 0.4 | n |  | TRUE
147 | bus_LV_563-10_0_6_node_143 | 0.4 | n |  | TRUE
148 | bus_LV_563-10_0_6_node_144 | 0.4 | n |  | TRUE
149 | bus_LV_563-10_0_6_node_130 | 0.4 | n |  | TRUE
150 | bus_LV_563-10_0_6_node_131 | 0.4 | n |  | TRUE
151 | bus_LV_563-10_0_6_node_132 | 0.4 | n |  | TRUE
152 | bus_LV_563-10_0_6_node_133 | 0.4 | n |  | TRUE
153 | bus_LV_563-10_0_6_node_136 | 0.4 | n |  | TRUE
154 | bus_LV_563-10_0_6_node_134 | 0.4 | n |  | TRUE
155 | bus_LV_563-10_0_6_node_135 | 0.4 | n |  | TRUE
156 | bus_LV_563-10_0_6_node_137 | 0.4 | n |  | TRUE
157 | bus_LV_563-10_0_6_node_140 | 0.4 | n |  | TRUE
158 | bus_LV_563-10_0_6_node_138 | 0.4 | n |  | TRUE
159 | bus_LV_563-10_0_6_node_139 | 0.4 | n |  | TRUE
160 | bus_LV_563-10_0_6_node_145 | 0.4 | n |  | TRUE
161 | bus_LV_563-10_0_6_node_146 | 0.4 | n |  | TRUE
162 | bus_LV_563-10_0_6_node_141 | 0.4 | n |  | TRUE
163 | bus_LV_563-10_0_6_node_142 | 0.4 | n |  | TRUE
164 | bus_LV_563-10_0_6_node_167 | 0.4 | n |  | TRUE
165 | bus_LV_563-10_0_6_node_166 | 0.4 | n |  | TRUE
166 | bus_LV_563-10_0_6_node_162 | 0.4 | n |  | TRUE
167 | bus_LV_563-10_0_6_node_163 | 0.4 | n |  | TRUE
168 | bus_LV_563-10_0_6_node_164 | 0.4 | n |  | TRUE
169 | bus_LV_563-10_0_6_node_165 | 0.4 | n |  | TRUE
170 | bus_MV_80_1_node_44 | 20 | n |  | TRUE

## load
| name | bus | p_mw | q_mvar | const_z_percent | const_i_percent | sn_mva | scaling | in_service | type
0 | LV_563-10_0_6_load_0 | 0 | 0.0016028 | 0.00040169 | 0 | 0 |  | 1 | TRUE | wye
1 | LV_563-10_0_6_load_1 | 1 | 0.00028958 | 7.2575e-05 | 0 | 0 |  | 1 | TRUE | wye
2 | LV_563-10_0_6_load_3 | 3 | 0.00037306 | 9.3498e-05 | 0 | 0 |  | 1 | TRUE | wye
3 | LV_563-10_0_6_load_8 | 8 | 0.00026886 | 6.7382e-05 | 0 | 0 |  | 1 | TRUE | wye
4 | LV_563-10_0_6_load_9 | 9 | 0.00084628 | 0.0002121 | 0 | 0 |  | 1 | TRUE | wye
5 | LV_563-10_0_6_load_10 | 10 | 0.00017225 | 4.317e-05 | 0 | 0 |  | 1 | TRUE | wye
6 | LV_563-10_0_6_load_11 | 11 | 0.0001458 | 3.6542e-05 | 0 | 0 |  | 1 | TRUE | wye
7 | LV_563-10_0_6_load_12 | 12 | 0.00079684 | 0.00019971 | 0 | 0 |  | 1 | TRUE | wye
8 | LV_563-10_0_6_load_16 | 13 | 0.00021721 | 5.4439e-05 | 0 | 0 |  | 1 | TRUE | wye
9 | LV_563-10_0_6_load_17 | 14 | 0.00022474 | 5.6324e-05 | 0 | 0 |  | 1 | TRUE | wye
10 | LV_563-10_0_6_load_13 | 15 | 0.00017921 | 4.4915e-05 | 0 | 0 |  | 1 | TRUE | wye
11 | LV_563-10_0_6_load_66 | 16 | 0.0011339 | 0.00028419 | 0 | 0 |  | 1 | TRUE | wye
12 | LV_563-10_0_6_load_14 | 19 | 0.00022573 | 5.6572e-05 | 0 | 0 |  | 1 | TRUE | wye
13 | LV_563-10_0_6_load_72 | 20 | 0.00041951 | 0.00010514 | 0 | 0 |  | 1 | TRUE | wye
14 | LV_563-10_0_6_load_35 | 22 | 0.0002164 | 5.4234e-05 | 0 | 0 |  | 1 | TRUE | wye
15 | LV_563-10_0_6_load_36 | 23 | 0.0003634 | 9.1076e-05 | 0 | 0 |  | 1 | TRUE | wye
16 | LV_563-10_0_6_load_92 | 24 | 0.00015306 | 3.836e-05 | 0 | 0 |  | 1 | TRUE | wye
17 | LV_563-10_0_6_load_99 | 25 | 0.00020898 | 5.2376e-05 | 0 | 0 |  | 1 | TRUE | wye
18 | LV_563-10_0_6_load_59 | 26 | 0.00029346 | 7.3547e-05 | 0 | 0 |  | 1 | TRUE | wye
19 | LV_563-10_0_6_load_39 | 29 | 0.0002261 | 5.6666e-05 | 0 | 0 |  | 1 | TRUE | wye
20 | LV_563-10_0_6_load_18 | 30 | 0.0014541 | 0.00036444 | 0 | 0 |  | 1 | TRUE | wye
21 | LV_563-10_0_6_load_19 | 31 | 0.00091186 | 0.00022853 | 0 | 0 |  | 1 | TRUE | wye
22 | LV_563-10_0_6_load_23 | 35 | 0.0027298 | 0.00068415 | 0 | 0 |  | 1 | TRUE | wye
23 | LV_563-10_0_6_load_24 | 36 | 0.0035866 | 0.00089888 | 0 | 0 |  | 1 | TRUE | wye
24 | LV_563-10_0_6_load_25 | 37 | 0.001777 | 0.00044535 | 0 | 0 |  | 1 | TRUE | wye
25 | LV_563-10_0_6_load_26 | 38 | 0.00050474 | 0.0001265 | 0 | 0 |  | 1 | TRUE | wye
26 | LV_563-10_0_6_load_27 | 39 | 0.0038251 | 0.00095866 | 0 | 0 |  | 1 | TRUE | wye
27 | LV_563-10_0_6_load_79 | 40 | 0.0020685 | 0.00051841 | 0 | 0 |  | 1 | TRUE | wye
28 | LV_563-10_0_6_load_77 | 41 | 0.0008627 | 0.00021621 | 0 | 0 |  | 1 | TRUE | wye
29 | LV_563-10_0_6_load_80 | 43 | 0.00063629 | 0.00015947 | 0 | 0 |  | 1 | TRUE | wye
30 | LV_563-10_0_6_load_78 | 44 | 0.0015455 | 0.00038734 | 0 | 0 |  | 1 | TRUE | wye
31 | LV_563-10_0_6_load_68 | 45 | 0.0027492 | 0.000689 | 0 | 0 |  | 1 | TRUE | wye
32 | LV_563-10_0_6_load_28 | 46 | 0.00068024 | 0.00017048 | 0 | 0 |  | 1 | TRUE | wye
33 | LV_563-10_0_6_load_29 | 47 | 0.00046927 | 0.00011761 | 0 | 0 |  | 1 | TRUE | wye
34 | LV_563-10_0_6_load_30 | 48 | 0.00037014 | 9.2767e-05 | 0 | 0 |  | 1 | TRUE | wye
35 | LV_563-10_0_6_load_31 | 49 | 0.0004161 | 0.00010428 | 0 | 0 |  | 1 | TRUE | wye
36 | LV_563-10_0_6_load_33 | 50 | 0.00023375 | 5.8584e-05 | 0 | 0 |  | 1 | TRUE | wye
37 | LV_563-10_0_6_load_34 | 52 | 0.0002423 | 6.0726e-05 | 0 | 0 |  | 1 | TRUE | wye
38 | LV_563-10_0_6_load_71 | 53 | 0.00022269 | 5.581e-05 | 0 | 0 |  | 1 | TRUE | wye
39 | LV_563-10_0_6_load_75 | 54 | 0.000364 | 9.1226e-05 | 0 | 0 |  | 1 | TRUE | wye
40 | LV_563-10_0_6_load_63 | 55 | 0.00055349 | 0.00013872 | 0 | 0 |  | 1 | TRUE | wye
41 | LV_563-10_0_6_load_100 | 58 | 0.00042239 | 0.00010586 | 0 | 0 |  | 1 | TRUE | wye
42 | LV_563-10_0_6_load_41 | 59 | 0.00031251 | 7.8324e-05 | 0 | 0 |  | 1 | TRUE | wye
43 | LV_563-10_0_6_load_42 | 60 | 0.00021244 | 5.3243e-05 | 0 | 0 |  | 1 | TRUE | wye
44 | LV_563-10_0_6_load_98 | 61 | 0.00019888 | 4.9844e-05 | 0 | 0 |  | 1 | TRUE | wye
45 | LV_563-10_0_6_load_94 | 62 | 0.00020792 | 5.211e-05 | 0 | 0 |  | 1 | TRUE | wye
46 | LV_563-10_0_6_load_61 | 63 | 0.00036724 | 9.2038e-05 | 0 | 0 |  | 1 | TRUE | wye
47 | LV_563-10_0_6_load_62 | 64 | 0.00060545 | 0.00015174 | 0 | 0 |  | 1 | TRUE | wye
48 | LV_563-10_0_6_load_108 | 65 | 0.00073861 | 0.00018511 | 0 | 0 |  | 1 | TRUE | wye
49 | LV_563-10_0_6_load_107 | 66 | 0.00039503 | 9.9003e-05 | 0 | 0 |  | 1 | TRUE | wye
50 | LV_563-10_0_6_load_43 | 67 | 0.0034589 | 0.00086688 | 0 | 0 |  | 1 | TRUE | wye
51 | LV_563-10_0_6_load_46 | 70 | 0.0022825 | 0.00057205 | 0 | 0 |  | 1 | TRUE | wye
52 | LV_563-10_0_6_load_47 | 71 | 0.0011468 | 0.00028742 | 0 | 0 |  | 1 | TRUE | wye
53 | LV_563-10_0_6_load_49 | 73 | 0.0030765 | 0.00077104 | 0 | 0 |  | 1 | TRUE | wye
54 | LV_563-10_0_6_load_50 | 74 | 0.0010108 | 0.00025333 | 0 | 0 |  | 1 | TRUE | wye
55 | LV_563-10_0_6_load_52 | 76 | 0.0011318 | 0.00028365 | 0 | 0 |  | 1 | TRUE | wye
56 | LV_563-10_0_6_load_53 | 77 | 0.0014956 | 0.00037483 | 0 | 0 |  | 1 | TRUE | wye
57 | LV_563-10_0_6_load_65 | 78 | 0.00074682 | 0.00018717 | 0 | 0 |  | 1 | TRUE | wye
58 | LV_563-10_0_6_load_64 | 82 | 0.0024572 | 0.00061582 | 0 | 0 |  | 1 | TRUE | wye
59 | LV_563-10_0_6_load_155 | 83 | 0.00066963 | 0.00016783 | 0 | 0 |  | 1 | TRUE | wye
60 | LV_563-10_0_6_load_156 | 84 | 0.0010028 | 0.00025133 | 0 | 0 |  | 1 | TRUE | wye
61 | LV_563-10_0_6_load_124 | 85 | 0.0010068 | 0.00025233 | 0 | 0 |  | 1 | TRUE | wye
62 | LV_563-10_0_6_load_55 | 87 | 0.0076136 | 0.0019081 | 0 | 0 |  | 1 | TRUE | wye
63 | LV_563-10_0_6_load_56 | 88 | 0.0016396 | 0.00041091 | 0 | 0 |  | 1 | TRUE | wye
64 | LV_563-10_0_6_load_58 | 89 | 0.001048 | 0.00026266 | 0 | 0 |  | 1 | TRUE | wye
65 | LV_563-10_0_6_load_118 | 90 | 0.0018383 | 0.00046072 | 0 | 0 |  | 1 | TRUE | wye
66 | LV_563-10_0_6_load_126 | 91 | 0.0024875 | 0.00062342 | 0 | 0 |  | 1 | TRUE | wye
67 | LV_563-10_0_6_load_123 | 92 | 0.0010062 | 0.00025217 | 0 | 0 |  | 1 | TRUE | wye
68 | LV_563-10_0_6_load_113 | 93 | 0.0028776 | 0.00072119 | 0 | 0 |  | 1 | TRUE | wye
69 | LV_563-10_0_6_load_121 | 94 | 0.0043075 | 0.0010796 | 0 | 0 |  | 1 | TRUE | wye
70 | LV_563-10_0_6_load_119 | 95 | 0.00036546 | 9.1594e-05 | 0 | 0 |  | 1 | TRUE | wye
71 | LV_563-10_0_6_load_105 | 97 | 0.00041671 | 0.00010444 | 0 | 0 |  | 1 | TRUE | wye
72 | LV_563-10_0_6_load_106 | 98 | 0.00019953 | 5.0008e-05 | 0 | 0 |  | 1 | TRUE | wye
73 | LV_563-10_0_6_load_101 | 99 | 0.00047889 | 0.00012002 | 0 | 0 |  | 1 | TRUE | wye
74 | LV_563-10_0_6_load_109 | 100 | 0.00064261 | 0.00016105 | 0 | 0 |  | 1 | TRUE | wye
75 | LV_563-10_0_6_load_172 | 101 | 0.00030259 | 7.5837e-05 | 0 | 0 |  | 1 | TRUE | wye
76 | LV_563-10_0_6_load_67 | 102 | 0.00082394 | 0.0002065 | 0 | 0 |  | 1 | TRUE | wye
77 | LV_563-10_0_6_load_76 | 104 | 0.00017623 | 4.4166e-05 | 0 | 0 |  | 1 | TRUE | wye
78 | LV_563-10_0_6_load_157 | 106 | 0.00031831 | 7.9777e-05 | 0 | 0 |  | 1 | TRUE | wye
79 | LV_563-10_0_6_load_161 | 107 | 0.00021074 | 5.2815e-05 | 0 | 0 |  | 1 | TRUE | wye
80 | LV_563-10_0_6_load_160 | 108 | 0.00038016 | 9.5278e-05 | 0 | 0 |  | 1 | TRUE | wye
81 | LV_563-10_0_6_load_153 | 109 | 0.00058532 | 0.0001467 | 0 | 0 |  | 1 | TRUE | wye
82 | LV_563-10_0_6_load_168 | 110 | 0.0004145 | 0.00010388 | 0 | 0 |  | 1 | TRUE | wye
83 | LV_563-10_0_6_load_151 | 111 | 0.0004533 | 0.00011361 | 0 | 0 |  | 1 | TRUE | wye
84 | LV_563-10_0_6_load_169 | 112 | 0.00034677 | 8.6908e-05 | 0 | 0 |  | 1 | TRUE | wye
85 | LV_563-10_0_6_load_171 | 113 | 0.00049868 | 0.00012498 | 0 | 0 |  | 1 | TRUE | wye
86 | LV_563-10_0_6_load_81 | 114 | 0.0051981 | 0.0013028 | 0 | 0 |  | 1 | TRUE | wye
87 | LV_563-10_0_6_load_82 | 115 | 0.0019181 | 0.00048073 | 0 | 0 |  | 1 | TRUE | wye
88 | LV_563-10_0_6_load_84 | 117 | 0.0025716 | 0.00064451 | 0 | 0 |  | 1 | TRUE | wye
89 | LV_563-10_0_6_load_85 | 118 | 0.0022114 | 0.00055423 | 0 | 0 |  | 1 | TRUE | wye
90 | LV_563-10_0_6_load_148 | 120 | 0.0016545 | 0.00041467 | 0 | 0 |  | 1 | TRUE | wye
91 | LV_563-10_0_6_load_149 | 121 | 0.00017579 | 4.4057e-05 | 0 | 0 |  | 1 | TRUE | wye
92 | LV_563-10_0_6_load_87 | 122 | 0.00046826 | 0.00011736 | 0 | 0 |  | 1 | TRUE | wye
93 | LV_563-10_0_6_load_90 | 124 | 0.00019508 | 4.8892e-05 | 0 | 0 |  | 1 | TRUE | wye
94 | LV_563-10_0_6_load_93 | 126 | 0.00054951 | 0.00013772 | 0 | 0 |  | 1 | TRUE | wye
95 | LV_563-10_0_6_load_102 | 127 | 0.000239 | 5.9898e-05 | 0 | 0 |  | 1 | TRUE | wye
96 | LV_563-10_0_6_load_96 | 130 | 0.00095498 | 0.00023934 | 0 | 0 |  | 1 | TRUE | wye
97 | LV_563-10_0_6_load_114 | 132 | 0.0013691 | 0.00034312 | 0 | 0 |  | 1 | TRUE | wye
98 | LV_563-10_0_6_load_116 | 134 | 0.00033573 | 8.4143e-05 | 0 | 0 |  | 1 | TRUE | wye
99 | LV_563-10_0_6_load_170 | 135 | 0.0034751 | 0.00087093 | 0 | 0 |  | 1 | TRUE | wye
100 | LV_563-10_0_6_load_152 | 136 | 0.00029821 | 7.4739e-05 | 0 | 0 |  | 1 | TRUE | wye
101 | LV_563-10_0_6_load_117 | 137 | 0.00056678 | 0.00014205 | 0 | 0 |  | 1 | TRUE | wye
102 | LV_563-10_0_6_load_112 | 139 | 0.00040127 | 0.00010057 | 0 | 0 |  | 1 | TRUE | wye
103 | LV_563-10_0_6_load_110 | 140 | 0.00048911 | 0.00012258 | 0 | 0 |  | 1 | TRUE | wye
104 | LV_563-10_0_6_load_120 | 142 | 0.0011466 | 0.00028736 | 0 | 0 |  | 1 | TRUE | wye
105 | LV_563-10_0_6_load_125 | 143 | 0.0017099 | 0.00042855 | 0 | 0 |  | 1 | TRUE | wye
106 | LV_563-10_0_6_load_128 | 145 | 0.0095752 | 0.0023998 | 0 | 0 |  | 1 | TRUE | wye
107 | LV_563-10_0_6_load_129 | 146 | 0.0052201 | 0.0013083 | 0 | 0 |  | 1 | TRUE | wye
108 | LV_563-10_0_6_load_144 | 148 | 0.0057012 | 0.0014289 | 0 | 0 |  | 1 | TRUE | wye
109 | LV_563-10_0_6_load_130 | 149 | 0.026238 | 0.0065758 | 0 | 0 |  | 1 | TRUE | wye
110 | LV_563-10_0_6_load_131 | 150 | 0.0061348 | 0.0015375 | 0 | 0 |  | 1 | TRUE | wye
111 | LV_563-10_0_6_load_132 | 151 | 0.013443 | 0.0033692 | 0 | 0 |  | 1 | TRUE | wye
112 | LV_563-10_0_6_load_136 | 153 | 0.0089073 | 0.0022324 | 0 | 0 |  | 1 | TRUE | wye
113 | LV_563-10_0_6_load_134 | 154 | 0.0032219 | 0.00080749 | 0 | 0 |  | 1 | TRUE | wye
114 | LV_563-10_0_6_load_135 | 155 | 0.0018951 | 0.00047496 | 0 | 0 |  | 1 | TRUE | wye
115 | LV_563-10_0_6_load_137 | 156 | 0.0019032 | 0.00047697 | 0 | 0 |  | 1 | TRUE | wye
116 | LV_563-10_0_6_load_140 | 157 | 0.0018318 | 0.00045909 | 0 | 0 |  | 1 | TRUE | wye
117 | LV_563-10_0_6_load_138 | 158 | 0.0018735 | 0.00046953 | 0 | 0 |  | 1 | TRUE | wye
118 | LV_563-10_0_6_load_139 | 159 | 0.0019009 | 0.0004764 | 0 | 0 |  | 1 | TRUE | wye
119 | LV_563-10_0_6_load_145 | 160 | 0.0030645 | 0.00076803 | 0 | 0 |  | 1 | TRUE | wye
120 | LV_563-10_0_6_load_146 | 161 | 0.0049129 | 0.0012313 | 0 | 0 |  | 1 | TRUE | wye
121 | LV_563-10_0_6_load_141 | 162 | 0.0018305 | 0.00045877 | 0 | 0 |  | 1 | TRUE | wye
122 | LV_563-10_0_6_load_142 | 163 | 0.0019044 | 0.00047728 | 0 | 0 |  | 1 | TRUE | wye
123 | LV_563-10_0_6_load_167 | 164 | 0.00093172 | 0.00023351 | 0 | 0 |  | 1 | TRUE | wye
124 | LV_563-10_0_6_load_166 | 165 | 0.00052706 | 0.00013209 | 0 | 0 |  | 1 | TRUE | wye
125 | LV_563-10_0_6_load_162 | 166 | 0.00063509 | 0.00015917 | 0 | 0 |  | 1 | TRUE | wye
126 | LV_563-10_0_6_load_163 | 167 | 0.00050362 | 0.00012622 | 0 | 0 |  | 1 | TRUE | wye
127 | LV_563-10_0_6_load_164 | 168 | 0.00076048 | 0.00019059 | 0 | 0 |  | 1 | TRUE | wye
128 | LV_563-10_0_6_load_165 | 169 | 0.00038938 | 9.7588e-05 | 0 | 0 |  | 1 | TRUE | wye

## ext_grid
| name | bus | vm_pu | va_degree | slack_weight | in_service
0 |  | 143 | 1 | 0 | 1 | TRUE

## line
| name | std_type | from_bus | to_bus | length_km | r_ohm_per_km | x_ohm_per_km | c_nf_per_km | g_us_per_km | max_i_ka | df | parallel | type | in_service
0 | LV_563-10_0_6_line_0 | NAYY 4x150 SE | 0 | 1 | 0.054746 | 0.208 | 0.08 | 261 | 0 | 0.27 | 1 | 1 | cs | TRUE
1 | LV_563-10_0_6_line_1 | NAYY 4x150 SE | 0 | 2 | 0.0015214 | 0.208 | 0.08 | 261 | 0 | 0.27 | 1 | 1 | cs | TRUE
2 | LV_563-10_0_6_line_2 | NAYY 4x150 SE | 1 | 3 | 0.040017 | 0.208 | 0.08 | 261 | 0 | 0.27 | 1 | 1 | cs | TRUE
3 | LV_563-10_0_6_line_3 | NAYY 4x150 SE | 2 | 4 | 0.002108 | 0.208 | 0.08 | 261 | 0 | 0.27 | 1 | 1 | cs | TRUE
4 | LV_563-10_0_6_line_4 | NAYY 4x150 SE | 2 | 5 | 0.072811 | 0.208 | 0.08 | 261 | 0 | 0.27 | 1 | 1 | cs | TRUE
5 | LV_563-10_0_6_line_5 | NAYY 4x150 SE | 3 | 6 | 0.013606 | 0.208 | 0.08 | 261 | 0 | 0.27 | 1 | 1 | cs | TRUE
6 | LV_563-10_0_6_line_6 | NAYY 4x150 SE | 4 | 7 | 0.038699 | 0.208 | 0.08 | 261 | 0 | 0.27 | 1 | 3 | cs | TRUE
7 | LV_563-10_0_6_line_7 | NAYY 4x150 SE | 4 | 8 | 0.071028 | 0.208 | 0.08 | 261 | 0 | 0.27 | 1 | 3 | cs | TRUE
8 | LV_563-10_0_6_line_8 | NAYY 4x150 SE | 5 | 9 | 0.030201 | 0.208 | 0.08 | 261 | 0 | 0.27 | 1 | 1 | cs | TRUE
9 | LV_563-10_0_6_line_9 | NAYY 4x150 SE | 5 | 10 | 0.017449 | 0.208 | 0.08 | 261 | 0 | 0.27 | 1 | 1 | cs | TRUE
10 | LV_563-10_0_6_line_10 | NAYY 4x150 SE | 6 | 11 | 0.02463 | 0.208 | 0.08 | 261 | 0 | 0.27 | 1 | 1 | cs | TRUE
11 | LV_563-10_0_6_line_11 | NAYY 4x150 SE | 6 | 12 | 0.0042152 | 0.208 | 0.08 | 261 | 0 | 0.27 | 1 | 1 | cs | TRUE
12 | LV_563-10_0_6_line_12 | NAYY 4x150 SE | 7 | 13 | 0.069945 | 0.208 | 0.08 | 261 | 0 | 0.27 | 1 | 1 | cs | TRUE
13 | LV_563-10_0_6_line_13 | NAYY 4x150 SE | 7 | 14 | 0.019298 | 0.208 | 0.08 | 261 | 0 | 0.27 | 1 | 3 | cs | TRUE
14 | LV_563-10_0_6_line_14 | NAYY 4x150 SE | 8 | 15 | 0.020679 | 0.208 | 0.08 | 261 | 0 | 0.27 | 1 | 3 | cs | TRUE
15 | LV_563-10_0_6_line_15 | NAYY 4x150 SE | 12 | 16 | 0.026955 | 0.208 | 0.08 | 261 | 0 | 0.27 | 1 | 1 | cs | TRUE
16 | LV_563-10_0_6_line_16 | NAYY 4x150 SE | 13 | 17 | 0.014718 | 0.208 | 0.08 | 261 | 0 | 0.27 | 1 | 1 | cs | TRUE
17 | LV_563-10_0_6_line_17 | NAYY 4x150 SE | 14 | 18 | 0.0666 | 0.208 | 0.08 | 261 | 0 | 0.27 | 1 | 3 | cs | TRUE
18 | LV_563-10_0_6_line_18 | NAYY 4x150 SE | 15 | 19 | 0.040102 | 0.208 | 0.08 | 261 | 0 | 0.27 | 1 | 3 | cs | TRUE
19 | LV_563-10_0_6_line_19 | NAYY 4x150 SE | 16 | 20 | 0.0093613 | 0.208 | 0.08 | 261 | 0 | 0.27 | 1 | 1 | cs | TRUE
20 | LV_563-10_0_6_line_20 | NAYY 4x150 SE | 17 | 26 | 0.014532 | 0.208 | 0.08 | 261 | 0 | 0.27 | 1 | 1 | cs | TRUE
21 | LV_563-10_0_6_line_21 | NAYY 4x150 SE | 17 | 27 | 0.036968 | 0.208 | 0.08 | 261 | 0 | 0.27 | 1 | 1 | cs | TRUE
22 | LV_563-10_0_6_line_22 | NAYY 4x150 SE | 18 | 28 | 0.008408 | 0.208 | 0.08 | 261 | 0 | 0.27 | 1 | 3 | cs | TRUE
23 | LV_563-10_0_6_line_23 | NAYY 4x150 SE | 18 | 29 | 0.035824 | 0.208 | 0.08 | 261 | 0 | 0.27 | 1 | 1 | cs | TRUE
24 | LV_563-10_0_6_line_24 | NAYY 4x150 SE | 19 | 21 | 0.017547 | 0.208 | 0.08 | 261 | 0 | 0.27 | 1 | 3 | cs | TRUE
25 | LV_563-10_0_6_line_25 | NAYY 4x150 SE | 20 | 56 | 0.037365 | 0.208 | 0.08 | 261 | 0 | 0.27 | 1 | 1 | cs | TRUE
26 | LV_563-10_0_6_line_26 | NAYY 4x150 SE | 21 | 22 | 0.01865 | 0.208 | 0.08 | 261 | 0 | 0.27 | 1 | 1 | cs | TRUE
27 | LV_563-10_0_6_line_27 | NAYY 4x150 SE | 21 | 23 | 0.026274 | 0.208 | 0.08 | 261 | 0 | 0.27 | 1 | 3 | cs | TRUE
28 | LV_563-10_0_6_line_28 | NAYY 4x150 SE | 22 | 24 | 0.012387 | 0.208 | 0.08 | 261 | 0 | 0.27 | 1 | 1 | cs | TRUE
29 | LV_563-10_0_6_line_29 | NAYY 4x150 SE | 23 | 25 | 0.041611 | 0.208 | 0.08 | 261 | 0 | 0.27 | 1 | 3 | cs | TRUE
30 | LV_563-10_0_6_line_30 | NAYY 4x150 SE | 24 | 57 | 0.061435 | 0.208 | 0.08 | 261 | 0 | 0.27 | 1 | 1 | cs | TRUE
31 | LV_563-10_0_6_line_31 | NAYY 4x150 SE | 25 | 58 | 0.074256 | 0.208 | 0.08 | 261 | 0 | 0.27 | 1 | 3 | cs | TRUE
32 | LV_563-10_0_6_line_32 | NAYY 4x150 SE | 26 | 63 | 0.0071515 | 0.208 | 0.08 | 261 | 0 | 0.27 | 1 | 1 | cs | TRUE
33 | LV_563-10_0_6_line_33 | NAYY 4x150 SE | 27 | 64 | 0.0305 | 0.208 | 0.08 | 261 | 0 | 0.27 | 1 | 1 | cs | TRUE
34 | LV_563-10_0_6_line_34 | NAYY 4x150 SE | 27 | 55 | 0.086702 | 0.208 | 0.08 | 261 | 0 | 0.27 | 1 | 1 | cs | TRUE
35 | LV_563-10_0_6_line_35 | NAYY 4x150 SE | 28 | 59 | 0.043909 | 0.208 | 0.08 | 261 | 0 | 0.27 | 1 | 3 | cs | TRUE
36 | LV_563-10_0_6_line_36 | NAYY 4x150 SE | 28 | 60 | 0.023988 | 0.208 | 0.08 | 261 | 0 | 0.27 | 1 | 1 | cs | TRUE
37 | LV_563-10_0_6_line_37 | NAYY 4x150 SE | 30 | 31 | 0.061301 | 0.208 | 0.08 | 261 | 0 | 0.27 | 1 | 1 | cs | TRUE
38 | LV_563-10_0_6_line_38 | NAYY 4x150 SE | 30 | 32 | 0.0079035 | 0.208 | 0.08 | 261 | 0 | 0.27 | 1 | 1 | cs | TRUE
39 | LV_563-10_0_6_line_39 | NAYY 4x150 SE | 31 | 33 | 0.033015 | 0.208 | 0.08 | 261 | 0 | 0.27 | 1 | 1 | cs | TRUE
40 | LV_563-10_0_6_line_40 | NAYY 4x150 SE | 32 | 34 | 0.068945 | 0.208 | 0.08 | 261 | 0 | 0.27 | 1 | 1 | cs | TRUE
41 | LV_563-10_0_6_line_41 | NAYY 4x150 SE | 32 | 35 | 0.051965 | 0.208 | 0.08 | 261 | 0 | 0.27 | 1 | 1 | cs | TRUE
42 | LV_563-10_0_6_line_42 | NAYY 4x150 SE | 33 | 36 | 0.011726 | 0.208 | 0.08 | 261 | 0 | 0.27 | 1 | 1 | cs | TRUE
43 | LV_563-10_0_6_line_43 | NAYY 4x150 SE | 33 | 37 | 0.0057983 | 0.208 | 0.08 | 261 | 0 | 0.27 | 1 | 1 | cs | TRUE
44 | LV_563-10_0_6_line_44 | NAYY 4x150 SE | 34 | 38 | 0.0012655 | 0.208 | 0.08 | 261 | 0 | 0.27 | 1 | 1 | cs | TRUE
45 | LV_563-10_0_6_line_45 | NAYY 4x150 SE | 35 | 39 | 0.033632 | 0.208 | 0.08 | 261 | 0 | 0.27 | 1 | 1 | cs | TRUE
46 | LV_563-10_0_6_line_46 | NAYY 4x150 SE | 37 | 40 | 0.0024716 | 0.208 | 0.08 | 261 | 0 | 0.27 | 1 | 1 | cs | TRUE
47 | LV_563-10_0_6_line_47 | NAYY 4x150 SE | 38 | 41 | 0.020167 | 0.208 | 0.08 | 261 | 0 | 0.27 | 1 | 1 | cs | TRUE
48 | LV_563-10_0_6_line_48 | NAYY 4x150 SE | 39 | 42 | 0.041677 | 0.208 | 0.08 | 261 | 0 | 0.27 | 1 | 1 | cs | TRUE
49 | LV_563-10_0_6_line_49 | NAYY 4x150 SE | 40 | 43 | 0.030327 | 0.208 | 0.08 | 261 | 0 | 0.27 | 1 | 1 | cs | TRUE
50 | LV_563-10_0_6_line_50 | NAYY 4x150 SE | 41 | 44 | 0.043628 | 0.208 | 0.08 | 261 | 0 | 0.27 | 1 | 1 | cs | TRUE
51 | LV_563-10_0_6_line_51 | NAYY 4x150 SE | 42 | 45 | 0.018006 | 0.208 | 0.08 | 261 | 0 | 0.27 | 1 | 1 | cs | TRUE
52 | LV_563-10_0_6_line_52 | NAYY 4x150 SE | 43 | 75 | 0.039573 | 0.208 | 0.08 | 261 | 0 | 0.27 | 1 | 1 | cs | TRUE
53 | LV_563-10_0_6_line_53 | NAYY 4x150 SE | 45 | 102 | 0.040408 | 0.208 | 0.08 | 261 | 0 | 0.27 | 1 | 1 | cs | TRUE
54 | LV_563-10_0_6_line_54 | NAYY 4x150 SE | 46 | 47 | 0.037788 | 0.208 | 0.08 | 261 | 0 | 0.27 | 1 | 1 | cs | TRUE
55 | LV_563-10_0_6_line_55 | NAYY 4x150 SE | 46 | 48 | 0.040484 | 0.208 | 0.08 | 261 | 0 | 0.27 | 1 | 1 | cs | TRUE
56 | LV_563-10_0_6_line_56 | NAYY 4x150 SE | 47 | 49 | 0.023238 | 0.208 | 0.08 | 261 | 0 | 0.27 | 1 | 1 | cs | TRUE
57 | LV_563-10_0_6_line_57 | NAYY 4x150 SE | 49 | 50 | 0.020155 | 0.208 | 0.08 | 261 | 0 | 0.27 | 1 | 1 | cs | TRUE
58 | LV_563-10_0_6_line_58 | NAYY 4x150 SE | 50 | 54 | 0.0074893 | 0.208 | 0.08 | 261 | 0 | 0.27 | 1 | 1 | cs | TRUE
59 | LV_563-10_0_6_line_59 | NAYY 4x150 SE | 51 | 52 | 0.011572 | 0.208 | 0.08 | 261 | 0 | 0.27 | 1 | 1 | cs | TRUE
60 | LV_563-10_0_6_line_60 | NAYY 4x150 SE | 51 | 53 | 0.14565 | 0.208 | 0.08 | 261 | 0 | 0.27 | 1 | 1 | cs | TRUE
61 | LV_563-10_0_6_line_61 | NAYY 4x150 SE | 52 | 55 | 0.10558 | 0.208 | 0.08 | 261 | 0 | 0.27 | 1 | 1 | cs | TRUE
62 | LV_563-10_0_6_line_62 | NAYY 4x150 SE | 54 | 56 | 0.03608 | 0.208 | 0.08 | 261 | 0 | 0.27 | 1 | 1 | cs | TRUE
63 | LV_563-10_0_6_line_63 | NAYY 4x150 SE | 56 | 103 | 0.05355 | 0.208 | 0.08 | 261 | 0 | 0.27 | 1 | 1 | cs | TRUE
64 | LV_563-10_0_6_line_64 | NAYY 4x150 SE | 57 | 125 | 0.096411 | 0.208 | 0.08 | 261 | 0 | 0.27 | 1 | 1 | cs | TRUE
65 | LV_563-10_0_6_line_65 | NAYY 4x150 SE | 57 | 122 | 0.011895 | 0.208 | 0.08 | 261 | 0 | 0.27 | 1 | 1 | cs | TRUE
66 | LV_563-10_0_6_line_66 | NAYY 4x150 SE | 58 | 121 | 0.18271 | 0.208 | 0.08 | 261 | 0 | 0.27 | 1 | 3 | cs | TRUE
67 | LV_563-10_0_6_line_67 | NAYY 4x150 SE | 59 | 61 | 0.020754 | 0.208 | 0.08 | 261 | 0 | 0.27 | 1 | 3 | cs | TRUE
68 | LV_563-10_0_6_line_68 | NAYY 4x150 SE | 60 | 62 | 0.020616 | 0.208 | 0.08 | 261 | 0 | 0.27 | 1 | 1 | cs | TRUE
69 | LV_563-10_0_6_line_69 | NAYY 4x150 SE | 61 | 65 | 0.076407 | 0.208 | 0.08 | 261 | 0 | 0.27 | 1 | 3 | cs | TRUE
70 | LV_563-10_0_6_line_70 | NAYY 4x150 SE | 62 | 66 | 0.039364 | 0.208 | 0.08 | 261 | 0 | 0.27 | 1 | 1 | cs | TRUE
71 | LV_563-10_0_6_line_71 | NAYY 4x150 SE | 65 | 140 | 0.019795 | 0.208 | 0.08 | 261 | 0 | 0.27 | 1 | 3 | cs | TRUE
72 | LV_563-10_0_6_line_72 | NAYY 4x150 SE | 66 | 128 | 0.046354 | 0.208 | 0.08 | 261 | 0 | 0.27 | 1 | 1 | cs | TRUE
73 | LV_563-10_0_6_line_73 | NAYY 4x150 SE | 67 | 68 | 0.020076 | 0.208 | 0.08 | 261 | 0 | 0.27 | 1 | 1 | cs | TRUE
74 | LV_563-10_0_6_line_74 | NAYY 4x150 SE | 67 | 69 | 0.017755 | 0.208 | 0.08 | 261 | 0 | 0.27 | 1 | 1 | cs | TRUE
75 | LV_563-10_0_6_line_75 | NAYY 4x150 SE | 68 | 70 | 0.012308 | 0.208 | 0.08 | 261 | 0 | 0.27 | 1 | 1 | cs | TRUE
76 | LV_563-10_0_6_line_76 | NAYY 4x150 SE | 68 | 71 | 0.014926 | 0.208 | 0.08 | 261 | 0 | 0.27 | 1 | 1 | cs | TRUE
77 | LV_563-10_0_6_line_77 | NAYY 4x150 SE | 69 | 72 | 0.036626 | 0.208 | 0.08 | 261 | 0 | 0.27 | 1 | 1 | cs | TRUE
78 | LV_563-10_0_6_line_78 | NAYY 4x150 SE | 69 | 73 | 0.025731 | 0.208 | 0.08 | 261 | 0 | 0.27 | 1 | 1 | cs | TRUE
79 | LV_563-10_0_6_line_79 | NAYY 4x150 SE | 70 | 74 | 0.030423 | 0.208 | 0.08 | 261 | 0 | 0.27 | 1 | 1 | cs | TRUE
80 | LV_563-10_0_6_line_80 | NAYY 4x150 SE | 71 | 75 | 0.046091 | 0.208 | 0.08 | 261 | 0 | 0.27 | 1 | 1 | cs | TRUE
81 | LV_563-10_0_6_line_81 | NAYY 4x150 SE | 72 | 76 | 0.037408 | 0.208 | 0.08 | 261 | 0 | 0.27 | 1 | 1 | cs | TRUE
82 | LV_563-10_0_6_line_82 | NAYY 4x150 SE | 72 | 77 | 0.012106 | 0.208 | 0.08 | 261 | 0 | 0.27 | 1 | 1 | cs | TRUE
83 | LV_563-10_0_6_line_83 | NAYY 4x150 SE | 74 | 78 | 0.0094589 | 0.208 | 0.08 | 261 | 0 | 0.27 | 1 | 1 | cs | TRUE
84 | LV_563-10_0_6_line_84 | NAYY 4x150 SE | 75 | 79 | 0.011871 | 0.208 | 0.08 | 261 | 0 | 0.27 | 1 | 1 | cs | TRUE
85 | LV_563-10_0_6_line_85 | NAYY 4x150 SE | 76 | 80 | 0.0021257 | 0.208 | 0.08 | 261 | 0 | 0.27 | 1 | 1 | cs | TRUE
86 | LV_563-10_0_6_line_86 | NAYY 4x150 SE | 77 | 81 | 0.028658 | 0.208 | 0.08 | 261 | 0 | 0.27 | 1 | 1 | cs | TRUE
87 | LV_563-10_0_6_line_87 | NAYY 4x150 SE | 78 | 82 | 0.042096 | 0.208 | 0.08 | 261 | 0 | 0.27 | 1 | 1 | cs | TRUE
88 | LV_563-10_0_6_line_88 | NAYY 4x150 SE | 79 | 83 | 0.054374 | 0.208 | 0.08 | 261 | 0 | 0.27 | 1 | 1 | cs | TRUE
89 | LV_563-10_0_6_line_89 | NAYY 4x150 SE | 79 | 84 | 0.0050207 | 0.208 | 0.08 | 261 | 0 | 0.27 | 1 | 1 | cs | TRUE
90 | LV_563-10_0_6_line_90 | NAYY 4x150 SE | 80 | 85 | 0.023748 | 0.208 | 0.08 | 261 | 0 | 0.27 | 1 | 1 | cs | TRUE
91 | LV_563-10_0_6_line_91 | NAYY 4x150 SE | 80 | 86 | 0.063315 | 0.208 | 0.08 | 261 | 0 | 0.27 | 1 | 2 | cs | TRUE
92 | LV_563-10_0_6_line_92 | NAYY 4x150 SE | 81 | 87 | 0.077153 | 0.208 | 0.08 | 261 | 0 | 0.27 | 1 | 1 | cs | TRUE
93 | LV_563-10_0_6_line_93 | NAYY 4x150 SE | 81 | 88 | 0.023315 | 0.208 | 0.08 | 261 | 0 | 0.27 | 1 | 1 | cs | TRUE
94 | LV_563-10_0_6_line_94 | NAYY 4x150 SE | 84 | 164 | 0.033409 | 0.208 | 0.08 | 261 | 0 | 0.27 | 1 | 1 | cs | TRUE
95 | LV_563-10_0_6_line_95 | NAYY 4x150 SE | 85 | 91 | 0.054392 | 0.208 | 0.08 | 261 | 0 | 0.27 | 1 | 1 | cs | TRUE
96 | LV_563-10_0_6_line_96 | NAYY 4x150 SE | 86 | 92 | 0.055547 | 0.208 | 0.08 | 261 | 0 | 0.27 | 1 | 3 | cs | TRUE
97 | LV_563-10_0_6_line_97 | NAYY 4x150 SE | 86 | 93 | 0.098535 | 0.208 | 0.08 | 261 | 0 | 0.27 | 1 | 3 | cs | TRUE
98 | LV_563-10_0_6_line_98 | NAYY 4x150 SE | 86 | 94 | 0.074708 | 0.208 | 0.08 | 261 | 0 | 0.27 | 1 | 1 | cs | TRUE
99 | LV_563-10_0_6_line_99 | NAYY 4x150 SE | 87 | 89 | 0.029058 | 0.208 | 0.08 | 261 | 0 | 0.27 | 1 | 1 | cs | TRUE
100 | LV_563-10_0_6_line_100 | NAYY 4x150 SE | 89 | 90 | 0.0181 | 0.208 | 0.08 | 261 | 0 | 0.27 | 1 | 1 | cs | TRUE
101 | LV_563-10_0_6_line_101 | NAYY 4x150 SE | 90 | 95 | 0.058012 | 0.208 | 0.08 | 261 | 0 | 0.27 | 1 | 1 | cs | TRUE
102 | LV_563-10_0_6_line_102 | NAYY 4x150 SE | 92 | 143 | 0.1014 | 0.208 | 0.08 | 261 | 0 | 0.27 | 1 | 3 | cs | TRUE
103 | LV_563-10_0_6_line_103 | NAYY 4x150 SE | 93 | 138 | 0.048485 | 0.208 | 0.08 | 261 | 0 | 0.27 | 1 | 3 | cs | TRUE
104 | LV_563-10_0_6_line_104 | NAYY 4x150 SE | 94 | 142 | 0.0055834 | 0.208 | 0.08 | 261 | 0 | 0.27 | 1 | 1 | cs | TRUE
105 | LV_563-10_0_6_line_105 | NAYY 4x150 SE | 96 | 97 | 0.010702 | 0.208 | 0.08 | 261 | 0 | 0.27 | 1 | 1 | cs | TRUE
106 | LV_563-10_0_6_line_106 | NAYY 4x150 SE | 96 | 98 | 0.027408 | 0.208 | 0.08 | 261 | 0 | 0.27 | 1 | 1 | cs | TRUE
107 | LV_563-10_0_6_line_107 | NAYY 4x150 SE | 96 | 99 | 0.057542 | 0.208 | 0.08 | 261 | 0 | 0.27 | 1 | 1 | cs | TRUE
108 | LV_563-10_0_6_line_108 | NAYY 4x150 SE | 97 | 100 | 0.016197 | 0.208 | 0.08 | 261 | 0 | 0.27 | 1 | 1 | cs | TRUE
109 | LV_563-10_0_6_line_109 | NAYY 4x150 SE | 99 | 127 | 0.031039 | 0.208 | 0.08 | 261 | 0 | 0.27 | 1 | 1 | cs | TRUE
110 | LV_563-10_0_6_line_110 | NAYY 4x150 SE | 100 | 101 | 0.015861 | 0.208 | 0.08 | 261 | 0 | 0.27 | 1 | 1 | cs | TRUE
111 | LV_563-10_0_6_line_111 | NAYY 4x150 SE | 103 | 104 | 0.10293 | 0.208 | 0.08 | 261 | 0 | 0.27 | 1 | 1 | cs | TRUE
112 | LV_563-10_0_6_line_112 | NAYY 4x150 SE | 104 | 105 | 0.10047 | 0.208 | 0.08 | 261 | 0 | 0.27 | 1 | 1 | cs | TRUE
113 | LV_563-10_0_6_line_113 | NAYY 4x150 SE | 105 | 108 | 0.071107 | 0.208 | 0.08 | 261 | 0 | 0.27 | 1 | 1 | cs | TRUE
114 | LV_563-10_0_6_line_114 | NAYY 4x150 SE | 105 | 106 | 0.092906 | 0.208 | 0.08 | 261 | 0 | 0.27 | 1 | 1 | cs | TRUE
115 | LV_563-10_0_6_line_115 | NAYY 4x150 SE | 106 | 107 | 0.101 | 0.208 | 0.08 | 261 | 0 | 0.27 | 1 | 1 | cs | TRUE
116 | LV_563-10_0_6_line_116 | NAYY 4x150 SE | 109 | 110 | 0.0216 | 0.208 | 0.08 | 261 | 0 | 0.27 | 1 | 1 | cs | TRUE
117 | LV_563-10_0_6_line_117 | NAYY 4x150 SE | 109 | 111 | 0.017192 | 0.208 | 0.08 | 261 | 0 | 0.27 | 1 | 1 | cs | TRUE
118 | LV_563-10_0_6_line_118 | NAYY 4x150 SE | 110 | 112 | 0.015944 | 0.208 | 0.08 | 261 | 0 | 0.27 | 1 | 1 | cs | TRUE
119 | LV_563-10_0_6_line_119 | NAYY 4x150 SE | 111 | 141 | 0.0050719 | 0.208 | 0.08 | 261 | 0 | 0.27 | 1 | 1 | cs | TRUE
120 | LV_563-10_0_6_line_120 | NAYY 4x150 SE | 112 | 113 | 0.004256 | 0.208 | 0.08 | 261 | 0 | 0.27 | 1 | 1 | cs | TRUE
121 | LV_563-10_0_6_line_121 | NAYY 4x150 SE | 114 | 115 | 0.0608 | 0.208 | 0.08 | 261 | 0 | 0.27 | 1 | 1 | cs | TRUE
122 | LV_563-10_0_6_line_122 | NAYY 4x150 SE | 114 | 116 | 0.0087798 | 0.208 | 0.08 | 261 | 0 | 0.27 | 1 | 1 | cs | TRUE
123 | LV_563-10_0_6_line_123 | NAYY 4x150 SE | 115 | 117 | 0.017672 | 0.208 | 0.08 | 261 | 0 | 0.27 | 1 | 1 | cs | TRUE
124 | LV_563-10_0_6_line_124 | NAYY 4x150 SE | 116 | 118 | 0.26379 | 0.208 | 0.08 | 261 | 0 | 0.27 | 1 | 2 | cs | TRUE
125 | LV_563-10_0_6_line_125 | NAYY 4x150 SE | 118 | 119 | 0.067575 | 0.208 | 0.08 | 261 | 0 | 0.27 | 1 | 3 | cs | TRUE
126 | LV_563-10_0_6_line_126 | NAYY 4x150 SE | 119 | 120 | 0.024432 | 0.208 | 0.08 | 261 | 0 | 0.27 | 1 | 3 | cs | TRUE
127 | LV_563-10_0_6_line_127 | NAYY 4x150 SE | 120 | 121 | 0.20059 | 0.208 | 0.08 | 261 | 0 | 0.27 | 1 | 3 | cs | TRUE
128 | LV_563-10_0_6_line_128 | NAYY 4x150 SE | 122 | 123 | 0.04921 | 0.208 | 0.08 | 261 | 0 | 0.27 | 1 | 1 | cs | TRUE
129 | LV_563-10_0_6_line_129 | NAYY 4x150 SE | 123 | 124 | 0.036369 | 0.208 | 0.08 | 261 | 0 | 0.27 | 1 | 1 | cs | TRUE
130 | LV_563-10_0_6_line_130 | NAYY 4x150 SE | 125 | 126 | 0.012579 | 0.208 | 0.08 | 261 | 0 | 0.27 | 1 | 1 | cs | TRUE
131 | LV_563-10_0_6_line_131 | NAYY 4x150 SE | 127 | 128 | 0.0055815 | 0.208 | 0.08 | 261 | 0 | 0.27 | 1 | 1 | cs | TRUE
132 | LV_563-10_0_6_line_132 | NAYY 4x150 SE | 129 | 130 | 0.0477 | 0.208 | 0.08 | 261 | 0 | 0.27 | 1 | 1 | cs | TRUE
133 | LV_563-10_0_6_line_133 | NAYY 4x150 SE | 129 | 131 | 0.048562 | 0.208 | 0.08 | 261 | 0 | 0.27 | 1 | 1 | cs | TRUE
134 | LV_563-10_0_6_line_134 | NAYY 4x150 SE | 130 | 132 | 0.082487 | 0.208 | 0.08 | 261 | 0 | 0.27 | 1 | 1 | cs | TRUE
135 | LV_563-10_0_6_line_135 | NAYY 4x150 SE | 131 | 133 | 0.007563 | 0.208 | 0.08 | 261 | 0 | 0.27 | 1 | 3 | cs | TRUE
136 | LV_563-10_0_6_line_136 | NAYY 4x150 SE | 131 | 134 | 0.024554 | 0.208 | 0.08 | 261 | 0 | 0.27 | 1 | 3 | cs | TRUE
137 | LV_563-10_0_6_line_137 | NAYY 4x150 SE | 133 | 135 | 0.023156 | 0.208 | 0.08 | 261 | 0 | 0.27 | 1 | 3 | cs | TRUE
138 | LV_563-10_0_6_line_138 | NAYY 4x150 SE | 133 | 136 | 0.0029503 | 0.208 | 0.08 | 261 | 0 | 0.27 | 1 | 1 | cs | TRUE
139 | LV_563-10_0_6_line_139 | NAYY 4x150 SE | 134 | 137 | 0.015476 | 0.208 | 0.08 | 261 | 0 | 0.27 | 1 | 3 | cs | TRUE
140 | LV_563-10_0_6_line_140 | NAYY 4x150 SE | 135 | 139 | 0.091042 | 0.208 | 0.08 | 261 | 0 | 0.27 | 1 | 3 | cs | TRUE
141 | LV_563-10_0_6_line_141 | NAYY 4x150 SE | 136 | 141 | 0.058307 | 0.208 | 0.08 | 261 | 0 | 0.27 | 1 | 1 | cs | TRUE
142 | LV_563-10_0_6_line_142 | NAYY 4x150 SE | 137 | 140 | 0.018016 | 0.208 | 0.08 | 261 | 0 | 0.27 | 1 | 3 | cs | TRUE
143 | LV_563-10_0_6_line_143 | NAYY 4x150 SE | 138 | 139 | 0.033068 | 0.208 | 0.08 | 261 | 0 | 0.27 | 1 | 3 | cs | TRUE
144 | LV_563-10_0_6_line_144 | NAYY 4x150 SE | 143 | 144 | 0.084225 | 0.208 | 0.08 | 261 | 0 | 0.27 | 1 | 3 | cs | TRUE
145 | LV_563-10_0_6_line_145 | NAYY 4x150 SE | 144 | 145 | 0.082373 | 0.208 | 0.08 | 261 | 0 | 0.27 | 1 | 1 | cs | TRUE
146 | LV_563-10_0_6_line_146 | NAYY 4x150 SE | 144 | 146 | 0.055078 | 0.208 | 0.08 | 261 | 0 | 0.27 | 1 | 2 | cs | TRUE
147 | LV_563-10_0_6_line_147 | NAYY 4x150 SE | 146 | 147 | 0.039752 | 0.208 | 0.08 | 261 | 0 | 0.27 | 1 | 1 | cs | TRUE
148 | LV_563-10_0_6_line_148 | NAYY 4x150 SE | 147 | 148 | 0.027161 | 0.208 | 0.08 | 261 | 0 | 0.27 | 1 | 1 | cs | TRUE
149 | LV_563-10_0_6_line_149 | NAYY 4x150 SE | 148 | 151 | 0.075477 | 0.208 | 0.08 | 261 | 0 | 0.27 | 1 | 1 | cs | TRUE
150 | LV_563-10_0_6_line_150 | NAYY 4x150 SE | 149 | 150 | 0.012188 | 0.208 | 0.08 | 261 | 0 | 0.27 | 1 | 1 | cs | TRUE
151 | LV_563-10_0_6_line_151 | NAYY 4x150 SE | 149 | 151 | 0.028227 | 0.208 | 0.08 | 261 | 0 | 0.27 | 1 | 1 | cs | TRUE
152 | LV_563-10_0_6_line_152 | NAYY 4x150 SE | 151 | 152 | 0.066387 | 0.208 | 0.08 | 261 | 0 | 0.27 | 1 | 1 | cs | TRUE
153 | LV_563-10_0_6_line_153 | NAYY 4x150 SE | 151 | 153 | 0.09038 | 0.208 | 0.08 | 261 | 0 | 0.27 | 1 | 1 | cs | TRUE
154 | LV_563-10_0_6_line_154 | NAYY 4x150 SE | 152 | 154 | 0.029081 | 0.208 | 0.08 | 261 | 0 | 0.27 | 1 | 1 | cs | TRUE
155 | LV_563-10_0_6_line_155 | NAYY 4x150 SE | 152 | 155 | 0.036724 | 0.208 | 0.08 | 261 | 0 | 0.27 | 1 | 1 | cs | TRUE
156 | LV_563-10_0_6_line_156 | NAYY 4x150 SE | 154 | 156 | 0.077361 | 0.208 | 0.08 | 261 | 0 | 0.27 | 1 | 1 | cs | TRUE
157 | LV_563-10_0_6_line_157 | NAYY 4x150 SE | 155 | 157 | 0.0011582 | 0.208 | 0.08 | 261 | 0 | 0.27 | 1 | 1 | cs | TRUE
158 | LV_563-10_0_6_line_158 | NAYY 4x150 SE | 156 | 158 | 4.6206e-05 | 0.208 | 0.08 | 261 | 0 | 0.27 | 1 | 1 | cs | TRUE
159 | LV_563-10_0_6_line_159 | NAYY 4x150 SE | 157 | 162 | 0.001153 | 0.208 | 0.08 | 261 | 0 | 0.27 | 1 | 1 | cs | TRUE
160 | LV_563-10_0_6_line_160 | NAYY 4x150 SE | 158 | 159 | 4.4467e-05 | 0.208 | 0.08 | 261 | 0 | 0.27 | 1 | 1 | cs | TRUE
161 | LV_563-10_0_6_line_161 | NAYY 4x150 SE | 159 | 160 | 0.026203 | 0.208 | 0.08 | 261 | 0 | 0.27 | 1 | 1 | cs | TRUE
162 | LV_563-10_0_6_line_162 | NAYY 4x150 SE | 160 | 161 | 0.021565 | 0.208 | 0.08 | 261 | 0 | 0.27 | 1 | 1 | cs | TRUE
163 | LV_563-10_0_6_line_163 | NAYY 4x150 SE | 162 | 163 | 0.0011657 | 0.208 | 0.08 | 261 | 0 | 0.27 | 1 | 1 | cs | TRUE
164 | LV_563-10_0_6_line_164 | NAYY 4x150 SE | 164 | 165 | 0.063887 | 0.208 | 0.08 | 261 | 0 | 0.27 | 1 | 1 | cs | TRUE
165 | LV_563-10_0_6_line_165 | NAYY 4x150 SE | 165 | 169 | 0.029974 | 0.208 | 0.08 | 261 | 0 | 0.27 | 1 | 1 | cs | TRUE
166 | LV_563-10_0_6_line_166 | NAYY 4x150 SE | 166 | 167 | 0.010912 | 0.208 | 0.08 | 261 | 0 | 0.27 | 1 | 1 | cs | TRUE
167 | LV_563-10_0_6_line_167 | NAYY 4x150 SE | 167 | 168 | 0.074195 | 0.208 | 0.08 | 261 | 0 | 0.27 | 1 | 1 | cs | TRUE
168 | LV_563-10_0_6_line_168 | NAYY 4x150 SE | 168 | 169 | 0.025808 | 0.208 | 0.08 | 261 | 0 | 0.27 | 1 | 1 | cs | TRUE

## trafo
| name | std_type | hv_bus | lv_bus | sn_mva | vn_hv_kv | vn_lv_kv | vk_percent | vkr_percent | pfe_kw | i0_percent | shift_degree | tap_side | tap_neutral | tap_min | tap_max | tap_step_percent | tap_step_degree | tap_pos | tap_phase_shifter | parallel | df | in_service
0 | LV_563-10_0_6_trafo_125 | 0.25 MVA 20/0.4 kV | 170 | 143 | 0.25 | 20 | 0.4 | 6 | 1.44 | 0.8 | 0.32 | 150 | hv | 0 | -2 | 2 | 2.5 | 0 | 0 | FALSE | 1 | 1 | TRUE

## line_geodata
| x0 | y0 | x1 | y1 | x2 | y2 | x3 | y3 | x4 | y4 | x5 | y5 | x6 | y6 | x7 | y7 | x8 | y8 | x9 | y9 | x10 | y10
0 | 2615469.0261 | 1158128.9447 | 2615468.0321 | 1158120.4146 | 2615468.1452 | 1158112.1663 | 2615468.905 | 1158102.8526 | 2615473.9274 | 1158074.7336
1 | 2615469.2023 | 1158130.4559 | 2615469.0261 | 1158128.9447
2 | 2615473.9274 | 1158074.7336 | 2615480.3227 | 1158038.9279 | 2615480.8502 | 1158035.3217
3 | 2615469.2023 | 1158130.4559 | 2615469.5419 | 1158132.5356
4 | 2615469.2023 | 1158130.4559 | 2615460.8621 | 1158124.287 | 2615459.3268 | 1158122.082 | 2615456.5127 | 1158116.3386 | 2615451.6467 | 1158109.6117 | 2615445.5381 | 1158103.1262 | 2615439.0333 | 1158098.663 | 2615429.286 | 1158094.0914 | 2615412.8585 | 1158087.7352
5 | 2615482.8196 | 1158021.8592 | 2615480.8502 | 1158035.3217
6 | 2615469.5419 | 1158132.5356 | 2615476.7043 | 1158161.5349 | 2615478.0618 | 1158170.2538
7 | 2615469.5419 | 1158132.5356 | 2615460.2689 | 1158137.3809 | 2615455.5717 | 1158142.5714 | 2615451.4063 | 1158149.6087 | 2615445.0464 | 1158166.4786 | 2615442.8037 | 1158171.1307 | 2615439.7883 | 1158175.1695 | 2615436.1776 | 1158178.1617 | 2615431.831 | 1158181.141 | 2615425.3921 | 1158184.3509
8 | 2615391.0345 | 1158108.2452 | 2615403.0533 | 1158099.8384 | 2615412.8585 | 1158087.7352
9 | 2615412.8585 | 1158087.7352 | 2615396.5065 | 1158081.8016 | 2615396.4572 | 1158081.779
10 | 2615482.8196 | 1158021.8592 | 2615496.4813 | 1158021.6497 | 2615500.9093 | 1158019.8713 | 2615504.005 | 1158014.4432
11 | 2615482.8196 | 1158021.8592 | 2615483.1423 | 1158017.6564
12 | 2615478.0618 | 1158170.2538 | 2615483.9371 | 1158166.0557 | 2615506.2126 | 1158145.914 | 2615514.4991 | 1158137.1309 | 2615521.975 | 1158127.6232 | 2615526.8846 | 1158120.6564
13 | 2615478.0618 | 1158170.2538 | 2615478.3548 | 1158178.6032 | 2615477.836 | 1158186.5836 | 2615477.2932 | 1158189.4797
14 | 2615425.3921 | 1158184.3509 | 2615409.9782 | 1158192.035 | 2615406.6377 | 1158192.92
15 | 2615483.1423 | 1158017.6564 | 2615483.6841 | 1158010.6003 | 2615483.028 | 1158000.3935 | 2615480.5757 | 1157991.0604 | 2615480.5757 | 1157991.0604
16 | 2615535.3628 | 1158108.626 | 2615526.8846 | 1158120.6564
17 | 2615473.7221 | 1158254.3399 | 2615470.7528 | 1158246.3728 | 2615468.9039 | 1158237.9306 | 2615468.6389 | 1158230.6596 | 2615469.21 | 1158223.2018 | 2615475.1079 | 1158201.1394 | 2615477.2932 | 1158189.4797
18 | 2615366.8291 | 1158196.161 | 2615368.6106 | 1158195.8315 | 2615389.179 | 1158195.5838 | 2615400.3355 | 1158194.5895 | 2615406.6377 | 1158192.92
19 | 2615475.8462 | 1157982.9817 | 2615480.5757 | 1157991.0604
20 | 2615535.3628 | 1158108.626 | 2615535.1182 | 1158102.3778 | 2615535.2053 | 1158094.0994
21 | 2615561.904 | 1158084.3489 | 2615547.9654 | 1158102.8333 | 2615535.3628 | 1158108.626
22 | 2615478.7028 | 1158261.1227 | 2615473.7221 | 1158254.3399
23 | 2615473.7221 | 1158254.3399 | 2615476.7477 | 1158249.2896 | 2615482.0159 | 1158230.6828 | 2615483.2846 | 1158220.161
24 | 2615349.5747 | 1158199.3515 | 2615366.8291 | 1158196.161
25 | 2615451.7754 | 1157954.4575 | 2615474.5076 | 1157980.6953 | 2615475.8462 | 1157982.9817
26 | 2615349.5747 | 1158199.3515 | 2615331.8937 | 1158205.2863
27 | 2615349.5747 | 1158199.3515 | 2615338.814 | 1158207.4949 | 2615328.0423 | 1158214.3713
28 | 2615320.1504 | 1158209.228 | 2615331.8937 | 1158205.2863
29 | 2615306.9623 | 1158248.2355 | 2615307.8826 | 1158243.4898 | 2615312.2203 | 1158234.8966 | 2615314.0911 | 1158228.7538 | 2615318.3818 | 1158220.5384 | 2615328.0423 | 1158214.3713
30 | 2615265.4753 | 1158200.8503 | 2615265.7882 | 1158204.4529 | 2615267.8674 | 1158206.7926 | 2615290.7673 | 1158215.1992 | 2615298.6551 | 1158215.397 | 2615306.3172 | 1158213.8712 | 2615320.1504 | 1158209.228
31 | 2615330.516 | 1158317.5395 | 2615326.2252 | 1158307.6904 | 2615323.5784 | 1158296.4114 | 2615312.1798 | 1158275.0719 | 2615307.6315 | 1158260.909 | 2615306.2126 | 1158252.101 | 2615306.9623 | 1158248.2355
32 | 2615535.2806 | 1158086.9483 | 2615535.2053 | 1158094.0994
33 | 2615561.904 | 1158084.3489 | 2615592.482 | 1158085.1504
34 | 2615561.904 | 1158084.3489 | 2615566.4512 | 1158077.9352 | 2615569.287 | 1158069.2716 | 2615584.3849 | 1158053.147 | 2615597.8411 | 1158043.4435 | 2615610.741 | 1158032.427 | 2615622.6191 | 1158024.8661
35 | 2615478.7028 | 1158261.1227 | 2615477.042 | 1158266.0542 | 2615479.501 | 1158269.7513 | 2615500.6359 | 1158287.6365 | 2615504.6904 | 1158292.8172
36 | 2615478.7028 | 1158261.1227 | 2615484.5121 | 1158267.6742 | 2615493.2091 | 1158275.1335 | 2615496.0949 | 1158277.5667
37 | 2615832.5057 | 1158419.7098 | 2615831.4355 | 1158421.0605 | 2615826.5568 | 1158428.1513 | 2615802.2246 | 1158472.9392
38 | 2615837.9774 | 1158414.0409 | 2615834.4504 | 1158417.2555 | 2615832.5057 | 1158419.7098
39 | 2615786.464 | 1158501.9496 | 2615802.2246 | 1158472.9392
40 | 2615837.9774 | 1158414.0409 | 2615836.2453 | 1158408.0556 | 2615834.7155 | 1158403.8495 | 2615830.8185 | 1158399.1036 | 2615824.7222 | 1158394.0407 | 2615802.8063 | 1158379.2315 | 2615796.449 | 1158374.2902 | 2615788.6684 | 1158368.3781
41 | 2615837.9774 | 1158414.0409 | 2615855.2787 | 1158405.3375 | 2615863.5087 | 1158400.6123 | 2615871.4942 | 1158395.642 | 2615882.7784 | 1158387.8694
42 | 2615786.464 | 1158501.9496 | 2615776.5622 | 1158495.6686
43 | 2615786.464 | 1158501.9496 | 2615791.3948 | 1158505.0005
44 | 2615788.6684 | 1158368.3781 | 2615787.7272 | 1158367.5321
45 | 2615908.3525 | 1158366.1095 | 2615905.2313 | 1158369.3288 | 2615900.0211 | 1158374.1952 | 2615886.2698 | 1158385.4646 | 2615882.7784 | 1158387.8694
46 | 2615791.3948 | 1158505.0005 | 2615793.4966 | 1158506.301
47 | 2615787.7272 | 1158367.5321 | 2615779.254 | 1158359.9159 | 2615773.4201 | 1158354.1423 | 2615772.9876 | 1158353.7763
48 | 2615933.4837 | 1158332.9185 | 2615918.3793 | 1158354.3226 | 2615909.8971 | 1158364.5165 | 2615908.3525 | 1158366.1095
49 | 2615793.4966 | 1158506.301 | 2615817.2451 | 1158520.9951 | 2615819.2459 | 1158522.3212
50 | 2615772.9876 | 1158353.7763 | 2615766.3831 | 1158348.1876 | 2615759.5309 | 1158344.8681 | 2615753.1433 | 1158342.7281 | 2615748.5984 | 1158342.3717 | 2615744.0896 | 1158342.8602 | 2615734.2183 | 1158348.8218
51 | 2615933.4837 | 1158332.9185 | 2615942.2261 | 1158317.1769
52 | 2615851.3771 | 1158545.3856 | 2615833.6133 | 1158531.8434 | 2615819.2459 | 1158522.3212
53 | 2615942.3497 | 1158277.4936 | 2615941.9827 | 1158284.4614 | 2615942.6312 | 1158291.4443 | 2615944.6189 | 1158305.1008 | 2615944.8891 | 1158310.1929 | 2615943.5508 | 1158314.7917 | 2615942.2261 | 1158317.1769
54 | 2615571.0986 | 1157936.1359 | 2615570.5725 | 1157936.4202 | 2615565.6146 | 1157938.5529 | 2615560.6518 | 1157939.6073 | 2615553.7073 | 1157939.1337 | 2615535.2734 | 1157934.7841 | 2615534.4688 | 1157934.6327
55 | 2615609.5297 | 1157926.9384 | 2615604.6816 | 1157926.859 | 2615597.085 | 1157926.5837 | 2615590.145 | 1157927.344 | 2615582.9402 | 1157929.7377 | 2615571.0986 | 1157936.1359
56 | 2615511.3951 | 1157933.0563 | 2615517.8074 | 1157932.6381 | 2615526.9442 | 1157933.2174 | 2615534.4688 | 1157934.6327
57 | 2615511.3951 | 1157933.0563 | 2615507.3105 | 1157933.3226 | 2615501.9095 | 1157934.854 | 2615494.5476 | 1157938.7259 | 2615492.6048 | 1157939.5989
58 | 2615485.7736 | 1157942.6686 | 2615492.6048 | 1157939.5989
59 | 2615720.2861 | 1157960.5866 | 2615710.7218 | 1157967.1009
60 | 2615720.2861 | 1157960.5866 | 2615840.3612 | 1158043.03
61 | 2615710.7218 | 1157967.1009 | 2615701.6854 | 1157973.2556 | 2615687.8019 | 1157985.0476 | 2615672.8707 | 1157992.8794 | 2615622.6191 | 1158024.8661
62 | 2615451.7754 | 1157954.4575 | 2615456.9872 | 1157951.9473 | 2615462.4418 | 1157950.4272 | 2615470.4658 | 1157948.4468 | 2615483.503 | 1157943.6889 | 2615485.7736 | 1157942.6686
63 | 2615415.223 | 1157915.2335 | 2615451.7754 | 1157954.4575
64 | 2615303.5958 | 1158120.0845 | 2615300.3319 | 1158122.3996 | 2615286.9702 | 1158185.8973 | 2615286.0819 | 1158188.563 | 2615283.907 | 1158190.6919 | 2615269.6098 | 1158196.8254 | 2615266.4166 | 1158198.4515 | 2615265.4753 | 1158200.8503
65 | 2615265.4753 | 1158200.8503 | 2615253.6151 | 1158201.7617
66 | 2615330.516 | 1158317.5395 | 2615240.4399 | 1158476.5029
67 | 2615514.3518 | 1158310.8388 | 2615511.0884 | 1158300.9922 | 2615504.6904 | 1158292.8172
68 | 2615496.0949 | 1158277.5667 | 2615511.6974 | 1158290.722 | 2615511.8329 | 1158290.8796
69 | 2615514.3518 | 1158310.8388 | 2615576.9224 | 1158354.6895
70 | 2615511.8329 | 1158290.8796 | 2615542.8444 | 1158266.6346
71 | 2615579.7783 | 1158374.2619 | 2615579.2768 | 1158371.9806 | 2615577.2038 | 1158358.4019 | 2615576.9224 | 1158354.6895
72 | 2615578.5221 | 1158242.5923 | 2615563.1244 | 1158262.2179 | 2615559.921 | 1158264.8443 | 2615556.3912 | 1158266.1915 | 2615551.8979 | 1158266.6134 | 2615542.8444 | 1158266.6346
73 | 2615805.4869 | 1158585.1072 | 2615797.8481 | 1158589.5672 | 2615792.7893 | 1158595.2791 | 2615791.412 | 1158598.6059
74 | 2615788.657 | 1158616.023 | 2615790.0585 | 1158601.8752 | 2615791.412 | 1158598.6059
75 | 2615805.4869 | 1158585.1072 | 2615812.233 | 1158595.4017
76 | 2615805.4869 | 1158585.1072 | 2615817.2491 | 1158577.9678 | 2615818.196 | 1158577.2861
77 | 2615788.657 | 1158616.023 | 2615786.031 | 1158623.5865 | 2615782.4656 | 1158629.8359 | 2615769.6654 | 1158647.0443
78 | 2615788.657 | 1158616.023 | 2615797.5318 | 1158628.4412 | 2615805.7511 | 1158634.9222
79 | 2615840.7979 | 1158602.6015 | 2615838.4661 | 1158601.7463 | 2615831.2682 | 1158601.783 | 2615824.0709 | 1158601.5529 | 2615817.6681 | 1158599.4573 | 2615812.4195 | 1158595.6862 | 2615812.233 | 1158595.4017
80 | 2615851.3771 | 1158545.3856 | 2615826.5209 | 1158570.5106 | 2615822.0645 | 1158574.5009 | 2615818.196 | 1158577.2861
81 | 2615769.6654 | 1158647.0443 | 2615744.3667 | 1158674.6009
82 | 2615769.6654 | 1158647.0443 | 2615777.4153 | 1158656.3451
83 | 2615848.8734 | 1158607.3126 | 2615847.0414 | 1158605.5596 | 2615842.9844 | 1158603.4034 | 2615840.7979 | 1158602.6015
84 | 2615851.3771 | 1158545.3856 | 2615860.6174 | 1158552.8691
85 | 2615742.9292 | 1158676.1668 | 2615744.3667 | 1158674.6009
86 | 2615795.7607 | 1158678.3614 | 2615777.4153 | 1158656.3451
87 | 2615851.397 | 1158642.2711 | 2615856.0968 | 1158639.6558 | 2615859.1391 | 1158637.0514 | 2615860.5429 | 1158633.7312 | 2615854.4103 | 1158616.3398 | 2615850.2681 | 1158608.6474 | 2615848.8734 | 1158607.3126
88 | 2615860.6174 | 1158552.8691 | 2615866.6644 | 1158550.3838 | 2615870.1612 | 1158549.8705 | 2615874.5297 | 1158550.1932 | 2615878.4822 | 1158551.2819 | 2615882.5395 | 1158553.338 | 2615891.0102 | 1158559.0521 | 2615898.9578 | 1158565.4762 | 2615906.1827 | 1158572.6654 | 2615906.6608 | 1158573.0961
89 | 2615860.6174 | 1158552.8691 | 2615864.521 | 1158556.0265
90 | 2615742.9292 | 1158676.1668 | 2615731.181 | 1158663.3076 | 2615729.4664 | 1158657.2138
91 | 2615682.8701 | 1158673.6093 | 2615690.809 | 1158674.5304 | 2615697.9021 | 1158676.4609 | 2615712.3223 | 1158681.7121 | 2615718.8725 | 1158683.1409 | 2615725.7849 | 1158683.7926 | 2615732.9017 | 1158682.5216 | 2615738.006 | 1158679.878 | 2615742.9292 | 1158676.1668
92 | 2615795.7607 | 1158678.3614 | 2615808.5868 | 1158695.181 | 2615820.5477 | 1158711.6094 | 2615833.0697 | 1158730.3515 | 2615835.6955 | 1158737.4619 | 2615836.8019 | 1158742.9108
93 | 2615778.5873 | 1158694.1799 | 2615795.7607 | 1158678.3614
94 | 2615864.521 | 1158556.0265 | 2615875.3575 | 1158564.7915 | 2615884.1364 | 1158572.8186 | 2615889.491 | 1158578.1777
95 | 2615710.9702 | 1158606.2711 | 2615717.1718 | 1158617.982 | 2615721.8575 | 1158634.8025 | 2615727.7785 | 1158651.2149 | 2615729.4664 | 1158657.2138
96 | 2615682.8701 | 1158673.6093 | 2615682.1849 | 1158686.5584 | 2615683.0514 | 1158692.3413 | 2615689.0599 | 1158713.4118 | 2615692.5546 | 1158727.8159
97 | 2615682.8701 | 1158673.6093 | 2615660.0322 | 1158630.3619 | 2615657.2159 | 1158625.6412 | 2615654.3211 | 1158621.6317 | 2615649.7889 | 1158616.4729 | 2615644.9664 | 1158610.9244 | 2615642.2331 | 1158606.6707 | 2615640.0755 | 1158602.1518 | 2615638.4879 | 1158593.6212 | 2615636.9321 | 1158587.592
98 | 2615682.8701 | 1158673.6093 | 2615671.8733 | 1158672.4357 | 2615645.8687 | 1158670.912 | 2615638.0784 | 1158671.8256 | 2615631.6168 | 1158674.6325 | 2615615.8065 | 1158690.9365
99 | 2615836.8019 | 1158742.9108 | 2615838.435 | 1158750.9535 | 2615840.1967 | 1158757.2946 | 2615843.3844 | 1158763.5172 | 2615847.7025 | 1158768.3976 | 2615848.2175 | 1158768.9583
100 | 2615848.2175 | 1158768.9583 | 2615860.4628 | 1158782.2874
101 | 2615897.3853 | 1158826.7046 | 2615895.5898 | 1158822.7393 | 2615892.4827 | 1158817.951 | 2615888.8466 | 1158813.1835 | 2615860.4628 | 1158782.2874
102 | 2615692.5546 | 1158727.8159 | 2615694.2929 | 1158734.9805 | 2615699.9779 | 1158759.563 | 2615701.6019 | 1158771.7733 | 2615702.6269 | 1158784.3711 | 2615705.1662 | 1158828.1339
103 | 2615613.5699 | 1158545.2439 | 2615623.7624 | 1158561.0892 | 2615629.3409 | 1158570.7418 | 2615633.5732 | 1158579.2347 | 2615636.9321 | 1158587.592
104 | 2615611.9197 | 1158694.9448 | 2615615.8065 | 1158690.9365
105 | 2615636.1868 | 1158170.9058 | 2615646.701 | 1158172.9034
106 | 2615636.1868 | 1158170.9058 | 2615636.9185 | 1158166.6056 | 2615637.0706 | 1158143.56
107 | 2615636.1868 | 1158170.9058 | 2615634.5834 | 1158174.3256 | 2615628.4939 | 1158184.2592 | 2615619.2707 | 1158202.411 | 2615615.452 | 1158208.7487 | 2615611.5067 | 1158213.6632 | 2615606.3513 | 1158218.1298 | 2615605.3004 | 1158218.7694
108 | 2615662.2706 | 1158177.0414 | 2615660.8958 | 1158176.2502 | 2615656.1775 | 1158174.7039 | 2615646.701 | 1158172.9034
109 | 2615605.3004 | 1158218.7694 | 2615599.1493 | 1158222.5134 | 2615589.6204 | 1158228.4918 | 2615584.3108 | 1158233.3471 | 2615581.1654 | 1158237.2298 | 2615580.9898 | 1158237.586
110 | 2615673.207 | 1158188.177 | 2615666.4453 | 1158179.444 | 2615662.2706 | 1158177.0414
111 | 2615415.223 | 1157915.2335 | 2615390.0198 | 1157931.8553 | 2615377.4382 | 1157941.3724 | 2615365.4761 | 1157951.4581 | 2615359.8451 | 1157956.0127 | 2615354.5789 | 1157958.834 | 2615348.1959 | 1157960.6409 | 2615335.5868 | 1157962.9212 | 2615330.0335 | 1157964.0854 | 2615327.2564 | 1157965.1635
112 | 2615327.2564 | 1157965.1635 | 2615237.6374 | 1158010.5747
113 | 2615237.6374 | 1158010.5747 | 2615233.3619 | 1158015.7443 | 2615228.8273 | 1158020.324 | 2615223.635 | 1158024.2795 | 2615211.1742 | 1158031.674 | 2615192.4848 | 1158040.498 | 2615184.0453 | 1158046.213 | 2615180.5367 | 1158051.3289
114 | 2615237.6374 | 1158010.5747 | 2615227.6202 | 1158009.5823 | 2615222.0963 | 1158008.2121 | 2615216.9966 | 1158005.8203 | 2615210.6202 | 1158002.0357 | 2615198.9704 | 1157994.8028 | 2615189.0213 | 1157988.0411 | 2615181.4015 | 1157981.7967 | 2615174.9637 | 1157974.966 | 2615169.7758 | 1157967.994 | 2615164.7042 | 1157958.8797
115 | 2615164.7042 | 1157958.8797 | 2615063.8526 | 1157964.3494
116 | 2615634.1346 | 1158403.2364 | 2615647.2197 | 1158420.4216
117 | 2615657.6346 | 1158434.0998 | 2615647.2197 | 1158420.4216
118 | 2615634.1346 | 1158403.2364 | 2615624.4757 | 1158390.551
119 | 2615660.7071 | 1158438.1351 | 2615657.6346 | 1158434.0998
120 | 2615621.8974 | 1158387.1649 | 2615624.4757 | 1158390.551
121 | 2615569.3152 | 1158945.6707 | 2615561.7114 | 1158938.3049 | 2615540.7085 | 1158923.7103 | 2615526.0373 | 1158920.8267 | 2615516.445 | 1158922.1665
122 | 2615507.7496 | 1158923.381 | 2615516.445 | 1158922.1665
123 | 2615582.0084 | 1158957.9665 | 2615569.3152 | 1158945.6707
124 | 2615507.7496 | 1158923.381 | 2615323.7881 | 1158734.3269
125 | 2615294.9891 | 1158676.0493 | 2615310.5538 | 1158689.5621 | 2615317.4489 | 1158721.2619 | 2615323.7881 | 1158734.3269
126 | 2615294.9891 | 1158676.0493 | 2615314.3024 | 1158665.3151 | 2615314.362 | 1158662.9796
127 | 2615240.4399 | 1158476.5029 | 2615314.362 | 1158662.9796
128 | 2615205.8365 | 1158209.0707 | 2615210.0596 | 1158206.3355 | 2615215.2466 | 1158204.4476 | 2615228.5768 | 1158201.7576 | 2615248.1086 | 1158202.1849 | 2615253.6151 | 1158201.7617
129 | 2615205.8365 | 1158209.0707 | 2615202.8962 | 1158213.7656 | 2615202.0417 | 1158218.2657 | 2615202.2485 | 1158224.4248 | 2615204.3267 | 1158230.2107 | 2615211.7636 | 1158242.013
130 | 2615303.5958 | 1158120.0845 | 2615291.1391 | 1158118.3331
131 | 2615578.5221 | 1158242.5923 | 2615580.9898 | 1158237.586
132 | 2615551.0787 | 1158409.0708 | 2615536.5002 | 1158414.4026 | 2615523.1113 | 1158422.1498 | 2615515.2837 | 1158428.4884 | 2615509.317 | 1158431.3932
133 | 2615551.0787 | 1158409.0708 | 2615555.6769 | 1158415.4747 | 2615561.6881 | 1158420.9484 | 2615568.3694 | 1158425.1455 | 2615575.6974 | 1158428.2771 | 2615583.7263 | 1158430.0987 | 2615592.2406 | 1158430.9544
134 | 2615450.5985 | 1158477.3023 | 2615453.1632 | 1158463.591 | 2615460.7345 | 1158452.5271 | 2615479.2781 | 1158437.4115 | 2615487.5133 | 1158433.5418 | 2615497.0361 | 1158432.7548 | 2615506.9023 | 1158432.5689 | 2615509.317 | 1158431.3932
135 | 2615599.7894 | 1158431.6965 | 2615592.2406 | 1158430.9544
136 | 2615592.2406 | 1158430.9544 | 2615586.969 | 1158406.9733
137 | 2615604.6599 | 1158454.3314 | 2615599.7894 | 1158431.6965
138 | 2615599.7894 | 1158431.6965 | 2615602.7234 | 1158432.0066
139 | 2615586.969 | 1158406.9733 | 2615583.6464 | 1158391.858
140 | 2615645.3451 | 1158535.777 | 2615604.6599 | 1158454.3314
141 | 2615660.7071 | 1158438.1351 | 2615602.7234 | 1158432.0066
142 | 2615579.7783 | 1158374.2619 | 2615583.6464 | 1158391.858
143 | 2615645.3451 | 1158535.777 | 2615613.5699 | 1158545.2439
144 | 2615711.4928 | 1158912.1019 | 2615709.0933 | 1158876.856 | 2615706.8306 | 1158856.8179 | 2615705.1662 | 1158828.1339
145 | 2615711.4928 | 1158912.1019 | 2615727.0524 | 1158909.341 | 2615735.4827 | 1158906.8506 | 2615744.1294 | 1158903.7161 | 2615773.6796 | 1158891.4649 | 2615777.5671 | 1158890.9748 | 2615780.9077 | 1158891.4949 | 2615783.5256 | 1158892.8802 | 2615785.3763 | 1158894.4747 | 2615786.8569 | 1158896.9353 | 2615787.1108 | 1158897.9211
146 | 2615711.4928 | 1158912.1019 | 2615715.7112 | 1158967.0179
147 | 2615733.8256 | 1159001.5377 | 2615725.9397 | 1158992.1903 | 2615722.4498 | 1158987.201 | 2615719.4681 | 1158981.3236 | 2615717.1166 | 1158974.8143 | 2615715.7112 | 1158967.0179
148 | 2615733.8256 | 1159001.5377 | 2615751.8157 | 1159021.9281
149 | 2615751.8157 | 1159021.9281 | 2615698.7834 | 1159075.6346
150 | 2615677.0877 | 1159057.5772 | 2615672.1796 | 1159053.4921 | 2615668.5533 | 1159048.9626
151 | 2615677.0877 | 1159057.5772 | 2615698.7834 | 1159075.6346
152 | 2615749.8095 | 1159118.1039 | 2615698.7834 | 1159075.6346
153 | 2615698.7834 | 1159075.6346 | 2615634.275 | 1159138.9366
154 | 2615749.8095 | 1159118.1039 | 2615728.2969 | 1159137.7353
155 | 2615749.8095 | 1159118.1039 | 2615765.7824 | 1159132.9751 | 2615773.462 | 1159145.7431
156 | 2615728.2969 | 1159137.7353 | 2615698.9971 | 1159209.3326
157 | 2615774.059 | 1159146.7357 | 2615773.462 | 1159145.7431
158 | 2615698.9971 | 1159209.3326 | 2615699.0283 | 1159209.3666
159 | 2615774.059 | 1159146.7357 | 2615774.6533 | 1159147.7237
160 | 2615699.0283 | 1159209.3666 | 2615699.0584 | 1159209.3993
161 | 2615716.7922 | 1159228.6894 | 2615702.2712 | 1159212.8938 | 2615699.0584 | 1159209.3993
162 | 2615716.7922 | 1159228.6894 | 2615728.6701 | 1159241.61 | 2615731.2987 | 1159244.6435
163 | 2615775.2541 | 1159148.7226 | 2615774.6533 | 1159147.7237
164 | 2615923.3027 | 1158631.8311 | 2615916.6443 | 1158616.9594 | 2615911.0311 | 1158606.117 | 2615904.1304 | 1158595.16 | 2615892.3551 | 1158581.0443 | 2615889.491 | 1158578.1777
165 | 2615923.3027 | 1158631.8311 | 2615923.9295 | 1158633.2311 | 2615933.8725 | 1158659.8762
166 | 2615983.0107 | 1158759.1718 | 2615977.7843 | 1158749.5926
167 | 2615943.4116 | 1158683.852 | 2615943.4116 | 1158683.852 | 2615950.479 | 1158698.4001 | 2615967.8076 | 1158731.3067 | 2615977.7843 | 1158749.5926
168 | 2615943.4116 | 1158683.852 | 2615937.3792 | 1158669.2733 | 2615933.8725 | 1158659.8762

## bus_geodata
| x | y | coords
0 | 2615469.0261 | 1158128.9447
1 | 2615473.9274 | 1158074.7336
2 | 2615469.2023 | 1158130.4559
3 | 2615480.8502 | 1158035.3218
4 | 2615469.5419 | 1158132.5356
5 | 2615412.8585 | 1158087.7352
6 | 2615482.8196 | 1158021.8592
7 | 2615478.0618 | 1158170.2538
8 | 2615425.3921 | 1158184.3509
9 | 2615391.0345 | 1158108.2452
10 | 2615396.4572 | 1158081.779
11 | 2615504.005 | 1158014.4432
12 | 2615483.1423 | 1158017.6564
13 | 2615526.8846 | 1158120.6564
14 | 2615477.2932 | 1158189.4797
15 | 2615406.6377 | 1158192.92
16 | 2615480.5757 | 1157991.0604
17 | 2615535.3628 | 1158108.626
18 | 2615473.7221 | 1158254.3399
19 | 2615366.8291 | 1158196.161
20 | 2615475.8462 | 1157982.9817
21 | 2615349.5747 | 1158199.3515
22 | 2615331.8937 | 1158205.2863
23 | 2615328.0423 | 1158214.3713
24 | 2615320.1504 | 1158209.228
25 | 2615306.9623 | 1158248.2355
26 | 2615535.2053 | 1158094.0994
27 | 2615561.904 | 1158084.3489
28 | 2615478.7028 | 1158261.1227
29 | 2615483.2846 | 1158220.161
30 | 2615832.5057 | 1158419.7098
31 | 2615802.2246 | 1158472.9392
32 | 2615837.9774 | 1158414.0409
33 | 2615786.464 | 1158501.9496
34 | 2615788.6684 | 1158368.3781
35 | 2615882.7784 | 1158387.8694
36 | 2615776.5622 | 1158495.6686
37 | 2615791.3948 | 1158505.0005
38 | 2615787.7272 | 1158367.5321
39 | 2615908.3525 | 1158366.1095
40 | 2615793.4966 | 1158506.301
41 | 2615772.9876 | 1158353.7763
42 | 2615933.4837 | 1158332.9185
43 | 2615819.2459 | 1158522.3212
44 | 2615734.2183 | 1158348.8218
45 | 2615942.2261 | 1158317.1769
46 | 2615571.0986 | 1157936.1359
47 | 2615534.4688 | 1157934.6327
48 | 2615609.5297 | 1157926.9384
49 | 2615511.3951 | 1157933.0563
50 | 2615492.6048 | 1157939.5989
51 | 2615720.2861 | 1157960.5866
52 | 2615710.7218 | 1157967.1009
53 | 2615840.3612 | 1158043.03
54 | 2615485.7736 | 1157942.6686
55 | 2615622.6191 | 1158024.8661
56 | 2615451.7754 | 1157954.4575
57 | 2615265.4753 | 1158200.8503
58 | 2615330.516 | 1158317.5395
59 | 2615504.6904 | 1158292.8172
60 | 2615496.0949 | 1158277.5667
61 | 2615514.3518 | 1158310.8388
62 | 2615511.8329 | 1158290.8796
63 | 2615535.2806 | 1158086.9483
64 | 2615592.482 | 1158085.1504
65 | 2615576.9224 | 1158354.6895
66 | 2615542.8444 | 1158266.6346
67 | 2615791.412 | 1158598.6059
68 | 2615805.4869 | 1158585.1072
69 | 2615788.657 | 1158616.023
70 | 2615812.233 | 1158595.4017
71 | 2615818.196 | 1158577.2861
72 | 2615769.6654 | 1158647.0443
73 | 2615805.7511 | 1158634.9222
74 | 2615840.7979 | 1158602.6015
75 | 2615851.3771 | 1158545.3856
76 | 2615744.3667 | 1158674.6009
77 | 2615777.4153 | 1158656.3451
78 | 2615848.8734 | 1158607.3126
79 | 2615860.6174 | 1158552.8691
80 | 2615742.9292 | 1158676.1668
81 | 2615795.7607 | 1158678.3614
82 | 2615851.397 | 1158642.2711
83 | 2615906.6608 | 1158573.0961
84 | 2615864.521 | 1158556.0265
85 | 2615729.4664 | 1158657.2138
86 | 2615682.8701 | 1158673.6093
87 | 2615836.8019 | 1158742.9108
88 | 2615778.5873 | 1158694.1799
89 | 2615848.2175 | 1158768.9583
90 | 2615860.4628 | 1158782.2874
91 | 2615710.9702 | 1158606.2711
92 | 2615692.5546 | 1158727.8159
93 | 2615636.9321 | 1158587.592
94 | 2615615.8065 | 1158690.9365
95 | 2615897.3853 | 1158826.7046
96 | 2615636.1868 | 1158170.9058
97 | 2615646.701 | 1158172.9034
98 | 2615637.0706 | 1158143.56
99 | 2615605.3004 | 1158218.7694
100 | 2615662.2706 | 1158177.0414
101 | 2615673.207 | 1158188.177
102 | 2615942.3497 | 1158277.4936
103 | 2615415.223 | 1157915.2335
104 | 2615327.2564 | 1157965.1635
105 | 2615237.6374 | 1158010.5747
106 | 2615164.7042 | 1157958.8797
107 | 2615063.8526 | 1157964.3494
108 | 2615180.5367 | 1158051.3289
109 | 2615647.2197 | 1158420.4216
110 | 2615634.1346 | 1158403.2364
111 | 2615657.6346 | 1158434.0998
112 | 2615624.4757 | 1158390.551
113 | 2615621.8974 | 1158387.1649
114 | 2615516.445 | 1158922.1665
115 | 2615569.3152 | 1158945.6707
116 | 2615507.7496 | 1158923.381
117 | 2615582.0084 | 1158957.9665
118 | 2615323.7881 | 1158734.3269
119 | 2615294.9891 | 1158676.0493
120 | 2615314.362 | 1158662.9796
121 | 2615240.4399 | 1158476.5029
122 | 2615253.6151 | 1158201.7617
123 | 2615205.8365 | 1158209.0707
124 | 2615211.7636 | 1158242.013
125 | 2615303.5958 | 1158120.0845
126 | 2615291.1391 | 1158118.3331
127 | 2615580.9898 | 1158237.586
128 | 2615578.5221 | 1158242.5923
129 | 2615551.0787 | 1158409.0708
130 | 2615509.317 | 1158431.3932
131 | 2615592.2406 | 1158430.9544
132 | 2615450.5985 | 1158477.3023
133 | 2615599.7894 | 1158431.6965
134 | 2615586.969 | 1158406.9733
135 | 2615604.6599 | 1158454.3314
136 | 2615602.7234 | 1158432.0066
137 | 2615583.6464 | 1158391.858
138 | 2615613.5699 | 1158545.2439
139 | 2615645.3451 | 1158535.777
140 | 2615579.7783 | 1158374.2619
141 | 2615660.7071 | 1158438.1351
142 | 2615611.9197 | 1158694.9448
143 | 2615705.1662 | 1158828.1339
144 | 2615711.4928 | 1158912.1019
145 | 2615787.1108 | 1158897.9211
146 | 2615715.7112 | 1158967.0179
147 | 2615733.8256 | 1159001.5377
148 | 2615751.8157 | 1159021.9281
149 | 2615677.0877 | 1159057.5772
150 | 2615668.5533 | 1159048.9626
151 | 2615698.7834 | 1159075.6346
152 | 2615749.8095 | 1159118.1039
153 | 2615634.275 | 1159138.9366
154 | 2615728.2969 | 1159137.7353
155 | 2615773.462 | 1159145.7431
156 | 2615698.9971 | 1159209.3326
157 | 2615774.059 | 1159146.7357
158 | 2615699.0283 | 1159209.3666
159 | 2615699.0584 | 1159209.3993
160 | 2615716.7922 | 1159228.6894
161 | 2615731.2987 | 1159244.6435
162 | 2615774.6533 | 1159147.7237
163 | 2615775.2541 | 1159148.7226
164 | 2615889.491 | 1158578.1777
165 | 2615923.3027 | 1158631.8311
166 | 2615983.0107 | 1158759.1718
167 | 2615977.7843 | 1158749.5926
168 | 2615943.4116 | 1158683.852
169 | 2615933.8725 | 1158659.8762
170 | 2615711.4928 | 1158912.1019

## line_std_types
| c_nf_per_km | r_ohm_per_km | x_ohm_per_km | max_i_ka | type | q_mm2 | alpha | voltage_rating
NAYY 4x50 SE | 210 | 0.642 | 0.083 | 0.142 | cs | 50 | 0.00403 | LV
NAYY 4x120 SE | 264 | 0.225 | 0.08 | 0.242 | cs | 120 | 0.00403 | LV
NAYY 4x150 SE | 261 | 0.208 | 0.08 | 0.27 | cs | 150 | 0.00403 | LV
NA2XS2Y 1x95 RM/25 12/20 kV | 216 | 0.313 | 0.132 | 0.252 | cs | 95 | 0.00403 | MV
NA2XS2Y 1x185 RM/25 12/20 kV | 273 | 0.161 | 0.117 | 0.362 | cs | 185 | 0.00403 | MV
NA2XS2Y 1x240 RM/25 12/20 kV | 304 | 0.122 | 0.112 | 0.421 | cs | 240 | 0.00403 | MV
NA2XS2Y 1x95 RM/25 6/10 kV | 315 | 0.313 | 0.123 | 0.249 | cs | 95 | 0.00403 | MV
NA2XS2Y 1x185 RM/25 6/10 kV | 406 | 0.161 | 0.11 | 0.358 | cs | 185 | 0.00403 | MV
NA2XS2Y 1x240 RM/25 6/10 kV | 456 | 0.122 | 0.105 | 0.416 | cs | 240 | 0.00403 | MV
NA2XS2Y 1x150 RM/25 12/20 kV | 250 | 0.206 | 0.116 | 0.319 | cs | 150 | 0.00403 | MV
NA2XS2Y 1x120 RM/25 12/20 kV | 230 | 0.253 | 0.119 | 0.283 | cs | 120 | 0.00403 | MV
NA2XS2Y 1x70 RM/25 12/20 kV | 190 | 0.443 | 0.132 | 0.22 | cs | 70 | 0.00403 | MV
NA2XS2Y 1x150 RM/25 6/10 kV | 360 | 0.206 | 0.11 | 0.315 | cs | 150 | 0.00403 | MV
NA2XS2Y 1x120 RM/25 6/10 kV | 340 | 0.253 | 0.113 | 0.28 | cs | 120 | 0.00403 | MV
NA2XS2Y 1x70 RM/25 6/10 kV | 280 | 0.443 | 0.123 | 0.217 | cs | 70 | 0.00403 | MV
N2XS(FL)2Y 1x120 RM/35 64/110 kV | 112 | 0.153 | 0.166 | 0.366 | cs | 120 | 0.00393 | HV
N2XS(FL)2Y 1x185 RM/35 64/110 kV | 125 | 0.099 | 0.156 | 0.457 | cs | 185 | 0.00393 | HV
N2XS(FL)2Y 1x240 RM/35 64/110 kV | 135 | 0.075 | 0.149 | 0.526 | cs | 240 | 0.00393 | HV
N2XS(FL)2Y 1x300 RM/35 64/110 kV | 144 | 0.06 | 0.144 | 0.588 | cs | 300 | 0.00393 | HV
15-AL1/3-ST1A 0.4 | 11 | 1.8769 | 0.35 | 0.105 | ol | 16 | 0.00403 | LV
24-AL1/4-ST1A 0.4 | 11.25 | 1.2012 | 0.335 | 0.14 | ol | 24 | 0.00403 | LV
48-AL1/8-ST1A 0.4 | 12.2 | 0.5939 | 0.3 | 0.21 | ol | 48 | 0.00403 | LV
94-AL1/15-ST1A 0.4 | 13.2 | 0.306 | 0.29 | 0.35 | ol | 94 | 0.00403 | LV
34-AL1/6-ST1A 10.0 | 9.7 | 0.8342 | 0.36 | 0.17 | ol | 34 | 0.00403 | MV
48-AL1/8-ST1A 10.0 | 10.1 | 0.5939 | 0.35 | 0.21 | ol | 48 | 0.00403 | MV
70-AL1/11-ST1A 10.0 | 10.4 | 0.4132 | 0.339 | 0.29 | ol | 70 | 0.00403 | MV
94-AL1/15-ST1A 10.0 | 10.75 | 0.306 | 0.33 | 0.35 | ol | 94 | 0.00403 | MV
122-AL1/20-ST1A 10.0 | 11.1 | 0.2376 | 0.323 | 0.41 | ol | 122 | 0.00403 | MV
149-AL1/24-ST1A 10.0 | 11.25 | 0.194 | 0.315 | 0.47 | ol | 149 | 0.00403 | MV
34-AL1/6-ST1A 20.0 | 9.15 | 0.8342 | 0.382 | 0.17 | ol | 34 | 0.00403 | MV
48-AL1/8-ST1A 20.0 | 9.5 | 0.5939 | 0.372 | 0.21 | ol | 48 | 0.00403 | MV
70-AL1/11-ST1A 20.0 | 9.7 | 0.4132 | 0.36 | 0.29 | ol | 70 | 0.00403 | MV
94-AL1/15-ST1A 20.0 | 10 | 0.306 | 0.35 | 0.35 | ol | 94 | 0.00403 | MV
122-AL1/20-ST1A 20.0 | 10.3 | 0.2376 | 0.344 | 0.41 | ol | 122 | 0.00403 | MV
149-AL1/24-ST1A 20.0 | 10.5 | 0.194 | 0.337 | 0.47 | ol | 149 | 0.00403 | MV
184-AL1/30-ST1A 20.0 | 10.75 | 0.1571 | 0.33 | 0.535 | ol | 184 | 0.00403 | MV
243-AL1/39-ST1A 20.0 | 11 | 0.1188 | 0.32 | 0.645 | ol | 243 | 0.00403 | MV
48-AL1/8-ST1A 110.0 | 8 | 0.5939 | 0.46 | 0.21 | ol | 48 | 0.00403 | HV
70-AL1/11-ST1A 110.0 | 8.4 | 0.4132 | 0.45 | 0.29 | ol | 70 | 0.00403 | HV
94-AL1/15-ST1A 110.0 | 8.65 | 0.306 | 0.44 | 0.35 | ol | 94 | 0.00403 | HV
122-AL1/20-ST1A 110.0 | 8.5 | 0.2376 | 0.43 | 0.41 | ol | 122 | 0.00403 | HV
149-AL1/24-ST1A 110.0 | 8.75 | 0.194 | 0.41 | 0.47 | ol | 149 | 0.00403 | HV
184-AL1/30-ST1A 110.0 | 8.8 | 0.1571 | 0.4 | 0.535 | ol | 184 | 0.00403 | HV
243-AL1/39-ST1A 110.0 | 9 | 0.1188 | 0.39 | 0.645 | ol | 243 | 0.00403 | HV
305-AL1/39-ST1A 110.0 | 9.2 | 0.0949 | 0.38 | 0.74 | ol | 305 | 0.00403 | HV
490-AL1/64-ST1A 110.0 | 9.75 | 0.059 | 0.37 | 0.96 | ol | 490 | 0.00403 | HV
679-AL1/86-ST1A 110.0 | 9.95 | 0.042 | 0.36 | 1.15 | ol | 679 | 0.00403 | HV
490-AL1/64-ST1A 220.0 | 10 | 0.059 | 0.285 | 0.96 | ol | 490 | 0.00403 | HV
679-AL1/86-ST1A 220.0 | 11.7 | 0.042 | 0.275 | 1.15 | ol | 679 | 0.00403 | HV
490-AL1/64-ST1A 380.0 | 11 | 0.059 | 0.253 | 0.96 | ol | 490 | 0.00403 | HV
679-AL1/86-ST1A 380.0 | 14.6 | 0.042 | 0.25 | 1.15 | ol | 679 | 0.00403 | HV

## trafo_std_types
| i0_percent | pfe_kw | vkr_percent | sn_mva | vn_lv_kv | vn_hv_kv | vk_percent | shift_degree | vector_group | tap_side | tap_neutral | tap_min | tap_max | tap_step_degree | tap_step_percent | tap_phase_shifter
160 MVA 380/110 kV | 0.06 | 60 | 0.25 | 160 | 110 | 380 | 12.2 | 0 | Yy0 | hv | 0 | -9 | 9 | 0 | 1.5 | FALSE
100 MVA 220/110 kV | 0.06 | 55 | 0.26 | 100 | 110 | 220 | 12 | 0 | Yy0 | hv | 0 | -9 | 9 | 0 | 1.5 | FALSE
63 MVA 110/20 kV | 0.04 | 22 | 0.32 | 63 | 20 | 110 | 18 | 150 | YNd5 | hv | 0 | -9 | 9 | 0 | 1.5 | FALSE
40 MVA 110/20 kV | 0.05 | 18 | 0.34 | 40 | 20 | 110 | 16.2 | 150 | YNd5 | hv | 0 | -9 | 9 | 0 | 1.5 | FALSE
25 MVA 110/20 kV | 0.07 | 14 | 0.41 | 25 | 20 | 110 | 12 | 150 | YNd5 | hv | 0 | -9 | 9 | 0 | 1.5 | FALSE
63 MVA 110/10 kV | 0.04 | 22 | 0.32 | 63 | 10 | 110 | 18 | 150 | YNd5 | hv | 0 | -9 | 9 | 0 | 1.5 | FALSE
40 MVA 110/10 kV | 0.05 | 18 | 0.34 | 40 | 10 | 110 | 16.2 | 150 | YNd5 | hv | 0 | -9 | 9 | 0 | 1.5 | FALSE
25 MVA 110/10 kV | 0.07 | 14 | 0.41 | 25 | 10 | 110 | 12 | 150 | YNd5 | hv | 0 | -9 | 9 | 0 | 1.5 | FALSE
0.25 MVA 20/0.4 kV | 0.32 | 0.8 | 1.44 | 0.25 | 0.4 | 20 | 6 | 150 | Yzn5 | hv | 0 | -2 | 2 | 0 | 2.5 | FALSE
0.4 MVA 20/0.4 kV | 0.3375 | 1.35 | 1.425 | 0.4 | 0.4 | 20 | 6 | 150 | Dyn5 | hv | 0 | -2 | 2 | 0 | 2.5 | FALSE
0.63 MVA 20/0.4 kV | 0.2619 | 1.65 | 1.206 | 0.63 | 0.4 | 20 | 6 | 150 | Dyn5 | hv | 0 | -2 | 2 | 0 | 2.5 | FALSE
0.25 MVA 10/0.4 kV | 0.24 | 0.6 | 1.2 | 0.25 | 0.4 | 10 | 4 | 150 | Dyn5 | hv | 0 | -2 | 2 | 0 | 2.5 | FALSE
0.4 MVA 10/0.4 kV | 0.2375 | 0.95 | 1.325 | 0.4 | 0.4 | 10 | 4 | 150 | Dyn5 | hv | 0 | -2 | 2 | 0 | 2.5 | FALSE
0.63 MVA 10/0.4 kV | 0.1873 | 1.18 | 1.0794 | 0.63 | 0.4 | 10 | 4 | 150 | Dyn5 | hv | 0 | -2 | 2 | 0 | 2.5 | FALSE

## trafo3w_std_types
| sn_hv_mva | sn_mv_mva | sn_lv_mva | vn_hv_kv | vn_mv_kv | vn_lv_kv | vk_hv_percent | vk_mv_percent | vk_lv_percent | vkr_hv_percent | vkr_mv_percent | vkr_lv_percent | pfe_kw | i0_percent | shift_mv_degree | shift_lv_degree | vector_group | tap_side | tap_neutral | tap_min | tap_max | tap_step_percent
63/25/38 MVA 110/20/10 kV | 63 | 25 | 38 | 110 | 20 | 10 | 10.4 | 10.4 | 10.4 | 0.28 | 0.32 | 0.35 | 35 | 0.89 | 0 | 0 | YN0yn0yn0 | hv | 0 | -10 | 10 | 1.2
63/25/38 MVA 110/10/10 kV | 63 | 25 | 38 | 110 | 10 | 10 | 10.4 | 10.4 | 10.4 | 0.28 | 0.32 | 0.35 | 35 | 0.89 | 0 | 0 | YN0yn0yn0 | hv | 0 | -10 | 10 | 1.2

## fuse_std_types
| fuse_type | i_rated_a | t_avg | t_min | t_total | x_avg | x_min | x_total
HV 100A | HV 100A | 100 | 0 | [10.0, 3.64, 0.854, 0.281, 0.1, 0.0531, 0.022, 0.01] | [10.0, 4.267, 1.21, 0.403, 0.1, 0.058, 0.022, 0.01] | 0 | [300.0, 350.0, 450.0, 550.0, 700.0, 850.0, 1200.0, 1752.0] | [600.0, 700.0, 900.0, 1150.0, 1665.0, 2000.0, 3000.0, 4313.0]
HV 10A | HV 10A | 10 | 0 | [10.0, 1675.0, 0.344, 0.156, 0.1, 0.0417, 0.0171, 0.01] | [10.0, 1.3, 0.3, 0.155, 0.1, 0.0555, 0.023, 0.01] | 0 | [30.0, 32.0, 35.0, 37.0, 39.0, 50.0, 70.0, 88.0] | [60.0, 70.0, 80.0, 87.0, 94.0, 110.0, 150.0, 216.0]
HV 125A | HV 125A | 125 | 0 | [10.0, 1.82, 0.344, 0.1, 0.0467, 0.0269, 0.01] | [10.0, 2.478, 0.426, 0.1, 0.0427, 0.0211, 0.01] | 0 | [375.0, 500.0, 700.0, 925.0, 1200.0, 1500.0, 2341.0] | [750.0, 1000.0, 1500.0, 2200.0, 3000.0, 4000.0, 5765.0]
HV 160A | HV 160A | 160 | 0 | [10.0, 4.15, 1.03, 0.198, 0.1, 0.051, 0.0172, 0.01] | [10.0, 2.3, 0.734, 0.274, 0.1, 0.046, 0.0177, 0.01] | 0 | [480.0, 550.0, 700.0, 1000.0, 1260.0, 1600.0, 2500.0, 3227.0] | [960.0, 1300.0, 1700.0, 2200.0, 2996.0, 4000.0, 6000.0, 7946.0]
HV 16A | HV 16A | 16 | 0 | [10.0, 0.352, 0.164, 0.1, 0.0649, 0.0342, 0.01] | [10.0, 2.34, 0.722, 0.181, 0.1, 0.055, 0.0296, 0.01] | 0 | [48.0, 60.0, 65.0, 71.0, 80.0, 100.0, 162.0] | [96.0, 110.0, 125.0, 150.0, 168.0, 200.0, 250.0, 398.0]
HV 200A | HV 200A | 200 | 0 | [10.0, 4.267, 1.21, 0.403, 0.1, 0.058, 0.022, 0.01] | [10.0, 3.73, 1.654, 0.328, 0.1, 0.0531, 0.019, 0.01] | 0 | [600.0, 700.0, 900.0, 1150.0, 1665.0, 2000.0, 3000.0, 4313.0] | [1200.0, 1500.0, 1800.0, 2700.0, 3960.0, 5000.0, 7500.0, 10620.0]
HV 20A | HV 20A | 20 | 0 | [10.0, 1.3, 0.3, 0.155, 0.1, 0.0555, 0.023, 0.01] | [10.0, 1.3, 0.161, 0.1, 0.0611, 0.0399, 0.0141, 0.01] | 0 | [60.0, 70.0, 80.0, 87.0, 94.0, 110.0, 150.0, 216.0] | [120.0, 150.0, 200.0, 223.0, 260.0, 300.0, 450.0, 532.0]
HV 25A | HV 25A | 25 | 0 | [10.0, 2.512, 0.833, 0.299, 0.1, 0.0372, 0.0223, 0.01] | [10.0, 3.125, 0.597, 0.198, 0.1, 0.0378, 0.022, 0.01] | 0 | [75.0, 82.0, 90.0, 100.0, 124.0, 170.0, 200.0, 289.0] | [150.0, 170.0, 210.0, 250.0, 294.0, 400.0, 500.0, 711.0]
HV 31.5A | HV 31.5A | 31.5 | 0 | [10.0, 2.34, 0.722, 0.181, 0.1, 0.055, 0.0296, 0.01] | [10.0, 2.84, 0.368, 0.164, 0.1, 0.0621, 0.0378, 0.0195, 0.01] | 0 | [95.0, 110.0, 125.0, 150.0, 165.0, 200.0, 250.0, 390.0] | [189.0, 220.0, 300.0, 350.0, 393.0, 450.0, 530.0, 700.0, 960.0]
HV 40A | HV 40A | 40 | 0 | [10.0, 1.3, 0.161, 0.1, 0.0611, 0.0399, 0.0141, 0.01] | [10.0, 2.05, 0.369, 0.198, 0.1, 0.051, 0.0298, 0.01] | 0 | [120.0, 150.0, 200.0, 223.0, 260.0, 300.0, 450.0, 532.0] | [240.0, 300.0, 400.0, 450.0, 530.0, 650.0, 800.0, 1311.0]
HV 50A | HV 50A | 50 | 0 | [10.0, 3.215, 0.597, 0.198, 0.1, 0.0378, 0.022, 0.01] | [10.0, 3.64, 0.854, 0.281, 0.1, 0.0531, 0.022, 0.01] | 0 | [150.0, 170.0, 210.0, 250.0, 294.0, 400.0, 500.0, 711.0] | [300.0, 350.0, 450.0, 550.0, 700.0, 850.0, 1200.0, 1752.0]
HV 6.3A | HV 6.3A | 6.3 | 0 | [10.0, 1.39, 0.344, 0.168, 0.1, 0.056, 0.0263, 0.01] | [10.0, 1.711, 0.516, 0.198, 0.1, 0.0634, 0.0303, 0.01] | 0 | [19.0, 19.5, 20.4, 20.8, 22.0, 25.0, 32.0, 48.0] | [38.0, 40.0, 43.0, 48.0, 53.0, 60.0, 75.0, 118.0]
HV 63A | HV 63A | 63 | 0 | [10.0, 2.84, 0.368, 0.164, 0.1, 0.0621, 0.0378, 0.0195, 0.01] | [10.0, 1.82, 0.344, 0.1, 0.0467, 0.0269, 0.01] | 0 | [189.0, 220.0, 300.0, 350.0, 393.0, 450.0, 530.0, 700.0, 961.0] | [378.0, 500.0, 700.0, 934.0, 1200.0, 1500.0, 2366.0]
HV 80A | HV 80A | 80 | 0 | [10.0, 2.05, 0.369, 0.198, 0.1, 0.051, 0.0298, 0.01] | [10.0, 4.15, 1.03, 0.198, 0.1, 0.051, 0.0172, 0.01] | 0 | [240.0, 300.0, 400.0, 450.0, 530.0, 650.0, 800.0, 1311.0] | [480.0, 550.0, 700.0, 1000.0, 1260.0, 1600.0, 2500.0, 3227.0]
Siemens NH-1-100 | Siemens NH-1-100 | 100 | [5400.0, 2000.0, 400.0, 20.0, 1.0, 0.2, 0.012, 0.004] | 0 | 0 | [150.0, 190.0, 250.0, 430.0, 900.0, 1250.0, 2700.0, 3600.0] | 0 | 0
Siemens NH-1-125 | Siemens NH-1-125 | 125 | [4800.0, 120.0, 7.0, 0.1, 0.004] | 0 | 0 | [180.0, 400.0, 740.0, 2000.0, 4250.0] | 0 | 0
Siemens NH-1-16 | Siemens NH-1-16 | 16 | [4000.0, 400.0, 2.0, 0.1, 0.04, 0.01] | 0 | 0 | [26.0, 35.0, 75.0, 150.0, 200.0, 300.0] | 0 | 0
Siemens NH-1-160 | Siemens NH-1-160 | 160 | [4800.0, 120.0, 7.0, 0.1, 0.004] | 0 | 0 | [210.0, 500.0, 900.0, 2300.0, 5000.0] | 0 | 0
Siemens NH-1-25 | Siemens NH-1-25 | 25 | [4000.0, 1000.0, 10.0, 0.2, 0.02, 0.01] | 0 | 0 | [40.0, 50.0, 100.0, 210.0, 400.0, 500.0] | 0 | 0
Siemens NH-1-50 | Siemens NH-1-50 | 50 | [4000.0, 40.0, 4.0, 1.0, 0.02, 0.01] | 0 | 0 | [86.0, 200.0, 300.0, 400.0, 1000.0, 1280.0] | 0 | 0
Siemens NH-1-63 | Siemens NH-1-63 | 63 | [4000.0, 100.0, 10.0, 2.0, 0.04, 0.01] | 0 | 0 | [100.0, 200.0, 300.0, 400.0, 1000.0, 1500.0] | 0 | 0
Siemens NH-1-80 | Siemens NH-1-80 | 80 | [4800.0, 120.0, 7.0, 0.1, 0.01] | 0 | 0 | [150.58, 250.0, 450.0, 1150.0, 2470.0] | 0 | 0
Siemens NH-2-1000 | Siemens NH-2-1000 | 1000 | [4800.0, 120.0, 7.0, 0.1, 0.004] | 0 | 0 | [1900.0, 3500.0, 8400.0, 24000.0, 52000.0] | 0 | 0
Siemens NH-2-200 | Siemens NH-2-200 | 200 | [4800.0, 120.0, 7.0, 0.1, 0.004] | 0 | 0 | [280.0, 650.0, 1200.0, 3000.0, 7000.0] | 0 | 0
Siemens NH-2-224 | Siemens NH-2-224 | 224 | [4800.0, 120.0, 7.0, 0.2, 0.04, 0.004] | 0 | 0 | [400.0, 750.0, 1453.0, 3025.0, 4315.0, 7600.0] | 0 | 0
Siemens NH-2-250 | Siemens NH-2-250 | 250 | [4800.0, 120.0, 7.0, 0.1, 0.004] | 0 | 0 | [450.0, 800.0, 1650.0, 4000.0, 8500.0] | 0 | 0
Siemens NH-2-315 | Siemens NH-2-315 | 315 | [4800.0, 120.0, 7.0, 0.1, 0.004] | 0 | 0 | [550.0, 920.0, 1900.0, 5000.0, 11000.0] | 0 | 0
Siemens NH-2-355 | Siemens NH-2-355 | 355 | [4800.0, 120.0, 6.0, 0.1, 0.004] | 0 | 0 | [650.0, 1116.27, 2350.0, 5840.0, 12790.0] | 0 | 0
Siemens NH-2-400 | Siemens NH-2-400 | 400 | [4800.0, 120.0, 7.0, 0.1, 0.004] | 0 | 0 | [720.0, 1350.0, 2800.0, 6500.0, 15000.0] | 0 | 0
Siemens NH-2-425 | Siemens NH-2-425 | 425 | [4800.0, 120.0, 7.0, 0.1, 0.004] | 0 | 0 | [850.0, 1500.0, 3050.0, 7500.0, 16500.0] | 0 | 0
Siemens NH-2-630 | Siemens NH-2-630 | 630 | [4800.0, 120.0, 7.0, 0.1, 0.004] | 0 | 0 | [1200.0, 2000.0, 4800.0, 12000.0, 26000.0] | 0 | 0

## dtypes
| element | column | dtype
0 | bus | name | object
1 | bus | vn_kv | float64
2 | bus | type | object
3 | bus | zone | object
4 | bus | in_service | bool
5 | load | name | object
6 | load | bus | uint32
7 | load | p_mw | float64
8 | load | q_mvar | float64
9 | load | const_z_percent | float64
10 | load | const_i_percent | float64
11 | load | sn_mva | float64
12 | load | scaling | float64
13 | load | in_service | bool
14 | load | type | object
15 | ext_grid | name | object
16 | ext_grid | bus | uint32
17 | ext_grid | vm_pu | float64
18 | ext_grid | va_degree | float64
19 | ext_grid | slack_weight | float64
20 | ext_grid | in_service | bool
21 | line | name | object
22 | line | std_type | object
23 | line | from_bus | uint32
24 | line | to_bus | uint32
25 | line | length_km | float64
26 | line | r_ohm_per_km | float64
27 | line | x_ohm_per_km | float64
28 | line | c_nf_per_km | float64
29 | line | g_us_per_km | float64
30 | line | max_i_ka | float64
31 | line | df | float64
32 | line | parallel | uint32
33 | line | type | object
34 | line | in_service | bool
35 | trafo | name | object
36 | trafo | std_type | object
37 | trafo | hv_bus | uint32
38 | trafo | lv_bus | uint32
39 | trafo | sn_mva | float64
40 | trafo | vn_hv_kv | float64
41 | trafo | vn_lv_kv | float64
42 | trafo | vk_percent | float64
43 | trafo | vkr_percent | float64
44 | trafo | pfe_kw | float64
45 | trafo | i0_percent | float64
46 | trafo | shift_degree | float64
47 | trafo | tap_side | object
48 | trafo | tap_neutral | int32
49 | trafo | tap_min | int32
50 | trafo | tap_max | int32
51 | trafo | tap_step_percent | float64
52 | trafo | tap_step_degree | float64
53 | trafo | tap_pos | int32
54 | trafo | tap_phase_shifter | bool
55 | trafo | parallel | uint32
56 | trafo | df | float64
57 | trafo | in_service | bool
58 | line_geodata | coords | object
59 | bus_geodata | x | float64
60 | bus_geodata | y | float64
61 | bus_geodata | coords | object

## parameters
| version | format_version | converged | OPF_converged | name | f_hz | sn_mva
0 | 2.14.6 | 2.14.0 | FALSE | FALSE |  | 50 | 1