## bus
| name | vn_kv | type | zone | in_service
0 | bus_LV_564-1_0_4_node_0 | 0.4 | n |  | TRUE
1 | bus_LV_564-1_0_4_node_1 | 0.4 | n |  | TRUE
2 | bus_LV_564-1_0_4_node_2 | 0.4 | n |  | TRUE
3 | bus_LV_564-1_0_4_node_3 | 0.4 | n |  | TRUE
4 | bus_LV_564-1_0_4_node_4 | 0.4 | n |  | TRUE
5 | bus_LV_564-1_0_4_node_5 | 0.4 | n |  | TRUE
6 | bus_LV_564-1_0_4_node_102 | 0.4 | n |  | TRUE
7 | bus_LV_564-1_0_4_node_74 | 0.4 | n |  | TRUE
8 | bus_LV_564-1_0_4_node_68 | 0.4 | n |  | TRUE
9 | bus_LV_564-1_0_4_node_101 | 0.4 | n |  | TRUE
10 | bus_LV_564-1_0_4_node_75 | 0.4 | n |  | TRUE
11 | bus_LV_564-1_0_4_node_116 | 0.4 | n |  | TRUE
12 | bus_LV_564-1_0_4_node_6 | 0.4 | n |  | TRUE
13 | bus_LV_564-1_0_4_node_7 | 0.4 | n |  | TRUE
14 | bus_LV_564-1_0_4_node_8 | 0.4 | n |  | TRUE
15 | bus_LV_564-1_0_4_node_9 | 0.4 | n |  | TRUE
16 | bus_LV_564-1_0_4_node_11 | 0.4 | n |  | TRUE
17 | bus_LV_564-1_0_4_node_92 | 0.4 | n |  | TRUE
18 | bus_LV_564-1_0_4_node_10 | 0.4 | n |  | TRUE
19 | bus_LV_564-1_0_4_node_49 | 0.4 | n |  | TRUE
20 | bus_LV_564-1_0_4_node_12 | 0.4 | n |  | TRUE
21 | bus_LV_564-1_0_4_node_79 | 0.4 | n |  | TRUE
22 | bus_LV_564-1_0_4_node_118 | 0.4 | n |  | TRUE
23 | bus_LV_564-1_0_4_node_59 | 0.4 | n |  | TRUE
24 | bus_LV_564-1_0_4_node_15 | 0.4 | n |  | TRUE
25 | bus_LV_564-1_0_4_node_93 | 0.4 | n |  | TRUE
26 | bus_LV_564-1_0_4_node_94 | 0.4 | n |  | TRUE
27 | bus_LV_564-1_0_4_node_50 | 0.4 | n |  | TRUE
28 | bus_LV_564-1_0_4_node_78 | 0.4 | n |  | TRUE
29 | bus_LV_564-1_0_4_node_117 | 0.4 | n |  | TRUE
30 | bus_LV_564-1_0_4_node_124 | 0.4 | n |  | TRUE
31 | bus_LV_564-1_0_4_node_14 | 0.4 | n |  | TRUE
32 | bus_LV_564-1_0_4_node_13 | 0.4 | n |  | TRUE
33 | bus_LV_564-1_0_4_node_16 | 0.4 | n |  | TRUE
34 | bus_LV_564-1_0_4_node_104 | 0.4 | n |  | TRUE
35 | bus_LV_564-1_0_4_node_103 | 0.4 | n |  | TRUE
36 | bus_LV_564-1_0_4_node_17 | 0.4 | n |  | TRUE
37 | bus_LV_564-1_0_4_node_18 | 0.4 | n |  | TRUE
38 | bus_LV_564-1_0_4_node_19 | 0.4 | n |  | TRUE
39 | bus_LV_564-1_0_4_node_20 | 0.4 | n |  | TRUE
40 | bus_LV_564-1_0_4_node_25 | 0.4 | n |  | TRUE
41 | bus_LV_564-1_0_4_node_126 | 0.4 | n |  | TRUE
42 | bus_LV_564-1_0_4_node_21 | 0.4 | n |  | TRUE
43 | bus_LV_564-1_0_4_node_22 | 0.4 | n |  | TRUE
44 | bus_LV_564-1_0_4_node_48 | 0.4 | n |  | TRUE
45 | bus_LV_564-1_0_4_node_24 | 0.4 | n |  | TRUE
46 | bus_LV_564-1_0_4_node_26 | 0.4 | n |  | TRUE
47 | bus_LV_564-1_0_4_node_23 | 0.4 | n |  | TRUE
48 | bus_LV_564-1_0_4_node_27 | 0.4 | n |  | TRUE
49 | bus_LV_564-1_0_4_node_106 | 0.4 | n |  | TRUE
50 | bus_LV_564-1_0_4_node_29 | 0.4 | n |  | TRUE
51 | bus_LV_564-1_0_4_node_60 | 0.4 | n |  | TRUE
52 | bus_LV_564-1_0_4_node_61 | 0.4 | n |  | TRUE
53 | bus_LV_564-1_0_4_node_62 | 0.4 | n |  | TRUE
54 | bus_LV_564-1_0_4_node_188 | 0.4 | n |  | TRUE
55 | bus_LV_564-1_0_4_node_30 | 0.4 | n |  | TRUE
56 | bus_LV_564-1_0_4_node_31 | 0.4 | n |  | TRUE
57 | bus_LV_564-1_0_4_node_32 | 0.4 | n |  | TRUE
58 | bus_LV_564-1_0_4_node_33 | 0.4 | n |  | TRUE
59 | bus_LV_564-1_0_4_node_34 | 0.4 | n |  | TRUE
60 | bus_LV_564-1_0_4_node_40 | 0.4 | n |  | TRUE
61 | bus_LV_564-1_0_4_node_72 | 0.4 | n |  | TRUE
62 | bus_LV_564-1_0_4_node_37 | 0.4 | n |  | TRUE
63 | bus_LV_564-1_0_4_node_70 | 0.4 | n |  | TRUE
64 | bus_LV_564-1_0_4_node_35 | 0.4 | n |  | TRUE
65 | bus_LV_564-1_0_4_node_36 | 0.4 | n |  | TRUE
66 | bus_LV_564-1_0_4_node_38 | 0.4 | n |  | TRUE
67 | bus_LV_564-1_0_4_node_39 | 0.4 | n |  | TRUE
68 | bus_LV_564-1_0_4_node_53 | 0.4 | n |  | TRUE
69 | bus_LV_564-1_0_4_node_47 | 0.4 | n |  | TRUE
70 | bus_LV_564-1_0_4_node_41 | 0.4 | n |  | TRUE
71 | bus_LV_564-1_0_4_node_42 | 0.4 | n |  | TRUE
72 | bus_LV_564-1_0_4_node_43 | 0.4 | n |  | TRUE
73 | bus_LV_564-1_0_4_node_44 | 0.4 | n |  | TRUE
74 | bus_LV_564-1_0_4_node_46 | 0.4 | n |  | TRUE
75 | bus_LV_564-1_0_4_node_45 | 0.4 | n |  | TRUE
76 | bus_LV_564-1_0_4_node_111 | 0.4 | n |  | TRUE
77 | bus_LV_564-1_0_4_node_135 | 0.4 | n |  | TRUE
78 | bus_LV_564-1_0_4_node_112 | 0.4 | n |  | TRUE
79 | bus_LV_564-1_0_4_node_51 | 0.4 | n |  | TRUE
80 | bus_LV_564-1_0_4_node_52 | 0.4 | n |  | TRUE
81 | bus_LV_564-1_0_4_node_85 | 0.4 | n |  | TRUE
82 | bus_LV_564-1_0_4_node_81 | 0.4 | n |  | TRUE
83 | bus_LV_564-1_0_4_node_54 | 0.4 | n |  | TRUE
84 | bus_LV_564-1_0_4_node_55 | 0.4 | n |  | TRUE
85 | bus_LV_564-1_0_4_node_56 | 0.4 | n |  | TRUE
86 | bus_LV_564-1_0_4_node_57 | 0.4 | n |  | TRUE
87 | bus_LV_564-1_0_4_node_58 | 0.4 | n |  | TRUE
88 | bus_LV_564-1_0_4_node_113 | 0.4 | n |  | TRUE
89 | bus_LV_564-1_0_4_node_125 | 0.4 | n |  | TRUE
90 | bus_LV_564-1_0_4_node_63 | 0.4 | n |  | TRUE
91 | bus_LV_564-1_0_4_node_64 | 0.4 | n |  | TRUE
92 | bus_LV_564-1_0_4_node_66 | 0.4 | n |  | TRUE
93 | bus_LV_564-1_0_4_node_67 | 0.4 | n |  | TRUE
94 | bus_LV_564-1_0_4_node_98 | 0.4 | n |  | TRUE
95 | bus_LV_564-1_0_4_node_100 | 0.4 | n |  | TRUE
96 | bus_LV_564-1_0_4_node_96 | 0.4 | n |  | TRUE
97 | bus_LV_564-1_0_4_node_69 | 0.4 | n |  | TRUE
98 | bus_LV_564-1_0_4_node_71 | 0.4 | n |  | TRUE
99 | bus_LV_564-1_0_4_node_73 | 0.4 | n |  | TRUE
100 | bus_LV_564-1_0_4_node_107 | 0.4 | n |  | TRUE
101 | bus_LV_564-1_0_4_node_133 | 0.4 | n |  | TRUE
102 | bus_LV_564-1_0_4_node_115 | 0.4 | n |  | TRUE
103 | bus_LV_564-1_0_4_node_76 | 0.4 | n |  | TRUE
104 | bus_LV_564-1_0_4_node_77 | 0.4 | n |  | TRUE
105 | bus_LV_564-1_0_4_node_177 | 0.4 | n |  | TRUE
106 | bus_LV_564-1_0_4_node_178 | 0.4 | n |  | TRUE
107 | bus_LV_564-1_0_4_node_80 | 0.4 | n |  | TRUE
108 | bus_LV_564-1_0_4_node_82 | 0.4 | n |  | TRUE
109 | bus_LV_564-1_0_4_node_83 | 0.4 | n |  | TRUE
110 | bus_LV_564-1_0_4_node_84 | 0.4 | n |  | TRUE
111 | bus_LV_564-1_0_4_node_99 | 0.4 | n |  | TRUE
112 | bus_LV_564-1_0_4_node_108 | 0.4 | n |  | TRUE
113 | bus_LV_564-1_0_4_node_97 | 0.4 | n |  | TRUE
114 | bus_LV_564-1_0_4_node_86 | 0.4 | n |  | TRUE
115 | bus_LV_564-1_0_4_node_87 | 0.4 | n |  | TRUE
116 | bus_LV_564-1_0_4_node_88 | 0.4 | n |  | TRUE
117 | bus_LV_564-1_0_4_node_89 | 0.4 | n |  | TRUE
118 | bus_LV_564-1_0_4_node_90 | 0.4 | n |  | TRUE
119 | bus_LV_564-1_0_4_node_91 | 0.4 | n |  | TRUE
120 | bus_LV_564-1_0_4_node_185 | 0.4 | n |  | TRUE
121 | bus_LV_564-1_0_4_node_123 | 0.4 | n |  | TRUE
122 | bus_LV_564-1_0_4_node_120 | 0.4 | n |  | TRUE
123 | bus_LV_564-1_0_4_node_182 | 0.4 | n |  | TRUE
124 | bus_LV_564-1_0_4_node_131 | 0.4 | n |  | TRUE
125 | bus_LV_564-1_0_4_node_109 | 0.4 | n |  | TRUE
126 | bus_LV_564-1_0_4_node_105 | 0.4 | n |  | TRUE
127 | bus_LV_564-1_0_4_node_110 | 0.4 | n |  | TRUE
128 | bus_LV_564-1_0_4_node_119 | 0.4 | n |  | TRUE
129 | bus_LV_564-1_0_4_node_134 | 0.4 | n |  | TRUE
130 | bus_LV_564-1_0_4_node_171 | 0.4 | n |  | TRUE
131 | bus_LV_564-1_0_4_node_121 | 0.4 | n |  | TRUE
132 | bus_LV_564-1_0_4_node_122 | 0.4 | n |  | TRUE
133 | bus_LV_564-1_0_4_node_172 | 0.4 | n |  | TRUE
134 | bus_LV_564-1_0_4_node_173 | 0.4 | n |  | TRUE
135 | bus_LV_564-1_0_4_node_132 | 0.4 | n |  | TRUE
136 | bus_LV_564-1_0_4_node_130 | 0.4 | n |  | TRUE
137 | bus_LV_564-1_0_4_node_128 | 0.4 | n |  | TRUE
138 | bus_LV_564-1_0_4_node_127 | 0.4 | n |  | TRUE
139 | bus_LV_564-1_0_4_node_129 | 0.4 | n |  | TRUE
140 | bus_LV_564-1_0_4_node_187 | 0.4 | n |  | TRUE
141 | bus_LV_564-1_0_4_node_153 | 0.4 | n |  | TRUE
142 | bus_LV_564-1_0_4_node_151 | 0.4 | n |  | TRUE
143 | bus_LV_564-1_0_4_node_170 | 0.4 | n |  | TRUE
144 | bus_LV_564-1_0_4_node_137 | 0.4 | n |  | TRUE
145 | bus_LV_564-1_0_4_node_138 | 0.4 | n |  | TRUE
146 | bus_LV_564-1_0_4_node_139 | 0.4 | n |  | TRUE
147 | bus_LV_564-1_0_4_node_140 | 0.4 | n |  | TRUE
148 | bus_LV_564-1_0_4_node_163 | 0.4 | n |  | TRUE
149 | bus_LV_564-1_0_4_node_157 | 0.4 | n |  | TRUE
150 | bus_LV_564-1_0_4_node_144 | 0.4 | n |  | TRUE
151 | bus_LV_564-1_0_4_node_160 | 0.4 | n |  | TRUE
152 | bus_LV_564-1_0_4_node_155 | 0.4 | n |  | TRUE
153 | bus_LV_564-1_0_4_node_145 | 0.4 | n |  | TRUE
154 | bus_LV_564-1_0_4_node_142 | 0.4 | n |  | TRUE
155 | bus_LV_564-1_0_4_node_141 | 0.4 | n |  | TRUE
156 | bus_LV_564-1_0_4_node_159 | 0.4 | n |  | TRUE
157 | bus_LV_564-1_0_4_node_164 | 0.4 | n |  | TRUE
158 | bus_LV_564-1_0_4_node_161 | 0.4 | n |  | TRUE
159 | bus_LV_564-1_0_4_node_162 | 0.4 | n |  | TRUE
160 | bus_LV_564-1_0_4_node_146 | 0.4 | n |  | TRUE
161 | bus_LV_564-1_0_4_node_147 | 0.4 | n |  | TRUE
162 | bus_LV_564-1_0_4_node_148 | 0.4 | n |  | TRUE
163 | bus_LV_564-1_0_4_node_156 | 0.4 | n |  | TRUE
164 | bus_LV_564-1_0_4_node_149 | 0.4 | n |  | TRUE
165 | bus_LV_564-1_0_4_node_158 | 0.4 | n |  | TRUE
166 | bus_LV_564-1_0_4_node_154 | 0.4 | n |  | TRUE
167 | bus_LV_564-1_0_4_node_150 | 0.4 | n |  | TRUE
168 | bus_LV_564-1_0_4_node_152 | 0.4 | n |  | TRUE
169 | bus_LV_564-1_0_4_node_176 | 0.4 | n |  | TRUE
170 | bus_LV_564-1_0_4_node_175 | 0.4 | n |  | TRUE
171 | bus_LV_564-1_0_4_node_165 | 0.4 | n |  | TRUE
172 | bus_LV_564-1_0_4_node_166 | 0.4 | n |  | TRUE
173 | bus_LV_564-1_0_4_node_167 | 0.4 | n |  | TRUE
174 | bus_LV_564-1_0_4_node_168 | 0.4 | n |  | TRUE
175 | bus_LV_564-1_0_4_node_169 | 0.4 | n |  | TRUE
176 | bus_LV_564-1_0_4_node_174 | 0.4 | n |  | TRUE
177 | bus_LV_564-1_0_4_node_179 | 0.4 | n |  | TRUE
178 | bus_LV_564-1_0_4_node_180 | 0.4 | n |  | TRUE
179 | bus_LV_564-1_0_4_node_181 | 0.4 | n |  | TRUE
180 | bus_LV_564-1_0_4_node_184 | 0.4 | n |  | TRUE
181 | bus_LV_564-1_0_4_node_183 | 0.4 | n |  | TRUE
182 | bus_MV_80_1_node_124 | 20 | n |  | TRUE

## load
| name | bus | p_mw | q_mvar | const_z_percent | const_i_percent | sn_mva | scaling | in_service | type
0 | LV_564-1_0_4_load_0 | 0 | 0.0023854 | 0.00059784 | 0 | 0 |  | 1 | TRUE | wye
1 | LV_564-1_0_4_load_1 | 1 | 0.00095815 | 0.00024013 | 0 | 0 |  | 1 | TRUE | wye
2 | LV_564-1_0_4_load_3 | 3 | 0.00051882 | 0.00013003 | 0 | 0 |  | 1 | TRUE | wye
3 | LV_564-1_0_4_load_4 | 4 | 0.0014627 | 0.00036658 | 0 | 0 |  | 1 | TRUE | wye
4 | LV_564-1_0_4_load_5 | 5 | 0.0028903 | 0.00072439 | 0 | 0 |  | 1 | TRUE | wye
5 | LV_564-1_0_4_load_102 | 6 | 0.00078507 | 0.00019676 | 0 | 0 |  | 1 | TRUE | wye
6 | LV_564-1_0_4_load_74 | 7 | 0.0018348 | 0.00045984 | 0 | 0 |  | 1 | TRUE | wye
7 | LV_564-1_0_4_load_101 | 9 | 0.00050899 | 0.00012756 | 0 | 0 |  | 1 | TRUE | wye
8 | LV_564-1_0_4_load_75 | 10 | 0.0021583 | 0.00054091 | 0 | 0 |  | 1 | TRUE | wye
9 | LV_564-1_0_4_load_116 | 11 | 0.00048141 | 0.00012065 | 0 | 0 |  | 1 | TRUE | wye
10 | LV_564-1_0_4_load_6 | 12 | 0.011324 | 0.0028381 | 0 | 0 |  | 1 | TRUE | wye
11 | LV_564-1_0_4_load_7 | 13 | 0.00038332 | 9.6069e-05 | 0 | 0 |  | 1 | TRUE | wye
12 | LV_564-1_0_4_load_9 | 15 | 0.00096952 | 0.00024299 | 0 | 0 |  | 1 | TRUE | wye
13 | LV_564-1_0_4_load_92 | 17 | 0.00057947 | 0.00014523 | 0 | 0 |  | 1 | TRUE | wye
14 | LV_564-1_0_4_load_10 | 18 | 0.0022981 | 0.00057595 | 0 | 0 |  | 1 | TRUE | wye
15 | LV_564-1_0_4_load_49 | 19 | 0.0019054 | 0.00047754 | 0 | 0 |  | 1 | TRUE | wye
16 | LV_564-1_0_4_load_79 | 21 | 0.0010202 | 0.0002557 | 0 | 0 |  | 1 | TRUE | wye
17 | LV_564-1_0_4_load_118 | 22 | 0.0014765 | 0.00037004 | 0 | 0 |  | 1 | TRUE | wye
18 | LV_564-1_0_4_load_59 | 23 | 0.0004142 | 0.00010381 | 0 | 0 |  | 1 | TRUE | wye
19 | LV_564-1_0_4_load_15 | 24 | 0.00090007 | 0.00022558 | 0 | 0 |  | 1 | TRUE | wye
20 | LV_564-1_0_4_load_93 | 25 | 0.00043446 | 0.00010889 | 0 | 0 |  | 1 | TRUE | wye
21 | LV_564-1_0_4_load_94 | 26 | 0.00048436 | 0.00012139 | 0 | 0 |  | 1 | TRUE | wye
22 | LV_564-1_0_4_load_78 | 28 | 0.0003967 | 9.9423e-05 | 0 | 0 |  | 1 | TRUE | wye
23 | LV_564-1_0_4_load_117 | 29 | 0.0018764 | 0.00047028 | 0 | 0 |  | 1 | TRUE | wye
24 | LV_564-1_0_4_load_124 | 30 | 0.00014923 | 3.7401e-05 | 0 | 0 |  | 1 | TRUE | wye
25 | LV_564-1_0_4_load_13 | 32 | 0.0042172 | 0.0010569 | 0 | 0 |  | 1 | TRUE | wye
26 | LV_564-1_0_4_load_104 | 34 | 0.0001858 | 4.6566e-05 | 0 | 0 |  | 1 | TRUE | wye
27 | LV_564-1_0_4_load_103 | 35 | 0.00018554 | 4.6501e-05 | 0 | 0 |  | 1 | TRUE | wye
28 | LV_564-1_0_4_load_17 | 36 | 0.0018459 | 0.00046261 | 0 | 0 |  | 1 | TRUE | wye
29 | LV_564-1_0_4_load_20 | 39 | 0.00034272 | 8.5893e-05 | 0 | 0 |  | 1 | TRUE | wye
30 | LV_564-1_0_4_load_126 | 41 | 0.00062751 | 0.00015727 | 0 | 0 |  | 1 | TRUE | wye
31 | LV_564-1_0_4_load_21 | 42 | 0.0017661 | 0.00044264 | 0 | 0 |  | 1 | TRUE | wye
32 | LV_564-1_0_4_load_22 | 43 | 0.00026072 | 6.5342e-05 | 0 | 0 |  | 1 | TRUE | wye
33 | LV_564-1_0_4_load_26 | 46 | 0.0062634 | 0.0015697 | 0 | 0 |  | 1 | TRUE | wye
34 | LV_564-1_0_4_load_23 | 47 | 0.00039896 | 9.999e-05 | 0 | 0 |  | 1 | TRUE | wye
35 | LV_564-1_0_4_load_106 | 49 | 0.002112 | 0.00052933 | 0 | 0 |  | 1 | TRUE | wye
36 | LV_564-1_0_4_load_29 | 50 | 0.00095531 | 0.00023942 | 0 | 0 |  | 1 | TRUE | wye
37 | LV_564-1_0_4_load_60 | 51 | 0.00067121 | 0.00016822 | 0 | 0 |  | 1 | TRUE | wye
38 | LV_564-1_0_4_load_61 | 52 | 0.00095518 | 0.00023939 | 0 | 0 |  | 1 | TRUE | wye
39 | LV_564-1_0_4_load_62 | 53 | 0.00080362 | 0.00020141 | 0 | 0 |  | 1 | TRUE | wye
40 | LV_564-1_0_4_load_188 | 54 | 0.00041952 | 0.00010514 | 0 | 0 |  | 1 | TRUE | wye
41 | LV_564-1_0_4_load_30 | 55 | 0.00059871 | 0.00015005 | 0 | 0 |  | 1 | TRUE | wye
42 | LV_564-1_0_4_load_31 | 56 | 0.00079842 | 0.0002001 | 0 | 0 |  | 1 | TRUE | wye
43 | LV_564-1_0_4_load_32 | 57 | 0.00054782 | 0.0001373 | 0 | 0 |  | 1 | TRUE | wye
44 | LV_564-1_0_4_load_33 | 58 | 0.00066776 | 0.00016736 | 0 | 0 |  | 1 | TRUE | wye
45 | LV_564-1_0_4_load_34 | 59 | 0.00034798 | 8.7213e-05 | 0 | 0 |  | 1 | TRUE | wye
46 | LV_564-1_0_4_load_40 | 60 | 0.00029429 | 7.3755e-05 | 0 | 0 |  | 1 | TRUE | wye
47 | LV_564-1_0_4_load_72 | 61 | 0.0008225 | 0.00020614 | 0 | 0 |  | 1 | TRUE | wye
48 | LV_564-1_0_4_load_70 | 63 | 0.00081928 | 0.00020533 | 0 | 0 |  | 1 | TRUE | wye
49 | LV_564-1_0_4_load_35 | 64 | 0.0006212 | 0.00015569 | 0 | 0 |  | 1 | TRUE | wye
50 | LV_564-1_0_4_load_36 | 65 | 0.0009111 | 0.00022834 | 0 | 0 |  | 1 | TRUE | wye
51 | LV_564-1_0_4_load_38 | 66 | 0.0011196 | 0.0002806 | 0 | 0 |  | 1 | TRUE | wye
52 | LV_564-1_0_4_load_39 | 67 | 0.0018533 | 0.00046449 | 0 | 0 |  | 1 | TRUE | wye
53 | LV_564-1_0_4_load_53 | 68 | 0.0013879 | 0.00034784 | 0 | 0 |  | 1 | TRUE | wye
54 | LV_564-1_0_4_load_47 | 69 | 0.00038868 | 9.7412e-05 | 0 | 0 |  | 1 | TRUE | wye
55 | LV_564-1_0_4_load_41 | 70 | 0.00067357 | 0.00016881 | 0 | 0 |  | 1 | TRUE | wye
56 | LV_564-1_0_4_load_111 | 76 | 0.00050417 | 0.00012636 | 0 | 0 |  | 1 | TRUE | wye
57 | LV_564-1_0_4_load_135 | 77 | 0.00051877 | 0.00013002 | 0 | 0 |  | 1 | TRUE | wye
58 | LV_564-1_0_4_load_112 | 78 | 0.00065518 | 0.0001642 | 0 | 0 |  | 1 | TRUE | wye
59 | LV_564-1_0_4_load_52 | 80 | 0.0014224 | 0.00035649 | 0 | 0 |  | 1 | TRUE | wye
60 | LV_564-1_0_4_load_85 | 81 | 0.00094777 | 0.00023753 | 0 | 0 |  | 1 | TRUE | wye
61 | LV_564-1_0_4_load_54 | 83 | 0.00074196 | 0.00018595 | 0 | 0 |  | 1 | TRUE | wye
62 | LV_564-1_0_4_load_55 | 84 | 0.00086543 | 0.0002169 | 0 | 0 |  | 1 | TRUE | wye
63 | LV_564-1_0_4_load_56 | 85 | 0.001201 | 0.00030099 | 0 | 0 |  | 1 | TRUE | wye
64 | LV_564-1_0_4_load_57 | 86 | 0.00066822 | 0.00016747 | 0 | 0 |  | 1 | TRUE | wye
65 | LV_564-1_0_4_load_58 | 87 | 0.00084556 | 0.00021192 | 0 | 0 |  | 1 | TRUE | wye
66 | LV_564-1_0_4_load_113 | 88 | 0.0024019 | 0.00060198 | 0 | 0 |  | 1 | TRUE | wye
67 | LV_564-1_0_4_load_125 | 89 | 0.00025412 | 6.3687e-05 | 0 | 0 |  | 1 | TRUE | wye
68 | LV_564-1_0_4_load_63 | 90 | 0.002668 | 0.00066868 | 0 | 0 |  | 1 | TRUE | wye
69 | LV_564-1_0_4_load_64 | 91 | 0.00097587 | 0.00024458 | 0 | 0 |  | 1 | TRUE | wye
70 | LV_564-1_0_4_load_100 | 95 | 0.0010015 | 0.00025101 | 0 | 0 |  | 1 | TRUE | wye
71 | LV_564-1_0_4_load_96 | 96 | 0.00029388 | 7.3654e-05 | 0 | 0 |  | 1 | TRUE | wye
72 | LV_564-1_0_4_load_69 | 97 | 0.00063231 | 0.00015847 | 0 | 0 |  | 1 | TRUE | wye
73 | LV_564-1_0_4_load_71 | 98 | 0.0012201 | 0.00030579 | 0 | 0 |  | 1 | TRUE | wye
74 | LV_564-1_0_4_load_73 | 99 | 0.0004886 | 0.00012245 | 0 | 0 |  | 1 | TRUE | wye
75 | LV_564-1_0_4_load_107 | 100 | 0.0025866 | 0.00064827 | 0 | 0 |  | 1 | TRUE | wye
76 | LV_564-1_0_4_load_133 | 101 | 0.0037856 | 0.00094875 | 0 | 0 |  | 1 | TRUE | wye
77 | LV_564-1_0_4_load_76 | 103 | 0.0016423 | 0.00041161 | 0 | 0 |  | 1 | TRUE | wye
78 | LV_564-1_0_4_load_77 | 104 | 0.0005939 | 0.00014884 | 0 | 0 |  | 1 | TRUE | wye
79 | LV_564-1_0_4_load_177 | 105 | 0.00098211 | 0.00024614 | 0 | 0 |  | 1 | TRUE | wye
80 | LV_564-1_0_4_load_178 | 106 | 0.00060812 | 0.00015241 | 0 | 0 |  | 1 | TRUE | wye
81 | LV_564-1_0_4_load_80 | 107 | 0.0012045 | 0.00030187 | 0 | 0 |  | 1 | TRUE | wye
82 | LV_564-1_0_4_load_82 | 108 | 0.00035448 | 8.8841e-05 | 0 | 0 |  | 1 | TRUE | wye
83 | LV_564-1_0_4_load_83 | 109 | 0.002053 | 0.00051453 | 0 | 0 |  | 1 | TRUE | wye
84 | LV_564-1_0_4_load_84 | 110 | 0.0006608 | 0.00016561 | 0 | 0 |  | 1 | TRUE | wye
85 | LV_564-1_0_4_load_108 | 112 | 0.00053825 | 0.0001349 | 0 | 0 |  | 1 | TRUE | wye
86 | LV_564-1_0_4_load_97 | 113 | 0.00057185 | 0.00014332 | 0 | 0 |  | 1 | TRUE | wye
87 | LV_564-1_0_4_load_86 | 114 | 0.0018165 | 0.00045527 | 0 | 0 |  | 1 | TRUE | wye
88 | LV_564-1_0_4_load_87 | 115 | 0.0024439 | 0.0006125 | 0 | 0 |  | 1 | TRUE | wye
89 | LV_564-1_0_4_load_89 | 117 | 0.0030154 | 0.00075573 | 0 | 0 |  | 1 | TRUE | wye
90 | LV_564-1_0_4_load_91 | 119 | 0.0023784 | 0.00059609 | 0 | 0 |  | 1 | TRUE | wye
91 | LV_564-1_0_4_load_185 | 120 | 0.0031295 | 0.00078432 | 0 | 0 |  | 1 | TRUE | wye
92 | LV_564-1_0_4_load_123 | 121 | 0.0030332 | 0.0007602 | 0 | 0 |  | 1 | TRUE | wye
93 | LV_564-1_0_4_load_120 | 122 | 0.0061739 | 0.0015473 | 0 | 0 |  | 1 | TRUE | wye
94 | LV_564-1_0_4_load_182 | 123 | 0.0014679 | 0.00036789 | 0 | 0 |  | 1 | TRUE | wye
95 | LV_564-1_0_4_load_131 | 124 | 0.0017046 | 0.00042722 | 0 | 0 |  | 1 | TRUE | wye
96 | LV_564-1_0_4_load_109 | 125 | 0.001222 | 0.00030626 | 0 | 0 |  | 1 | TRUE | wye
97 | LV_564-1_0_4_load_105 | 126 | 0.00024679 | 6.1852e-05 | 0 | 0 |  | 1 | TRUE | wye
98 | LV_564-1_0_4_load_119 | 128 | 0.00070135 | 0.00017577 | 0 | 0 |  | 1 | TRUE | wye
99 | LV_564-1_0_4_load_134 | 129 | 0.0013848 | 0.00034706 | 0 | 0 |  | 1 | TRUE | wye
100 | LV_564-1_0_4_load_171 | 130 | 0.00099927 | 0.00025044 | 0 | 0 |  | 1 | TRUE | wye
101 | LV_564-1_0_4_load_121 | 131 | 0.0020483 | 0.00051336 | 0 | 0 |  | 1 | TRUE | wye
102 | LV_564-1_0_4_load_122 | 132 | 0.00041787 | 0.00010473 | 0 | 0 |  | 1 | TRUE | wye
103 | LV_564-1_0_4_load_172 | 133 | 0.00049784 | 0.00012477 | 0 | 0 |  | 1 | TRUE | wye
104 | LV_564-1_0_4_load_132 | 135 | 0.00083763 | 0.00020993 | 0 | 0 |  | 1 | TRUE | wye
105 | LV_564-1_0_4_load_127 | 138 | 0.00053975 | 0.00013528 | 0 | 0 |  | 1 | TRUE | wye
106 | LV_564-1_0_4_load_187 | 140 | 0.0015129 | 0.00037916 | 0 | 0 |  | 1 | TRUE | wye
107 | LV_564-1_0_4_load_153 | 141 | 0.00072348 | 0.00018132 | 0 | 0 |  | 1 | TRUE | wye
108 | LV_564-1_0_4_load_170 | 143 | 0.0027465 | 0.00068833 | 0 | 0 |  | 1 | TRUE | wye
109 | LV_564-1_0_4_load_137 | 144 | 0.00069915 | 0.00017522 | 0 | 0 |  | 1 | TRUE | wye
110 | LV_564-1_0_4_load_138 | 145 | 0.00014298 | 3.5833e-05 | 0 | 0 |  | 1 | TRUE | wye
111 | LV_564-1_0_4_load_139 | 146 | 0.00076202 | 0.00019098 | 0 | 0 |  | 1 | TRUE | wye
112 | LV_564-1_0_4_load_140 | 147 | 0.0003749 | 9.396e-05 | 0 | 0 |  | 1 | TRUE | wye
113 | LV_564-1_0_4_load_163 | 148 | 0.00024538 | 6.1497e-05 | 0 | 0 |  | 1 | TRUE | wye
114 | LV_564-1_0_4_load_160 | 151 | 0.00030791 | 7.717e-05 | 0 | 0 |  | 1 | TRUE | wye
115 | LV_564-1_0_4_load_155 | 152 | 0.00086433 | 0.00021662 | 0 | 0 |  | 1 | TRUE | wye
116 | LV_564-1_0_4_load_145 | 153 | 0.00015378 | 3.854e-05 | 0 | 0 |  | 1 | TRUE | wye
117 | LV_564-1_0_4_load_142 | 154 | 0.00086231 | 0.00021612 | 0 | 0 |  | 1 | TRUE | wye
118 | LV_564-1_0_4_load_141 | 155 | 0.00044439 | 0.00011137 | 0 | 0 |  | 1 | TRUE | wye
119 | LV_564-1_0_4_load_159 | 156 | 0.00012155 | 3.0464e-05 | 0 | 0 |  | 1 | TRUE | wye
120 | LV_564-1_0_4_load_164 | 157 | 0.00010567 | 2.6484e-05 | 0 | 0 |  | 1 | TRUE | wye
121 | LV_564-1_0_4_load_161 | 158 | 0.001043 | 0.0002614 | 0 | 0 |  | 1 | TRUE | wye
122 | LV_564-1_0_4_load_162 | 159 | 0.00020423 | 5.1185e-05 | 0 | 0 |  | 1 | TRUE | wye
123 | LV_564-1_0_4_load_146 | 160 | 0.00036682 | 9.1933e-05 | 0 | 0 |  | 1 | TRUE | wye
124 | LV_564-1_0_4_load_147 | 161 | 0.00022314 | 5.5924e-05 | 0 | 0 |  | 1 | TRUE | wye
125 | LV_564-1_0_4_load_148 | 162 | 0.00020052 | 5.0255e-05 | 0 | 0 |  | 1 | TRUE | wye
126 | LV_564-1_0_4_load_156 | 163 | 0.00044888 | 0.0001125 | 0 | 0 |  | 1 | TRUE | wye
127 | LV_564-1_0_4_load_149 | 164 | 0.00036354 | 9.1113e-05 | 0 | 0 |  | 1 | TRUE | wye
128 | LV_564-1_0_4_load_158 | 165 | 0.00031983 | 8.0158e-05 | 0 | 0 |  | 1 | TRUE | wye
129 | LV_564-1_0_4_load_154 | 166 | 0.00017223 | 4.3164e-05 | 0 | 0 |  | 1 | TRUE | wye
130 | LV_564-1_0_4_load_150 | 167 | 0.00014635 | 3.668e-05 | 0 | 0 |  | 1 | TRUE | wye
131 | LV_564-1_0_4_load_152 | 168 | 0.0012034 | 0.00030159 | 0 | 0 |  | 1 | TRUE | wye
132 | LV_564-1_0_4_load_176 | 169 | 0.0044341 | 0.0011113 | 0 | 0 |  | 1 | TRUE | wye
133 | LV_564-1_0_4_load_175 | 170 | 0.00022247 | 5.5757e-05 | 0 | 0 |  | 1 | TRUE | wye
134 | LV_564-1_0_4_load_165 | 171 | 0.0025769 | 0.00064583 | 0 | 0 |  | 1 | TRUE | wye
135 | LV_564-1_0_4_load_166 | 172 | 0.0031521 | 0.00079 | 0 | 0 |  | 1 | TRUE | wye
136 | LV_564-1_0_4_load_167 | 173 | 0.0002682 | 6.7218e-05 | 0 | 0 |  | 1 | TRUE | wye
137 | LV_564-1_0_4_load_168 | 174 | 0.0014446 | 0.00036205 | 0 | 0 |  | 1 | TRUE | wye
138 | LV_564-1_0_4_load_169 | 175 | 0.00027997 | 7.0168e-05 | 0 | 0 |  | 1 | TRUE | wye
139 | LV_564-1_0_4_load_174 | 176 | 0.00040788 | 0.00010222 | 0 | 0 |  | 1 | TRUE | wye
140 | LV_564-1_0_4_load_179 | 177 | 0.0053841 | 0.0013494 | 0 | 0 |  | 1 | TRUE | wye
141 | LV_564-1_0_4_load_181 | 179 | 0.00059723 | 0.00014968 | 0 | 0 |  | 1 | TRUE | wye
142 | LV_564-1_0_4_load_183 | 181 | 0.00078132 | 0.00019582 | 0 | 0 |  | 1 | TRUE | wye

## ext_grid
| name | bus | vm_pu | va_degree | slack_weight | in_service
0 |  | 99 | 1 | 0 | 1 | TRUE

## line
| name | std_type | from_bus | to_bus | length_km | r_ohm_per_km | x_ohm_per_km | c_nf_per_km | g_us_per_km | max_i_ka | df | parallel | type | in_service
0 | LV_564-1_0_4_line_0 | NAYY 4x150 SE | 0 | 1 | 0.052217 | 0.208 | 0.08 | 261 | 0 | 0.27 | 1 | 2 | cs | TRUE
1 | LV_564-1_0_4_line_1 | NAYY 4x150 SE | 0 | 2 | 0.11261 | 0.208 | 0.08 | 261 | 0 | 0.27 | 1 | 2 | cs | TRUE
2 | LV_564-1_0_4_line_2 | NAYY 4x150 SE | 1 | 3 | 0.013002 | 0.208 | 0.08 | 261 | 0 | 0.27 | 1 | 2 | cs | TRUE
3 | LV_564-1_0_4_line_3 | NAYY 4x150 SE | 2 | 4 | 0.018955 | 0.208 | 0.08 | 261 | 0 | 0.27 | 1 | 2 | cs | TRUE
4 | LV_564-1_0_4_line_4 | NAYY 4x150 SE | 2 | 5 | 0.0038588 | 0.208 | 0.08 | 261 | 0 | 0.27 | 1 | 2 | cs | TRUE
5 | LV_564-1_0_4_line_5 | NAYY 4x150 SE | 3 | 6 | 0.012203 | 0.208 | 0.08 | 261 | 0 | 0.27 | 1 | 2 | cs | TRUE
6 | LV_564-1_0_4_line_6 | NAYY 4x150 SE | 4 | 7 | 0.014714 | 0.208 | 0.08 | 261 | 0 | 0.27 | 1 | 2 | cs | TRUE
7 | LV_564-1_0_4_line_7 | NAYY 4x150 SE | 5 | 8 | 0.011308 | 0.208 | 0.08 | 261 | 0 | 0.27 | 1 | 2 | cs | TRUE
8 | LV_564-1_0_4_line_8 | NAYY 4x150 SE | 6 | 9 | 0.01009 | 0.208 | 0.08 | 261 | 0 | 0.27 | 1 | 2 | cs | TRUE
9 | LV_564-1_0_4_line_9 | NAYY 4x150 SE | 7 | 10 | 0.00069498 | 0.208 | 0.08 | 261 | 0 | 0.27 | 1 | 2 | cs | TRUE
10 | LV_564-1_0_4_line_10 | NAYY 4x150 SE | 8 | 11 | 0.0078366 | 0.208 | 0.08 | 261 | 0 | 0.27 | 1 | 2 | cs | TRUE
11 | LV_564-1_0_4_line_11 | NAYY 4x150 SE | 9 | 119 | 0.022493 | 0.208 | 0.08 | 261 | 0 | 0.27 | 1 | 2 | cs | TRUE
12 | LV_564-1_0_4_line_12 | NAYY 4x150 SE | 10 | 101 | 0.02582 | 0.208 | 0.08 | 261 | 0 | 0.27 | 1 | 2 | cs | TRUE
13 | LV_564-1_0_4_line_13 | NAYY 4x150 SE | 11 | 93 | 0.016774 | 0.208 | 0.08 | 261 | 0 | 0.27 | 1 | 2 | cs | TRUE
14 | LV_564-1_0_4_line_14 | NAYY 4x150 SE | 12 | 13 | 0.134 | 0.208 | 0.08 | 261 | 0 | 0.27 | 1 | 1 | cs | TRUE
15 | LV_564-1_0_4_line_15 | NAYY 4x150 SE | 12 | 14 | 0.059699 | 0.208 | 0.08 | 261 | 0 | 0.27 | 1 | 1 | cs | TRUE
16 | LV_564-1_0_4_line_16 | NAYY 4x150 SE | 13 | 15 | 0.030684 | 0.208 | 0.08 | 261 | 0 | 0.27 | 1 | 1 | cs | TRUE
17 | LV_564-1_0_4_line_17 | NAYY 4x150 SE | 14 | 16 | 0.05016 | 0.208 | 0.08 | 261 | 0 | 0.27 | 1 | 1 | cs | TRUE
18 | LV_564-1_0_4_line_18 | NAYY 4x150 SE | 15 | 17 | 0.16871 | 0.208 | 0.08 | 261 | 0 | 0.27 | 1 | 1 | cs | TRUE
19 | LV_564-1_0_4_line_19 | NAYY 4x150 SE | 16 | 20 | 0.040572 | 0.208 | 0.08 | 261 | 0 | 0.27 | 1 | 1 | cs | TRUE
20 | LV_564-1_0_4_line_20 | NAYY 4x150 SE | 16 | 21 | 0.037468 | 0.208 | 0.08 | 261 | 0 | 0.27 | 1 | 1 | cs | TRUE
21 | LV_564-1_0_4_line_21 | NAYY 4x150 SE | 16 | 22 | 0.0074992 | 0.208 | 0.08 | 261 | 0 | 0.27 | 1 | 1 | cs | TRUE
22 | LV_564-1_0_4_line_22 | NAYY 4x150 SE | 17 | 25 | 0.056805 | 0.208 | 0.08 | 261 | 0 | 0.27 | 1 | 1 | cs | TRUE
23 | LV_564-1_0_4_line_23 | NAYY 4x150 SE | 18 | 19 | 0.0015915 | 0.208 | 0.08 | 261 | 0 | 0.27 | 1 | 1 | cs | TRUE
24 | LV_564-1_0_4_line_24 | NAYY 4x150 SE | 19 | 27 | 0.028158 | 0.208 | 0.08 | 261 | 0 | 0.27 | 1 | 1 | cs | TRUE
25 | LV_564-1_0_4_line_25 | NAYY 4x150 SE | 20 | 23 | 0.052176 | 0.208 | 0.08 | 261 | 0 | 0.27 | 1 | 1 | cs | TRUE
26 | LV_564-1_0_4_line_26 | NAYY 4x150 SE | 20 | 24 | 0.029869 | 0.208 | 0.08 | 261 | 0 | 0.27 | 1 | 1 | cs | TRUE
27 | LV_564-1_0_4_line_27 | NAYY 4x150 SE | 21 | 28 | 0.054908 | 0.208 | 0.08 | 261 | 0 | 0.27 | 1 | 1 | cs | TRUE
28 | LV_564-1_0_4_line_28 | NAYY 4x150 SE | 22 | 29 | 0.023522 | 0.208 | 0.08 | 261 | 0 | 0.27 | 1 | 1 | cs | TRUE
29 | LV_564-1_0_4_line_29 | NAYY 4x150 SE | 23 | 30 | 0.017 | 0.208 | 0.08 | 261 | 0 | 0.27 | 1 | 1 | cs | TRUE
30 | LV_564-1_0_4_line_30 | NAYY 4x150 SE | 24 | 31 | 0.049692 | 0.208 | 0.08 | 261 | 0 | 0.27 | 1 | 1 | cs | TRUE
31 | LV_564-1_0_4_line_31 | NAYY 4x150 SE | 25 | 26 | 0.055062 | 0.208 | 0.08 | 261 | 0 | 0.27 | 1 | 1 | cs | TRUE
32 | LV_564-1_0_4_line_32 | NAYY 4x150 SE | 27 | 79 | 0.042059 | 0.208 | 0.08 | 261 | 0 | 0.27 | 1 | 1 | cs | TRUE
33 | LV_564-1_0_4_line_33 | NAYY 4x150 SE | 27 | 80 | 0.01059 | 0.208 | 0.08 | 261 | 0 | 0.27 | 1 | 1 | cs | TRUE
34 | LV_564-1_0_4_line_34 | NAYY 4x150 SE | 28 | 86 | 0.010599 | 0.208 | 0.08 | 261 | 0 | 0.27 | 1 | 1 | cs | TRUE
35 | LV_564-1_0_4_line_35 | NAYY 4x150 SE | 29 | 79 | 0.0013115 | 0.208 | 0.08 | 261 | 0 | 0.27 | 1 | 1 | cs | TRUE
36 | LV_564-1_0_4_line_36 | NAYY 4x150 SE | 30 | 89 | 0.018891 | 0.208 | 0.08 | 261 | 0 | 0.27 | 1 | 1 | cs | TRUE
37 | LV_564-1_0_4_line_37 | NAYY 4x150 SE | 31 | 33 | 0.010398 | 0.208 | 0.08 | 261 | 0 | 0.27 | 1 | 1 | cs | TRUE
38 | LV_564-1_0_4_line_38 | NAYY 4x150 SE | 31 | 32 | 0.062631 | 0.208 | 0.08 | 261 | 0 | 0.27 | 1 | 1 | cs | TRUE
39 | LV_564-1_0_4_line_39 | NAYY 4x150 SE | 33 | 34 | 0.046398 | 0.208 | 0.08 | 261 | 0 | 0.27 | 1 | 1 | cs | TRUE
40 | LV_564-1_0_4_line_40 | NAYY 4x150 SE | 34 | 35 | 0.011198 | 0.208 | 0.08 | 261 | 0 | 0.27 | 1 | 1 | cs | TRUE
41 | LV_564-1_0_4_line_41 | NAYY 4x150 SE | 35 | 126 | 0.011807 | 0.208 | 0.08 | 261 | 0 | 0.27 | 1 | 1 | cs | TRUE
42 | LV_564-1_0_4_line_42 | NAYY 4x150 SE | 36 | 37 | 0.029235 | 0.208 | 0.08 | 261 | 0 | 0.27 | 1 | 1 | cs | TRUE
43 | LV_564-1_0_4_line_43 | NAYY 4x150 SE | 37 | 38 | 0.039136 | 0.208 | 0.08 | 261 | 0 | 0.27 | 1 | 1 | cs | TRUE
44 | LV_564-1_0_4_line_44 | NAYY 4x150 SE | 37 | 39 | 0.038794 | 0.208 | 0.08 | 261 | 0 | 0.27 | 1 | 1 | cs | TRUE
45 | LV_564-1_0_4_line_45 | NAYY 4x150 SE | 38 | 40 | 0.051214 | 0.208 | 0.08 | 261 | 0 | 0.27 | 1 | 1 | cs | TRUE
46 | LV_564-1_0_4_line_46 | NAYY 4x150 SE | 38 | 41 | 0.096218 | 0.208 | 0.08 | 261 | 0 | 0.27 | 1 | 1 | cs | TRUE
47 | LV_564-1_0_4_line_47 | NAYY 4x150 SE | 39 | 42 | 0.0086407 | 0.208 | 0.08 | 261 | 0 | 0.27 | 1 | 1 | cs | TRUE
48 | LV_564-1_0_4_line_48 | NAYY 4x150 SE | 40 | 43 | 0.15357 | 0.208 | 0.08 | 261 | 0 | 0.27 | 1 | 1 | cs | TRUE
49 | LV_564-1_0_4_line_49 | NAYY 4x150 SE | 41 | 44 | 0.064438 | 0.208 | 0.08 | 261 | 0 | 0.27 | 1 | 1 | cs | TRUE
50 | LV_564-1_0_4_line_50 | NAYY 4x150 SE | 43 | 47 | 0.020324 | 0.208 | 0.08 | 261 | 0 | 0.27 | 1 | 1 | cs | TRUE
51 | LV_564-1_0_4_line_51 | NAYY 4x150 SE | 44 | 72 | 0.018526 | 0.208 | 0.08 | 261 | 0 | 0.27 | 1 | 1 | cs | TRUE
52 | LV_564-1_0_4_line_52 | NAYY 4x150 SE | 45 | 46 | 0.089079 | 0.208 | 0.08 | 261 | 0 | 0.27 | 1 | 1 | cs | TRUE
53 | LV_564-1_0_4_line_53 | NAYY 4x150 SE | 45 | 47 | 0.15757 | 0.208 | 0.08 | 261 | 0 | 0.27 | 1 | 1 | cs | TRUE
54 | LV_564-1_0_4_line_54 | NAYY 4x150 SE | 46 | 48 | 0.12676 | 0.208 | 0.08 | 261 | 0 | 0.27 | 1 | 1 | cs | TRUE
55 | LV_564-1_0_4_line_55 | NAYY 4x150 SE | 46 | 49 | 0.13052 | 0.208 | 0.08 | 261 | 0 | 0.27 | 1 | 1 | cs | TRUE
56 | LV_564-1_0_4_line_56 | NAYY 4x150 SE | 48 | 50 | 0.024248 | 0.208 | 0.08 | 261 | 0 | 0.27 | 1 | 1 | cs | TRUE
57 | LV_564-1_0_4_line_57 | NAYY 4x150 SE | 51 | 52 | 0.028888 | 0.208 | 0.08 | 261 | 0 | 0.27 | 1 | 1 | cs | TRUE
58 | LV_564-1_0_4_line_58 | NAYY 4x150 SE | 51 | 53 | 0.0081966 | 0.208 | 0.08 | 261 | 0 | 0.27 | 1 | 1 | cs | TRUE
59 | LV_564-1_0_4_line_59 | NAYY 4x150 SE | 52 | 74 | 0.080173 | 0.208 | 0.08 | 261 | 0 | 0.27 | 1 | 1 | cs | TRUE
60 | LV_564-1_0_4_line_60 | NAYY 4x150 SE | 53 | 54 | 0.18441 | 0.208 | 0.08 | 261 | 0 | 0.27 | 1 | 1 | cs | TRUE
61 | LV_564-1_0_4_line_61 | NAYY 4x150 SE | 55 | 56 | 0.031124 | 0.208 | 0.08 | 261 | 0 | 0.27 | 1 | 2 | cs | TRUE
62 | LV_564-1_0_4_line_62 | NAYY 4x150 SE | 55 | 57 | 0.011963 | 0.208 | 0.08 | 261 | 0 | 0.27 | 1 | 2 | cs | TRUE
63 | LV_564-1_0_4_line_63 | NAYY 4x150 SE | 56 | 58 | 0.086128 | 0.208 | 0.08 | 261 | 0 | 0.27 | 1 | 2 | cs | TRUE
64 | LV_564-1_0_4_line_64 | NAYY 4x150 SE | 57 | 59 | 0.033501 | 0.208 | 0.08 | 261 | 0 | 0.27 | 1 | 2 | cs | TRUE
65 | LV_564-1_0_4_line_65 | NAYY 4x150 SE | 58 | 60 | 0.13986 | 0.208 | 0.08 | 261 | 0 | 0.27 | 1 | 1 | cs | TRUE
66 | LV_564-1_0_4_line_66 | NAYY 4x150 SE | 59 | 61 | 0.14189 | 0.208 | 0.08 | 261 | 0 | 0.27 | 1 | 2 | cs | TRUE
67 | LV_564-1_0_4_line_67 | NAYY 4x150 SE | 60 | 62 | 0.022862 | 0.208 | 0.08 | 261 | 0 | 0.27 | 1 | 1 | cs | TRUE
68 | LV_564-1_0_4_line_68 | NAYY 4x150 SE | 61 | 63 | 0.047154 | 0.208 | 0.08 | 261 | 0 | 0.27 | 1 | 2 | cs | TRUE
69 | LV_564-1_0_4_line_69 | NAYY 4x150 SE | 62 | 67 | 0.018795 | 0.208 | 0.08 | 261 | 0 | 0.27 | 1 | 1 | cs | TRUE
70 | LV_564-1_0_4_line_70 | NAYY 4x150 SE | 62 | 64 | 0.0081056 | 0.208 | 0.08 | 261 | 0 | 0.27 | 1 | 1 | cs | TRUE
71 | LV_564-1_0_4_line_71 | NAYY 4x150 SE | 63 | 97 | 0.00075772 | 0.208 | 0.08 | 261 | 0 | 0.27 | 1 | 2 | cs | TRUE
72 | LV_564-1_0_4_line_72 | NAYY 4x150 SE | 64 | 65 | 0.014308 | 0.208 | 0.08 | 261 | 0 | 0.27 | 1 | 1 | cs | TRUE
73 | LV_564-1_0_4_line_73 | NAYY 4x150 SE | 65 | 66 | 0.0019923 | 0.208 | 0.08 | 261 | 0 | 0.27 | 1 | 1 | cs | TRUE
74 | LV_564-1_0_4_line_74 | NAYY 4x150 SE | 66 | 68 | 0.006554 | 0.208 | 0.08 | 261 | 0 | 0.27 | 1 | 1 | cs | TRUE
75 | LV_564-1_0_4_line_75 | NAYY 4x150 SE | 68 | 69 | 0.016871 | 0.208 | 0.08 | 261 | 0 | 0.27 | 1 | 1 | cs | TRUE
76 | LV_564-1_0_4_line_76 | NAYY 4x150 SE | 69 | 72 | 0.024484 | 0.208 | 0.08 | 261 | 0 | 0.27 | 1 | 1 | cs | TRUE
77 | LV_564-1_0_4_line_77 | NAYY 4x150 SE | 70 | 71 | 0.044174 | 0.208 | 0.08 | 261 | 0 | 0.27 | 1 | 1 | cs | TRUE
78 | LV_564-1_0_4_line_78 | NAYY 4x150 SE | 70 | 72 | 0.033439 | 0.208 | 0.08 | 261 | 0 | 0.27 | 1 | 1 | cs | TRUE
79 | LV_564-1_0_4_line_79 | NAYY 4x150 SE | 71 | 73 | 0.02992 | 0.208 | 0.08 | 261 | 0 | 0.27 | 1 | 1 | cs | TRUE
80 | LV_564-1_0_4_line_80 | NAYY 4x150 SE | 71 | 74 | 0.065768 | 0.208 | 0.08 | 261 | 0 | 0.27 | 1 | 1 | cs | TRUE
81 | LV_564-1_0_4_line_81 | NAYY 4x150 SE | 73 | 75 | 0.032846 | 0.208 | 0.08 | 261 | 0 | 0.27 | 1 | 1 | cs | TRUE
82 | LV_564-1_0_4_line_82 | NAYY 4x150 SE | 73 | 76 | 0.037478 | 0.208 | 0.08 | 261 | 0 | 0.27 | 1 | 1 | cs | TRUE
83 | LV_564-1_0_4_line_83 | NAYY 4x150 SE | 75 | 77 | 0.031166 | 0.208 | 0.08 | 261 | 0 | 0.27 | 1 | 1 | cs | TRUE
84 | LV_564-1_0_4_line_84 | NAYY 4x150 SE | 76 | 78 | 0.0085594 | 0.208 | 0.08 | 261 | 0 | 0.27 | 1 | 1 | cs | TRUE
85 | LV_564-1_0_4_line_85 | NAYY 4x150 SE | 79 | 81 | 0.010437 | 0.208 | 0.08 | 261 | 0 | 0.27 | 1 | 1 | cs | TRUE
86 | LV_564-1_0_4_line_86 | NAYY 4x150 SE | 81 | 82 | 0.019904 | 0.208 | 0.08 | 261 | 0 | 0.27 | 1 | 1 | cs | TRUE
87 | LV_564-1_0_4_line_87 | NAYY 4x150 SE | 82 | 109 | 0.033829 | 0.208 | 0.08 | 261 | 0 | 0.27 | 1 | 1 | cs | TRUE
88 | LV_564-1_0_4_line_88 | NAYY 4x150 SE | 82 | 110 | 0.012121 | 0.208 | 0.08 | 261 | 0 | 0.27 | 1 | 1 | cs | TRUE
89 | LV_564-1_0_4_line_89 | NAYY 4x150 SE | 82 | 107 | 0.020278 | 0.208 | 0.08 | 261 | 0 | 0.27 | 1 | 1 | cs | TRUE
90 | LV_564-1_0_4_line_90 | NAYY 4x150 SE | 83 | 84 | 0.015653 | 0.208 | 0.08 | 261 | 0 | 0.27 | 1 | 1 | cs | TRUE
91 | LV_564-1_0_4_line_91 | NAYY 4x150 SE | 83 | 85 | 0.029148 | 0.208 | 0.08 | 261 | 0 | 0.27 | 1 | 1 | cs | TRUE
92 | LV_564-1_0_4_line_92 | NAYY 4x150 SE | 84 | 86 | 0.0043131 | 0.208 | 0.08 | 261 | 0 | 0.27 | 1 | 1 | cs | TRUE
93 | LV_564-1_0_4_line_93 | NAYY 4x150 SE | 85 | 87 | 0.025035 | 0.208 | 0.08 | 261 | 0 | 0.27 | 1 | 1 | cs | TRUE
94 | LV_564-1_0_4_line_94 | NAYY 4x150 SE | 87 | 88 | 0.088636 | 0.208 | 0.08 | 261 | 0 | 0.27 | 1 | 1 | cs | TRUE
95 | LV_564-1_0_4_line_95 | NAYY 4x150 SE | 89 | 136 | 0.058651 | 0.208 | 0.08 | 261 | 0 | 0.27 | 1 | 1 | cs | TRUE
96 | LV_564-1_0_4_line_96 | NAYY 4x150 SE | 90 | 91 | 0.026934 | 0.208 | 0.08 | 261 | 0 | 0.27 | 1 | 1 | cs | TRUE
97 | LV_564-1_0_4_line_97 | NAYY 4x150 SE | 91 | 92 | 0.018578 | 0.208 | 0.08 | 261 | 0 | 0.27 | 1 | 1 | cs | TRUE
98 | LV_564-1_0_4_line_98 | NAYY 4x150 SE | 92 | 93 | 0.015353 | 0.208 | 0.08 | 261 | 0 | 0.27 | 1 | 2 | cs | TRUE
99 | LV_564-1_0_4_line_99 | NAYY 4x150 SE | 92 | 94 | 0.029788 | 0.208 | 0.08 | 261 | 0 | 0.27 | 1 | 2 | cs | TRUE
100 | LV_564-1_0_4_line_100 | NAYY 4x150 SE | 94 | 95 | 0.015904 | 0.208 | 0.08 | 261 | 0 | 0.27 | 1 | 2 | cs | TRUE
101 | LV_564-1_0_4_line_101 | NAYY 4x150 SE | 94 | 96 | 0.050675 | 0.208 | 0.08 | 261 | 0 | 0.27 | 1 | 1 | cs | TRUE
102 | LV_564-1_0_4_line_102 | NAYY 4x150 SE | 95 | 100 | 0.028164 | 0.208 | 0.08 | 261 | 0 | 0.27 | 1 | 2 | cs | TRUE
103 | LV_564-1_0_4_line_103 | NAYY 4x150 SE | 96 | 113 | 0.015416 | 0.208 | 0.08 | 261 | 0 | 0.27 | 1 | 1 | cs | TRUE
104 | LV_564-1_0_4_line_104 | NAYY 4x150 SE | 97 | 98 | 0.040666 | 0.208 | 0.08 | 261 | 0 | 0.27 | 1 | 2 | cs | TRUE
105 | LV_564-1_0_4_line_105 | NAYY 4x150 SE | 98 | 99 | 0.080674 | 0.208 | 0.08 | 261 | 0 | 0.27 | 1 | 2 | cs | TRUE
106 | LV_564-1_0_4_line_106 | NAYY 4x150 SE | 99 | 100 | 0.017916 | 0.208 | 0.08 | 261 | 0 | 0.27 | 1 | 2 | cs | TRUE
107 | LV_564-1_0_4_line_107 | NAYY 4x150 SE | 101 | 102 | 0.10007 | 0.208 | 0.08 | 261 | 0 | 0.27 | 1 | 2 | cs | TRUE
108 | LV_564-1_0_4_line_108 | NAYY 4x150 SE | 102 | 129 | 0.12328 | 0.208 | 0.08 | 261 | 0 | 0.27 | 1 | 1 | cs | TRUE
109 | LV_564-1_0_4_line_109 | NAYY 4x150 SE | 103 | 104 | 0.023802 | 0.208 | 0.08 | 261 | 0 | 0.27 | 1 | 1 | cs | TRUE
110 | LV_564-1_0_4_line_110 | NAYY 4x150 SE | 104 | 105 | 0.13359 | 0.208 | 0.08 | 261 | 0 | 0.27 | 1 | 1 | cs | TRUE
111 | LV_564-1_0_4_line_111 | NAYY 4x150 SE | 105 | 106 | 0.089071 | 0.208 | 0.08 | 261 | 0 | 0.27 | 1 | 1 | cs | TRUE
112 | LV_564-1_0_4_line_112 | NAYY 4x150 SE | 106 | 177 | 0.0032646 | 0.208 | 0.08 | 261 | 0 | 0.27 | 1 | 1 | cs | TRUE
113 | LV_564-1_0_4_line_113 | NAYY 4x150 SE | 107 | 108 | 0.014488 | 0.208 | 0.08 | 261 | 0 | 0.27 | 1 | 1 | cs | TRUE
114 | LV_564-1_0_4_line_114 | NAYY 4x150 SE | 110 | 111 | 0.055019 | 0.208 | 0.08 | 261 | 0 | 0.27 | 1 | 1 | cs | TRUE
115 | LV_564-1_0_4_line_115 | NAYY 4x150 SE | 111 | 112 | 0.013122 | 0.208 | 0.08 | 261 | 0 | 0.27 | 1 | 1 | cs | TRUE
116 | LV_564-1_0_4_line_116 | NAYY 4x150 SE | 111 | 113 | 0.023312 | 0.208 | 0.08 | 261 | 0 | 0.27 | 1 | 1 | cs | TRUE
117 | LV_564-1_0_4_line_117 | NAYY 4x150 SE | 112 | 125 | 0.0023566 | 0.208 | 0.08 | 261 | 0 | 0.27 | 1 | 1 | cs | TRUE
118 | LV_564-1_0_4_line_118 | NAYY 4x150 SE | 114 | 115 | 0.053025 | 0.208 | 0.08 | 261 | 0 | 0.27 | 1 | 1 | cs | TRUE
119 | LV_564-1_0_4_line_119 | NAYY 4x150 SE | 114 | 116 | 0.033609 | 0.208 | 0.08 | 261 | 0 | 0.27 | 1 | 1 | cs | TRUE
120 | LV_564-1_0_4_line_120 | NAYY 4x150 SE | 115 | 117 | 0.078998 | 0.208 | 0.08 | 261 | 0 | 0.27 | 1 | 1 | cs | TRUE
121 | LV_564-1_0_4_line_121 | NAYY 4x150 SE | 116 | 118 | 0.008914 | 0.208 | 0.08 | 261 | 0 | 0.27 | 1 | 1 | cs | TRUE
122 | LV_564-1_0_4_line_122 | NAYY 4x150 SE | 116 | 119 | 0.014243 | 0.208 | 0.08 | 261 | 0 | 0.27 | 1 | 1 | cs | TRUE
123 | LV_564-1_0_4_line_123 | NAYY 4x150 SE | 117 | 120 | 0.042318 | 0.208 | 0.08 | 261 | 0 | 0.27 | 1 | 1 | cs | TRUE
124 | LV_564-1_0_4_line_124 | NAYY 4x150 SE | 118 | 121 | 0.057726 | 0.208 | 0.08 | 261 | 0 | 0.27 | 1 | 1 | cs | TRUE
125 | LV_564-1_0_4_line_125 | NAYY 4x150 SE | 118 | 122 | 0.07525 | 0.208 | 0.08 | 261 | 0 | 0.27 | 1 | 1 | cs | TRUE
126 | LV_564-1_0_4_line_126 | NAYY 4x150 SE | 120 | 123 | 0.021485 | 0.208 | 0.08 | 261 | 0 | 0.27 | 1 | 1 | cs | TRUE
127 | LV_564-1_0_4_line_127 | NAYY 4x150 SE | 121 | 124 | 0.043429 | 0.208 | 0.08 | 261 | 0 | 0.27 | 1 | 1 | cs | TRUE
128 | LV_564-1_0_4_line_128 | NAYY 4x150 SE | 123 | 178 | 0.12064 | 0.208 | 0.08 | 261 | 0 | 0.27 | 1 | 1 | cs | TRUE
129 | LV_564-1_0_4_line_129 | NAYY 4x150 SE | 124 | 135 | 0.044536 | 0.208 | 0.08 | 261 | 0 | 0.27 | 1 | 1 | cs | TRUE
130 | LV_564-1_0_4_line_130 | NAYY 4x150 SE | 125 | 127 | 0.071998 | 0.208 | 0.08 | 261 | 0 | 0.27 | 1 | 1 | cs | TRUE
131 | LV_564-1_0_4_line_131 | NAYY 4x150 SE | 127 | 128 | 0.03952 | 0.208 | 0.08 | 261 | 0 | 0.27 | 1 | 1 | cs | TRUE
132 | LV_564-1_0_4_line_132 | NAYY 4x150 SE | 129 | 130 | 0.0015084 | 0.208 | 0.08 | 261 | 0 | 0.27 | 1 | 1 | cs | TRUE
133 | LV_564-1_0_4_line_133 | NAYY 4x150 SE | 130 | 143 | 0.0074393 | 0.208 | 0.08 | 261 | 0 | 0.27 | 1 | 1 | cs | TRUE
134 | LV_564-1_0_4_line_134 | NAYY 4x150 SE | 131 | 132 | 0.11979 | 0.208 | 0.08 | 261 | 0 | 0.27 | 1 | 1 | cs | TRUE
135 | LV_564-1_0_4_line_135 | NAYY 4x150 SE | 132 | 133 | 0.098642 | 0.208 | 0.08 | 261 | 0 | 0.27 | 1 | 1 | cs | TRUE
136 | LV_564-1_0_4_line_136 | NAYY 4x150 SE | 133 | 134 | 0.1226 | 0.208 | 0.08 | 261 | 0 | 0.27 | 1 | 1 | cs | TRUE
137 | LV_564-1_0_4_line_137 | NAYY 4x150 SE | 134 | 170 | 0.049936 | 0.208 | 0.08 | 261 | 0 | 0.27 | 1 | 1 | cs | TRUE
138 | LV_564-1_0_4_line_138 | NAYY 4x150 SE | 134 | 148 | 0.043676 | 0.208 | 0.08 | 261 | 0 | 0.27 | 1 | 1 | cs | TRUE
139 | LV_564-1_0_4_line_139 | NAYY 4x150 SE | 135 | 141 | 0.00099283 | 0.208 | 0.08 | 261 | 0 | 0.27 | 1 | 1 | cs | TRUE
140 | LV_564-1_0_4_line_140 | NAYY 4x150 SE | 136 | 137 | 0.004304 | 0.208 | 0.08 | 261 | 0 | 0.27 | 1 | 1 | cs | TRUE
141 | LV_564-1_0_4_line_141 | NAYY 4x150 SE | 137 | 138 | 0.058005 | 0.208 | 0.08 | 261 | 0 | 0.27 | 1 | 1 | cs | TRUE
142 | LV_564-1_0_4_line_142 | NAYY 4x150 SE | 138 | 139 | 0.12148 | 0.208 | 0.08 | 261 | 0 | 0.27 | 1 | 1 | cs | TRUE
143 | LV_564-1_0_4_line_143 | NAYY 4x150 SE | 139 | 140 | 0.26201 | 0.208 | 0.08 | 261 | 0 | 0.27 | 1 | 1 | cs | TRUE
144 | LV_564-1_0_4_line_144 | NAYY 4x150 SE | 141 | 142 | 0.015033 | 0.208 | 0.08 | 261 | 0 | 0.27 | 1 | 1 | cs | TRUE
145 | LV_564-1_0_4_line_145 | NAYY 4x150 SE | 142 | 168 | 0.035562 | 0.208 | 0.08 | 261 | 0 | 0.27 | 1 | 1 | cs | TRUE
146 | LV_564-1_0_4_line_146 | NAYY 4x150 SE | 143 | 174 | 0.006216 | 0.208 | 0.08 | 261 | 0 | 0.27 | 1 | 1 | cs | TRUE
147 | LV_564-1_0_4_line_147 | NAYY 4x150 SE | 144 | 145 | 0.099859 | 0.208 | 0.08 | 261 | 0 | 0.27 | 1 | 1 | cs | TRUE
148 | LV_564-1_0_4_line_148 | NAYY 4x150 SE | 144 | 146 | 0.023362 | 0.208 | 0.08 | 261 | 0 | 0.27 | 1 | 1 | cs | TRUE
149 | LV_564-1_0_4_line_149 | NAYY 4x150 SE | 145 | 147 | 0.01283 | 0.208 | 0.08 | 261 | 0 | 0.27 | 1 | 1 | cs | TRUE
150 | LV_564-1_0_4_line_150 | NAYY 4x150 SE | 147 | 150 | 0.078505 | 0.208 | 0.08 | 261 | 0 | 0.27 | 1 | 1 | cs | TRUE
151 | LV_564-1_0_4_line_151 | NAYY 4x150 SE | 148 | 149 | 0.12173 | 0.208 | 0.08 | 261 | 0 | 0.27 | 1 | 1 | cs | TRUE
152 | LV_564-1_0_4_line_152 | NAYY 4x150 SE | 149 | 151 | 0.05613 | 0.208 | 0.08 | 261 | 0 | 0.27 | 1 | 1 | cs | TRUE
153 | LV_564-1_0_4_line_153 | NAYY 4x150 SE | 149 | 152 | 0.089053 | 0.208 | 0.08 | 261 | 0 | 0.27 | 1 | 1 | cs | TRUE
154 | LV_564-1_0_4_line_154 | NAYY 4x150 SE | 150 | 153 | 0.057274 | 0.208 | 0.08 | 261 | 0 | 0.27 | 1 | 1 | cs | TRUE
155 | LV_564-1_0_4_line_155 | NAYY 4x150 SE | 150 | 154 | 0.032395 | 0.208 | 0.08 | 261 | 0 | 0.27 | 1 | 1 | cs | TRUE
156 | LV_564-1_0_4_line_156 | NAYY 4x150 SE | 151 | 156 | 0.015255 | 0.208 | 0.08 | 261 | 0 | 0.27 | 1 | 1 | cs | TRUE
157 | LV_564-1_0_4_line_157 | NAYY 4x150 SE | 152 | 166 | 0.0091189 | 0.208 | 0.08 | 261 | 0 | 0.27 | 1 | 1 | cs | TRUE
158 | LV_564-1_0_4_line_158 | NAYY 4x150 SE | 153 | 157 | 0.1783 | 0.208 | 0.08 | 261 | 0 | 0.27 | 1 | 1 | cs | TRUE
159 | LV_564-1_0_4_line_159 | NAYY 4x150 SE | 154 | 155 | 0.071545 | 0.208 | 0.08 | 261 | 0 | 0.27 | 1 | 1 | cs | TRUE
160 | LV_564-1_0_4_line_160 | NAYY 4x150 SE | 156 | 158 | 0.0077786 | 0.208 | 0.08 | 261 | 0 | 0.27 | 1 | 1 | cs | TRUE
161 | LV_564-1_0_4_line_161 | NAYY 4x150 SE | 157 | 159 | 0.013465 | 0.208 | 0.08 | 261 | 0 | 0.27 | 1 | 1 | cs | TRUE
162 | LV_564-1_0_4_line_162 | NAYY 4x150 SE | 158 | 159 | 0.014082 | 0.208 | 0.08 | 261 | 0 | 0.27 | 1 | 1 | cs | TRUE
163 | LV_564-1_0_4_line_163 | NAYY 4x150 SE | 160 | 161 | 0.0024386 | 0.208 | 0.08 | 261 | 0 | 0.27 | 1 | 1 | cs | TRUE
164 | LV_564-1_0_4_line_164 | NAYY 4x150 SE | 160 | 162 | 0.086517 | 0.208 | 0.08 | 261 | 0 | 0.27 | 1 | 1 | cs | TRUE
165 | LV_564-1_0_4_line_165 | NAYY 4x150 SE | 161 | 163 | 0.26966 | 0.208 | 0.08 | 261 | 0 | 0.27 | 1 | 1 | cs | TRUE
166 | LV_564-1_0_4_line_166 | NAYY 4x150 SE | 162 | 164 | 0.11179 | 0.208 | 0.08 | 261 | 0 | 0.27 | 1 | 1 | cs | TRUE
167 | LV_564-1_0_4_line_167 | NAYY 4x150 SE | 163 | 165 | 0.06359 | 0.208 | 0.08 | 261 | 0 | 0.27 | 1 | 1 | cs | TRUE
168 | LV_564-1_0_4_line_168 | NAYY 4x150 SE | 163 | 166 | 0.045774 | 0.208 | 0.08 | 261 | 0 | 0.27 | 1 | 1 | cs | TRUE
169 | LV_564-1_0_4_line_169 | NAYY 4x150 SE | 164 | 167 | 0.079564 | 0.208 | 0.08 | 261 | 0 | 0.27 | 1 | 1 | cs | TRUE
170 | LV_564-1_0_4_line_170 | NAYY 4x150 SE | 168 | 169 | 0.042784 | 0.208 | 0.08 | 261 | 0 | 0.27 | 1 | 1 | cs | TRUE
171 | LV_564-1_0_4_line_171 | NAYY 4x150 SE | 170 | 176 | 0.023118 | 0.208 | 0.08 | 261 | 0 | 0.27 | 1 | 1 | cs | TRUE
172 | LV_564-1_0_4_line_172 | NAYY 4x150 SE | 171 | 172 | 0.0042914 | 0.208 | 0.08 | 261 | 0 | 0.27 | 1 | 1 | cs | TRUE
173 | LV_564-1_0_4_line_173 | NAYY 4x150 SE | 171 | 173 | 0.11218 | 0.208 | 0.08 | 261 | 0 | 0.27 | 1 | 1 | cs | TRUE
174 | LV_564-1_0_4_line_174 | NAYY 4x150 SE | 172 | 174 | 0.015279 | 0.208 | 0.08 | 261 | 0 | 0.27 | 1 | 1 | cs | TRUE
175 | LV_564-1_0_4_line_175 | NAYY 4x150 SE | 173 | 175 | 0.0035785 | 0.208 | 0.08 | 261 | 0 | 0.27 | 1 | 1 | cs | TRUE
176 | LV_564-1_0_4_line_176 | NAYY 4x150 SE | 175 | 176 | 0.056586 | 0.208 | 0.08 | 261 | 0 | 0.27 | 1 | 1 | cs | TRUE
177 | LV_564-1_0_4_line_177 | NAYY 4x150 SE | 177 | 178 | 0.031005 | 0.208 | 0.08 | 261 | 0 | 0.27 | 1 | 1 | cs | TRUE
178 | LV_564-1_0_4_line_178 | NAYY 4x150 SE | 178 | 179 | 0.10536 | 0.208 | 0.08 | 261 | 0 | 0.27 | 1 | 1 | cs | TRUE
179 | LV_564-1_0_4_line_179 | NAYY 4x150 SE | 179 | 180 | 0.094011 | 0.208 | 0.08 | 261 | 0 | 0.27 | 1 | 1 | cs | TRUE
180 | LV_564-1_0_4_line_180 | NAYY 4x150 SE | 180 | 181 | 0.036838 | 0.208 | 0.08 | 261 | 0 | 0.27 | 1 | 1 | cs | TRUE

## trafo
| name | std_type | hv_bus | lv_bus | sn_mva | vn_hv_kv | vn_lv_kv | vk_percent | vkr_percent | pfe_kw | i0_percent | shift_degree | tap_side | tap_neutral | tap_min | tap_max | tap_step_percent | tap_step_degree | tap_pos | tap_phase_shifter | parallel | df | in_service
0 | LV_564-1_0_4_trafo_73 | 0.25 MVA 20/0.4 kV | 182 | 99 | 0.25 | 20 | 0.4 | 6 | 1.44 | 0.8 | 0.32 | 150 | hv | 0 | -2 | 2 | 2.5 | 0 | 0 | FALSE | 1 | 1 | TRUE

## line_geodata
| x0 | y0 | x1 | y1 | x2 | y2 | x3 | y3 | x4 | y4 | x5 | y5 | x6 | y6 | x7 | y7 | x8 | y8
0 | 2617214.7545 | 1154933.54 | 2617262.7259 | 1154954.1649 | 2617262.7259 | 1154954.1649
1 | 2617121.3323 | 1154909.1403 | 2617170.7734 | 1154909.4474 | 2617190.0933 | 1154901.7874 | 2617193.4465 | 1154901.3412 | 2617195.8666 | 1154902.6154 | 2617199.7406 | 1154907.8179 | 2617214.7545 | 1154933.54 | 2617214.7545 | 1154933.54
2 | 2617258.7601 | 1154966.5474 | 2617262.7259 | 1154954.1649
3 | 2617121.3323 | 1154909.1403 | 2617117.7014 | 1154927.7447
4 | 2617121.3323 | 1154909.1403 | 2617122.1119 | 1154905.361
5 | 2617258.4706 | 1154977.0739 | 2617255.9851 | 1154975.2116 | 2617258.7601 | 1154966.5474
6 | 2617117.7014 | 1154927.7447 | 2617114.8828 | 1154942.1864
7 | 2617124.3965 | 1154894.286 | 2617122.1119 | 1154905.361
8 | 2617258.4706 | 1154977.0739 | 2617266.5455 | 1154983.124
9 | 2617114.8828 | 1154942.1864 | 2617114.7497 | 1154942.8685
10 | 2617124.3965 | 1154894.286 | 2617126.1522 | 1154886.6486
11 | 2617284.5466 | 1154996.6115 | 2617266.5455 | 1154983.124
12 | 2617109.8275 | 1154968.215 | 2617111.3621 | 1154960.2262 | 2617114.7497 | 1154942.8685
13 | 2617129.9104 | 1154870.3009 | 2617126.1522 | 1154886.6486
14 | 2616946.2929 | 1154665.1358 | 2616957.2039 | 1154655.8411 | 2616968.7369 | 1154646.1242 | 2616975.7606 | 1154636.1168 | 2616978.4347 | 1154626.2305 | 2616983.7298 | 1154565.3486 | 2616983.6278 | 1154544.338
15 | 2616937.0808 | 1154714.4803 | 2616927.8768 | 1154695.1561 | 2616928.3938 | 1154680.3835 | 2616946.2929 | 1154665.1358
16 | 2616983.6278 | 1154544.338 | 2616983.6278 | 1154544.338 | 2616977.5336 | 1154526.5454 | 2616969.9664 | 1154517.3918
17 | 2616937.0808 | 1154714.4803 | 2616938.8423 | 1154718.1759 | 2616940.7173 | 1154752.5093 | 2616948.0626 | 1154753.5637 | 2616952.2795 | 1154754.1759
18 | 2616969.9664 | 1154517.3918 | 2616978.7282 | 1154348.9059
19 | 2616912.3054 | 1154747.3271 | 2616915.6168 | 1154748.1034 | 2616933.5714 | 1154751.4887 | 2616940.7173 | 1154752.5093 | 2616948.0626 | 1154753.5637 | 2616952.2795 | 1154754.1759
20 | 2616952.2795 | 1154754.1759 | 2616951.1134 | 1154778.8515 | 2616950.9721 | 1154785.4877 | 2616953.3328 | 1154791.1413
21 | 2616952.2795 | 1154754.1759 | 2616959.7023 | 1154755.2435
22 | 2616978.7282 | 1154348.9059 | 2616979.7227 | 1154345.4287 | 2616983.7457 | 1154316.9259 | 2616986.4844 | 1154292.6766
23 | 2616957.0294 | 1154702.0768 | 2616957.4437 | 1154700.5402
24 | 2616971.1572 | 1154721.1125 | 2616954.7957 | 1154710.3613 | 2616957.0294 | 1154702.0768
25 | 2616912.3054 | 1154747.3271 | 2616903.7624 | 1154765.8791 | 2616900.6565 | 1154771.1619 | 2616890.3044 | 1154781.0934 | 2616879.0332 | 1154780.7277
26 | 2616912.3054 | 1154747.3271 | 2616900.6084 | 1154741.725 | 2616887.6999 | 1154730.8171
27 | 2616971.9947 | 1154842.1097 | 2616967.4178 | 1154834.4469 | 2616962.7323 | 1154825.874 | 2616959.2769 | 1154805.3764 | 2616953.3328 | 1154791.1413
28 | 2616982.9846 | 1154758.5924 | 2616959.7023 | 1154755.2435
29 | 2616864.0386 | 1154786.0378 | 2616870.8082 | 1154780.4608 | 2616879.0332 | 1154780.7277
30 | 2616856.5424 | 1154692.1551 | 2616886.1685 | 1154729.523 | 2616887.6999 | 1154730.8171
31 | 2616986.4844 | 1154292.6766 | 2616989.3233 | 1154267.5394 | 2616987.9652 | 1154248.5707 | 2616985.8853 | 1154238.0263
32 | 2616971.1572 | 1154721.1125 | 2616974.1524 | 1154727.9576 | 2616974.6857 | 1154734.7292 | 2616973.7908 | 1154741.9969 | 2616974.1 | 1154746.5889 | 2616984.2827 | 1154758.7791
33 | 2616971.1572 | 1154721.1125 | 2616976.4419 | 1154711.9352
34 | 2616977.4297 | 1154851.209 | 2616971.9947 | 1154842.1097
35 | 2616984.2827 | 1154758.7791 | 2616982.9846 | 1154758.5924
36 | 2616864.0386 | 1154786.0378 | 2616862.0131 | 1154787.7065 | 2616856.3658 | 1154793.8827 | 2616848.6627 | 1154795.6256
37 | 2616850.0759 | 1154683.9997 | 2616856.5424 | 1154692.1551
38 | 2616856.5424 | 1154692.1551 | 2616873.7977 | 1154682.3096 | 2616874.9784 | 1154639.5619
39 | 2616850.0759 | 1154683.9997 | 2616824.0789 | 1154701.1914 | 2616820.5596 | 1154716.0095
40 | 2616818.5565 | 1154726.5854 | 2616818.0871 | 1154726.4205 | 2616820.5596 | 1154716.0095
41 | 2616829.6963 | 1154730.4993 | 2616818.5565 | 1154726.5854
42 | 2617584.4926 | 1154043.5871 | 2617580.0048 | 1154046.242 | 2617570.4563 | 1154068.2837
43 | 2617584.4926 | 1154043.5871 | 2617590.3557 | 1154048.0508 | 2617612.0282 | 1154071.3477
44 | 2617584.4926 | 1154043.5871 | 2617577.5471 | 1154041.9772 | 2617568.4798 | 1154044.5299 | 2617562.6466 | 1154045.5912 | 2617547.5338 | 1154043.0905 | 2617546.7762 | 1154043.7395
45 | 2617625.9496 | 1154022.0639 | 2617612.0282 | 1154071.3477
46 | 2617612.0282 | 1154071.3477 | 2617577.1722 | 1154152.3195 | 2617574.5421 | 1154159.9411
47 | 2617542.3561 | 1154050.846 | 2617544.1192 | 1154046.0154 | 2617546.7762 | 1154043.7395
48 | 2617625.9496 | 1154022.0639 | 2617566.2846 | 1153880.5613
49 | 2617554.4573 | 1154221.1653 | 2617568.082 | 1154178.6617 | 2617574.5421 | 1154159.9411
50 | 2617566.2846 | 1153880.5613 | 2617564.4627 | 1153880.0925 | 2617557.1604 | 1153879.76 | 2617546.1701 | 1153881.5336
51 | 2617549.6262 | 1154239.049 | 2617554.4573 | 1154221.1653
52 | 2617398.4129 | 1153843.0049 | 2617360.7414 | 1153855.1581 | 2617311.7237 | 1153862.0208
53 | 2617398.4129 | 1153843.0049 | 2617401.8923 | 1153844.1821 | 2617423.8894 | 1153843.2117 | 2617432.0838 | 1153845.4587 | 2617449.4457 | 1153855.6694 | 2617513.5875 | 1153884.6582 | 2617525.4931 | 1153884.8706 | 2617546.1701 | 1153881.5336
54 | 2617262.9542 | 1153975.3484 | 2617269.2831 | 1153937.7812 | 2617279.3886 | 1153928.9502 | 2617292.7118 | 1153910.9239 | 2617309.8097 | 1153874.0768 | 2617311.7237 | 1153862.0208
55 | 2617311.7237 | 1153862.0208 | 2617184.195 | 1153834.2209
56 | 2617262.9542 | 1153975.3484 | 2617251.156 | 1153967.1884 | 2617241.9808 | 1153963.4626
57 | 2617394.8835 | 1154154.6922 | 2617396.3088 | 1154152.6518 | 2617412.3948 | 1154152.7649 | 2617421.0477 | 1154158.3749
58 | 2617394.8835 | 1154154.6922 | 2617390.1898 | 1154161.4119
59 | 2617485.435 | 1154133.0883 | 2617473.5703 | 1154140.1575 | 2617467.8446 | 1154149.1565 | 2617462.6654 | 1154157.5123 | 2617454.4264 | 1154162.8911 | 2617435.9973 | 1154166.6287 | 2617432.1494 | 1154165.5726 | 2617421.0477 | 1154158.3749
60 | 2617390.1898 | 1154161.4119 | 2617209.9936 | 1154200.6086
61 | 2617480.5145 | 1154584.4922 | 2617486.5465 | 1154553.9585
62 | 2617480.5145 | 1154584.4922 | 2617480.2194 | 1154585.986 | 2617477.2451 | 1154595.994
63 | 2617503.3187 | 1154469.4792 | 2617496.1937 | 1154505.1256 | 2617486.5465 | 1154553.9585
64 | 2617462.7947 | 1154625.9983 | 2617466.2343 | 1154621.0073 | 2617474.6113 | 1154604.8568 | 2617477.2451 | 1154595.994
65 | 2617503.3187 | 1154469.4792 | 2617530.7326 | 1154332.3278
66 | 2617462.7947 | 1154625.9983 | 2617457.9614 | 1154633.0115 | 2617447.0479 | 1154643.0739 | 2617430.3665 | 1154655.6875 | 2617346.9362 | 1154706.3607
67 | 2617535.2137 | 1154309.9088 | 2617530.7326 | 1154332.3278
68 | 2617306.7342 | 1154731.0024 | 2617315.2927 | 1154725.58 | 2617346.9362 | 1154706.3607
69 | 2617535.2137 | 1154309.9088 | 2617545.9643 | 1154316.5878 | 2617548.779 | 1154322.0431
70 | 2617535.2137 | 1154309.9088 | 2617536.7545 | 1154301.9511
71 | 2617306.7342 | 1154731.0024 | 2617306.0941 | 1154731.4079
72 | 2617536.7545 | 1154301.9511 | 2617539.4743 | 1154287.9038
73 | 2617539.4743 | 1154287.9038 | 2617539.853 | 1154285.9479
74 | 2617541.0989 | 1154279.5134 | 2617539.853 | 1154285.9479
75 | 2617541.0989 | 1154279.5134 | 2617543.3753 | 1154267.7561 | 2617544.4169 | 1154262.9728
76 | 2617549.6262 | 1154239.049 | 2617544.4169 | 1154262.9728
77 | 2617495.5198 | 1154192.3134 | 2617496.6322 | 1154202.8774 | 2617502.1207 | 1154214.8214 | 2617515.3149 | 1154225.4316 | 2617518.5451 | 1154226.7136
78 | 2617549.6262 | 1154239.049 | 2617518.5451 | 1154226.7136
79 | 2617495.5198 | 1154192.3134 | 2617484.4956 | 1154192.5928 | 2617466.3452 | 1154198.1208
80 | 2617485.435 | 1154133.0883 | 2617495.4426 | 1154139.5204 | 2617498.4014 | 1154145.6098 | 2617499.9981 | 1154155.8083 | 2617495.5198 | 1154192.3134
81 | 2617456.0624 | 1154178.1145 | 2617450.4719 | 1154190.7713 | 2617452.4995 | 1154195.246 | 2617466.3452 | 1154198.1208
82 | 2617466.3452 | 1154198.1208 | 2617479.5286 | 1154220.4032 | 2617478.7892 | 1154231.9675
83 | 2617456.0624 | 1154178.1145 | 2617439.7291 | 1154191.9075 | 2617431.0476 | 1154196.4272
84 | 2617478.2431 | 1154240.5095 | 2617478.7892 | 1154231.9675
85 | 2616984.2827 | 1154758.7791 | 2616994.6138 | 1154760.2652
86 | 2617014.3153 | 1154763.0991 | 2616994.6138 | 1154760.2652
87 | 2617014.3153 | 1154763.0991 | 2617014.9708 | 1154756.431 | 2617012.7405 | 1154750.355 | 2617000.1228 | 1154733.9781
88 | 2617014.3153 | 1154763.0991 | 2617025.7659 | 1154767.0751
89 | 2617014.3153 | 1154763.0991 | 2617011.8474 | 1154783.2268
90 | 2616987.6681 | 1154868.3502 | 2616979.6414 | 1154854.9119
91 | 2616987.6681 | 1154868.3502 | 2616999.0237 | 1154887.3619 | 2616997.8181 | 1154894.2604
92 | 2616977.4297 | 1154851.209 | 2616979.6414 | 1154854.9119
93 | 2616991.4212 | 1154918.2292 | 2616994.7984 | 1154911.5398 | 2616997.8181 | 1154894.2604
94 | 2616959.3065 | 1154988.1446 | 2616958.3828 | 1154984.4401 | 2616959.2634 | 1154963.121 | 2616963.8682 | 1154934.831 | 2616971.7182 | 1154925.4151 | 2616983.2316 | 1154925.2473 | 2616990.2477 | 1154920.5536 | 2616991.4212 | 1154918.2292
95 | 2616791.2198 | 1154805.6405 | 2616801.619 | 1154806.2697 | 2616848.6627 | 1154795.6256
96 | 2617159.0585 | 1154883.7353 | 2617164.5105 | 1154873.0894 | 2617151.6135 | 1154865.4822
97 | 2617135.6114 | 1154856.0434 | 2617151.6135 | 1154865.4822
98 | 2617129.9104 | 1154870.3009 | 2617135.6114 | 1154856.0434
99 | 2617152.8003 | 1154831.7802 | 2617145.266 | 1154840.6298 | 2617138.8636 | 1154850.6388 | 2617135.6114 | 1154856.0434
100 | 2617152.8003 | 1154831.7802 | 2617161.5185 | 1154824.7014 | 2617165.3353 | 1154822.0041
101 | 2617152.8003 | 1154831.7802 | 2617140.6868 | 1154819.0172 | 2617124.1612 | 1154806.8644 | 2617119.3754 | 1154803.9827 | 2617113.0181 | 1154801.1029
102 | 2617165.3353 | 1154822.0041 | 2617184.7064 | 1154808.3148 | 2617188.4602 | 1154805.9365
103 | 2617113.0181 | 1154801.1029 | 2617098.9758 | 1154794.7418
104 | 2617306.0941 | 1154731.4079 | 2617271.7424 | 1154753.1719
105 | 2617271.7424 | 1154753.1719 | 2617203.5948 | 1154796.3478
106 | 2617188.4602 | 1154805.9365 | 2617203.5948 | 1154796.3478
107 | 2617090.9503 | 1155066.4876 | 2617109.8275 | 1154968.215
108 | 2617090.9503 | 1155066.4876 | 2617076.1716 | 1155144.6622 | 2617068.0508 | 1155187.6248
109 | 2617563.1172 | 1154482.3286 | 2617562.6466 | 1154496.6364 | 2617562.796 | 1154506.1213
110 | 2617562.796 | 1154506.1213 | 2617563.4495 | 1154547.5861 | 2617562.9778 | 1154564.7155 | 2617561.0659 | 1154589.1109 | 2617558.6835 | 1154611.7707 | 2617556.9661 | 1154619.4028 | 2617554.1764 | 1154626.5204 | 2617547.9096 | 1154637.063
111 | 2617547.9096 | 1154637.063 | 2617547.9096 | 1154637.063 | 2617536.0912 | 1154652.2695 | 2617530.5822 | 1154660.7466 | 2617525.9535 | 1154672.4835 | 2617524.5356 | 1154682.651 | 2617525.3302 | 1154691.6578 | 2617529.6895 | 1154714.5929 | 2617529.9501 | 1154719.0177
112 | 2617530.142 | 1154722.2766 | 2617529.9501 | 1154719.0177
113 | 2617009.3172 | 1154797.4576 | 2617010.759 | 1154792.1034 | 2617011.8474 | 1154783.2268
114 | 2617077.7406 | 1154785.1222 | 2617025.7659 | 1154767.0751
115 | 2617077.7406 | 1154785.1222 | 2617083.9916 | 1154773.5851
116 | 2617077.7406 | 1154785.1222 | 2617098.9758 | 1154794.7418
117 | 2617083.9916 | 1154773.5851 | 2617085.1143 | 1154771.5131
118 | 2617362.3997 | 1154949.8533 | 2617360.249 | 1154952.3434 | 2617349.6418 | 1154962.8181 | 2617339.7208 | 1154972.072 | 2617322.7587 | 1154984.8896
119 | 2617295.9449 | 1155005.1518 | 2617322.7587 | 1154984.8896
120 | 2617414.8577 | 1154890.8363 | 2617404.7461 | 1154900.8237 | 2617362.3997 | 1154949.8533
121 | 2617295.9449 | 1155005.1518 | 2617288.4069 | 1155009.9437
122 | 2617295.9449 | 1155005.1518 | 2617284.5466 | 1154996.6115
123 | 2617445.1878 | 1154861.3307 | 2617438.053 | 1154867.9257 | 2617414.8577 | 1154890.8363
124 | 2617288.4069 | 1155009.9437 | 2617327.0874 | 1155052.7929
125 | 2617288.4069 | 1155009.9437 | 2617276.7764 | 1155016.2246 | 2617248.1045 | 1155032.8064 | 2617231.4168 | 1155048.1442 | 2617228.3166 | 1155053.5653
126 | 2617460.9651 | 1154846.7469 | 2617445.1878 | 1154861.3307
127 | 2617357.4577 | 1155083.7572 | 2617344.6487 | 1155072.2468 | 2617327.0874 | 1155052.7929
128 | 2617531.0576 | 1154753.2493 | 2617525.313 | 1154774.243 | 2617519.8643 | 1154785.7663 | 2617513.6302 | 1154795.6864 | 2617496.6713 | 1154819.4379 | 2617490.6233 | 1154826.0681 | 2617485.6331 | 1154830.278 | 2617464.2248 | 1154843.7338 | 2617460.9651 | 1154846.7469
129 | 2617357.4577 | 1155083.7572 | 2617361.5021 | 1155087.3916 | 2617381.2255 | 1155102.0111 | 2617394.0607 | 1155106.1501 | 2617395.1164 | 1155106.2622
130 | 2617097.5721 | 1154702.5597 | 2617095.0578 | 1154723.6631 | 2617096.5357 | 1154738.0632 | 2617097.0896 | 1154745.6463 | 2617095.2052 | 1154752.889 | 2617085.1143 | 1154771.5131
131 | 2617097.5721 | 1154702.5597 | 2617090.1676 | 1154698.0254 | 2617087.8326 | 1154691.0043 | 2617089.6622 | 1154684.1727 | 2617093.3373 | 1154681.1149 | 2617098.3183 | 1154680.0952 | 2617104.5962 | 1154681.7824
132 | 2617067.7706 | 1155189.107 | 2617068.0508 | 1155187.6248
133 | 2617066.3889 | 1155196.4169 | 2617067.7706 | 1155189.107
134 | 2617167.8848 | 1155167.2618 | 2617159.936 | 1155181.8624 | 2617139.6452 | 1155226.5158 | 2617115.4554 | 1155269.613 | 2617113.3825 | 1155273.8282
135 | 2617113.3825 | 1155273.8282 | 2617094.8972 | 1155311.4199 | 2617090.0554 | 1155323.0564 | 2617086.4667 | 1155336.375 | 2617085.2661 | 1155351.3791 | 2617085.6727 | 1155366.676
136 | 2617026.3139 | 1155464.2018 | 2617033.9074 | 1155463.923 | 2617038.898 | 1155461.9917 | 2617043.0422 | 1155458.3349 | 2617077.5171 | 1155409.2747 | 2617082.6927 | 1155398.9064 | 2617084.873 | 1155390.0415 | 2617086.0494 | 1155380.8514 | 2617085.6727 | 1155366.676
137 | 2617026.3139 | 1155464.2018 | 2617027.8081 | 1155426.5874 | 2617028.5276 | 1155414.3162
138 | 2617026.3139 | 1155464.2018 | 2617026.9658 | 1155488.6602 | 2617027.4017 | 1155497.2545 | 2617028.293 | 1155507.8205
139 | 2617395.1164 | 1155106.2622 | 2617396.1037 | 1155106.3671
140 | 2616791.2198 | 1154805.6405 | 2616790.8934 | 1154809.9306
141 | 2616790.8934 | 1154809.9306 | 2616787.1118 | 1154859.6446 | 2616784.7565 | 1154867.4439
142 | 2616767.4815 | 1154987.5089 | 2616776.0206 | 1154909.3717 | 2616781.7315 | 1154877.4607 | 2616784.7565 | 1154867.4439
143 | 2616767.4815 | 1154987.5089 | 2616779.5863 | 1155249.2385
144 | 2617411.052 | 1155107.9555 | 2617396.1037 | 1155106.3671
145 | 2617411.052 | 1155107.9555 | 2617446.0644 | 1155101.7294
146 | 2617066.3889 | 1155196.4169 | 2617065.2344 | 1155202.5248
147 | 2616824.8801 | 1155566.7147 | 2616826.6582 | 1155625.3332 | 2616829.0413 | 1155666.4776
148 | 2616824.1717 | 1155543.3635 | 2616824.8801 | 1155566.7147
149 | 2616829.0413 | 1155666.4776 | 2616829.3436 | 1155671.6969 | 2616831.2975 | 1155679.0439
150 | 2616856.5101 | 1155753.3353 | 2616835.8555 | 1155696.1828 | 2616831.2975 | 1155679.0439
151 | 2617049.8124 | 1155627.4154 | 2617042.2735 | 1155597.5461 | 2617035.9992 | 1155567.9026 | 2617032.5855 | 1155549.1726 | 2617030.1996 | 1155530.4233 | 2617028.293 | 1155507.8205
152 | 2617049.8124 | 1155627.4154 | 2617065.1986 | 1155681.3959
153 | 2617049.8124 | 1155627.4154 | 2617126.9894 | 1155645.8873 | 2617136.0214 | 1155649.4147 | 2617136.0214 | 1155649.4147
154 | 2616856.5101 | 1155753.3353 | 2616876.9105 | 1155758.5948 | 2616882.871 | 1155760.7904 | 2616888.2479 | 1155763.1955 | 2616900.2113 | 1155771.5664 | 2616907.2636 | 1155777.7253
155 | 2616856.5101 | 1155753.3353 | 2616843.671 | 1155750.9539 | 2616826.7261 | 1155744.0921 | 2616825.8065 | 1155743.5734
156 | 2617069.3801 | 1155696.0661 | 2617065.1986 | 1155681.3959
157 | 2617136.0214 | 1155649.4147 | 2617143.8075 | 1155654.1614 | 2617143.8075 | 1155654.1614
158 | 2617079.0635 | 1155730.0392 | 2616907.2636 | 1155777.7253
159 | 2616770.7788 | 1155699.7687 | 2616775.1658 | 1155703.0284 | 2616780.6825 | 1155710.3696 | 2616786.6257 | 1155718.8014 | 2616793.4485 | 1155725.2791 | 2616801.0058 | 1155729.6467 | 2616807.4762 | 1155733.2332 | 2616825.8065 | 1155743.5734
160 | 2617069.3801 | 1155696.0661 | 2617071.5123 | 1155703.5468
161 | 2617079.0635 | 1155730.0392 | 2617075.3725 | 1155717.0897
162 | 2617071.5123 | 1155703.5468 | 2617075.3725 | 1155717.0897
163 | 2617417.231 | 1155725.8348 | 2617416.3271 | 1155728.0997
164 | 2617417.231 | 1155725.8348 | 2617423.7895 | 1155709.4009 | 2617442.0707 | 1155688.8768 | 2617450.5317 | 1155648.4146
165 | 2617148.6365 | 1155695.5701 | 2617416.3271 | 1155728.0997
166 | 2617453.1033 | 1155548.0257 | 2617471.6484 | 1155581.0089 | 2617473.0132 | 1155612.9175 | 2617450.5317 | 1155648.4146 | 2617450.5317 | 1155648.4146
167 | 2617148.6365 | 1155695.5701 | 2617134.2187 | 1155717.132 | 2617128.7179 | 1155725.9652 | 2617125.8044 | 1155736.5177 | 2617125.3442 | 1155747.3329 | 2617126.3452 | 1155752.7144
168 | 2617148.6365 | 1155695.5701 | 2617150.8008 | 1155692.3334 | 2617154.3799 | 1155679.6707 | 2617153.7655 | 1155669.186 | 2617150.1068 | 1155661.2716 | 2617143.8075 | 1155654.1614
169 | 2617453.1033 | 1155548.0257 | 2617447.2321 | 1155537.5835 | 2617436.8622 | 1155490.0856 | 2617434.7588 | 1155471.2349
170 | 2617480.9664 | 1155080.4323 | 2617465.8322 | 1155096.797 | 2617460.4487 | 1155099.1715 | 2617446.0644 | 1155101.7294
171 | 2617030.9628 | 1155391.336 | 2617028.8716 | 1155408.4481 | 2617028.5276 | 1155414.3162
172 | 2617061.5995 | 1155221.7548 | 2617062.3965 | 1155217.5381
173 | 2617061.5995 | 1155221.7548 | 2617040.7642 | 1155331.9818
174 | 2617065.2344 | 1155202.5248 | 2617062.3965 | 1155217.5381
175 | 2617040.7642 | 1155331.9818 | 2617040.0995 | 1155335.498
176 | 2617040.0995 | 1155335.498 | 2617037.9886 | 1155346.6654 | 2617031.164 | 1155389.6897 | 2617030.9628 | 1155391.336
177 | 2617531.0576 | 1154753.2493 | 2617531.2027 | 1154740.2878 | 2617530.142 | 1154722.2766
178 | 2617531.0576 | 1154753.2493 | 2617565.8983 | 1154757.8973 | 2617575.7912 | 1154766.4525 | 2617573.0273 | 1154814.7795 | 2617570.483 | 1154823.124
179 | 2617577.3899 | 1154899.6897 | 2617564.6838 | 1154890.6372 | 2617550.965 | 1154878.9693 | 2617549.7381 | 1154870.9395 | 2617565.6548 | 1154838.9589 | 2617570.483 | 1154823.124
180 | 2617577.3899 | 1154899.6897 | 2617562.6034 | 1154933.43

## bus_geodata
| x | y | coords
0 | 2617214.7545 | 1154933.54
1 | 2617262.7259 | 1154954.1649
2 | 2617121.3323 | 1154909.1403
3 | 2617258.7601 | 1154966.5475
4 | 2617117.7014 | 1154927.7447
5 | 2617122.1119 | 1154905.361
6 | 2617258.4706 | 1154977.0739
7 | 2617114.8828 | 1154942.1864
8 | 2617124.3965 | 1154894.286
9 | 2617266.5455 | 1154983.124
10 | 2617114.7497 | 1154942.8685
11 | 2617126.1522 | 1154886.6486
12 | 2616946.2929 | 1154665.1358
13 | 2616983.6278 | 1154544.338
14 | 2616937.0808 | 1154714.4803
15 | 2616969.9664 | 1154517.3918
16 | 2616952.2795 | 1154754.1759
17 | 2616978.7282 | 1154348.9059
18 | 2616957.4437 | 1154700.5402
19 | 2616957.0294 | 1154702.0768
20 | 2616912.3054 | 1154747.3271
21 | 2616953.3328 | 1154791.1413
22 | 2616959.7023 | 1154755.2435
23 | 2616879.0332 | 1154780.7277
24 | 2616887.6999 | 1154730.8171
25 | 2616986.4844 | 1154292.6766
26 | 2616985.8853 | 1154238.0263
27 | 2616971.1572 | 1154721.1125
28 | 2616971.9947 | 1154842.1097
29 | 2616982.9846 | 1154758.5924
30 | 2616864.0386 | 1154786.0378
31 | 2616856.5424 | 1154692.1551
32 | 2616874.9784 | 1154639.5619
33 | 2616850.0759 | 1154683.9997
34 | 2616820.5596 | 1154716.0095
35 | 2616818.5565 | 1154726.5854
36 | 2617570.4563 | 1154068.2837
37 | 2617584.4926 | 1154043.5871
38 | 2617612.0282 | 1154071.3477
39 | 2617546.7762 | 1154043.7395
40 | 2617625.9496 | 1154022.0639
41 | 2617574.5421 | 1154159.9411
42 | 2617542.3561 | 1154050.846
43 | 2617566.2846 | 1153880.5613
44 | 2617554.4573 | 1154221.1653
45 | 2617398.4129 | 1153843.0049
46 | 2617311.7237 | 1153862.0208
47 | 2617546.1701 | 1153881.5336
48 | 2617262.9542 | 1153975.3484
49 | 2617184.195 | 1153834.2209
50 | 2617241.9808 | 1153963.4626
51 | 2617394.8835 | 1154154.6922
52 | 2617421.0477 | 1154158.3749
53 | 2617390.1898 | 1154161.4119
54 | 2617209.9936 | 1154200.6086
55 | 2617480.5145 | 1154584.4922
56 | 2617486.5465 | 1154553.9585
57 | 2617477.2451 | 1154595.994
58 | 2617503.3187 | 1154469.4792
59 | 2617462.7947 | 1154625.9983
60 | 2617530.7326 | 1154332.3278
61 | 2617346.9362 | 1154706.3607
62 | 2617535.2137 | 1154309.9088
63 | 2617306.7342 | 1154731.0024
64 | 2617536.7545 | 1154301.9511
65 | 2617539.4743 | 1154287.9038
66 | 2617539.853 | 1154285.9479
67 | 2617548.779 | 1154322.0431
68 | 2617541.0989 | 1154279.5134
69 | 2617544.4169 | 1154262.9728
70 | 2617518.5451 | 1154226.7136
71 | 2617495.5198 | 1154192.3134
72 | 2617549.6262 | 1154239.049
73 | 2617466.3452 | 1154198.1208
74 | 2617485.435 | 1154133.0883
75 | 2617456.0624 | 1154178.1145
76 | 2617478.7892 | 1154231.9675
77 | 2617431.0476 | 1154196.4272
78 | 2617478.2431 | 1154240.5095
79 | 2616984.2827 | 1154758.7791
80 | 2616976.4419 | 1154711.9352
81 | 2616994.6138 | 1154760.2652
82 | 2617014.3153 | 1154763.0991
83 | 2616987.6681 | 1154868.3502
84 | 2616979.6414 | 1154854.9119
85 | 2616997.8181 | 1154894.2604
86 | 2616977.4297 | 1154851.209
87 | 2616991.4212 | 1154918.2292
88 | 2616959.3065 | 1154988.1446
89 | 2616848.6627 | 1154795.6256
90 | 2617159.0585 | 1154883.7353
91 | 2617151.6135 | 1154865.4822
92 | 2617135.6114 | 1154856.0434
93 | 2617129.9104 | 1154870.3009
94 | 2617152.8003 | 1154831.7802
95 | 2617165.3353 | 1154822.0041
96 | 2617113.0181 | 1154801.1029
97 | 2617306.0941 | 1154731.4079
98 | 2617271.7424 | 1154753.1719
99 | 2617203.5948 | 1154796.3478
100 | 2617188.4602 | 1154805.9365
101 | 2617109.8275 | 1154968.215
102 | 2617090.9503 | 1155066.4876
103 | 2617563.1172 | 1154482.3286
104 | 2617562.796 | 1154506.1213
105 | 2617547.9096 | 1154637.063
106 | 2617529.9501 | 1154719.0177
107 | 2617011.8474 | 1154783.2268
108 | 2617009.3172 | 1154797.4576
109 | 2617000.1228 | 1154733.9781
110 | 2617025.7659 | 1154767.0751
111 | 2617077.7406 | 1154785.1222
112 | 2617083.9916 | 1154773.5851
113 | 2617098.9758 | 1154794.7418
114 | 2617322.7587 | 1154984.8896
115 | 2617362.3997 | 1154949.8533
116 | 2617295.9449 | 1155005.1518
117 | 2617414.8577 | 1154890.8363
118 | 2617288.4069 | 1155009.9437
119 | 2617284.5466 | 1154996.6115
120 | 2617445.1878 | 1154861.3307
121 | 2617327.0874 | 1155052.7929
122 | 2617228.3166 | 1155053.5653
123 | 2617460.9651 | 1154846.7469
124 | 2617357.4577 | 1155083.7572
125 | 2617085.1143 | 1154771.5131
126 | 2616829.6963 | 1154730.4993
127 | 2617097.5721 | 1154702.5597
128 | 2617104.5962 | 1154681.7824
129 | 2617068.0508 | 1155187.6248
130 | 2617067.7706 | 1155189.107
131 | 2617167.8848 | 1155167.2618
132 | 2617113.3825 | 1155273.8282
133 | 2617085.6727 | 1155366.676
134 | 2617026.3139 | 1155464.2018
135 | 2617395.1164 | 1155106.2622
136 | 2616791.2198 | 1154805.6405
137 | 2616790.8934 | 1154809.9306
138 | 2616784.7565 | 1154867.4439
139 | 2616767.4815 | 1154987.5089
140 | 2616779.5863 | 1155249.2385
141 | 2617396.1037 | 1155106.3671
142 | 2617411.052 | 1155107.9555
143 | 2617066.3889 | 1155196.4169
144 | 2616824.8801 | 1155566.7147
145 | 2616829.0413 | 1155666.4776
146 | 2616824.1717 | 1155543.3635
147 | 2616831.2975 | 1155679.0439
148 | 2617028.293 | 1155507.8205
149 | 2617049.8124 | 1155627.4154
150 | 2616856.5101 | 1155753.3353
151 | 2617065.1986 | 1155681.3959
152 | 2617136.0214 | 1155649.4147
153 | 2616907.2636 | 1155777.7253
154 | 2616825.8065 | 1155743.5734
155 | 2616770.7788 | 1155699.7687
156 | 2617069.3801 | 1155696.0661
157 | 2617079.0635 | 1155730.0392
158 | 2617071.5123 | 1155703.5468
159 | 2617075.3725 | 1155717.0897
160 | 2617417.231 | 1155725.8348
161 | 2617416.3271 | 1155728.0997
162 | 2617450.5317 | 1155648.4146
163 | 2617148.6365 | 1155695.5701
164 | 2617453.1033 | 1155548.0257
165 | 2617126.3452 | 1155752.7144
166 | 2617143.8075 | 1155654.1614
167 | 2617434.7588 | 1155471.2349
168 | 2617446.0644 | 1155101.7294
169 | 2617480.9664 | 1155080.4323
170 | 2617028.5276 | 1155414.3162
171 | 2617061.5995 | 1155221.7548
172 | 2617062.3965 | 1155217.5381
173 | 2617040.7642 | 1155331.9818
174 | 2617065.2344 | 1155202.5248
175 | 2617040.0995 | 1155335.498
176 | 2617030.9628 | 1155391.336
177 | 2617530.142 | 1154722.2766
178 | 2617531.0576 | 1154753.2493
179 | 2617570.483 | 1154823.124
180 | 2617577.3899 | 1154899.6897
181 | 2617562.6034 | 1154933.43
182 | 2617152.8003 | 1154831.7802

## line_std_types
| c_nf_per_km | r_ohm_per_km | x_ohm_per_km | max_i_ka | type | q_mm2 | alpha | voltage_rating
NAYY 4x50 SE | 210 | 0.642 | 0.083 | 0.142 | cs | 50 | 0.00403 | LV
NAYY 4x120 SE | 264 | 0.225 | 0.08 | 0.242 | cs | 120 | 0.00403 | LV
NAYY 4x150 SE | 261 | 0.208 | 0.08 | 0.27 | cs | 150 | 0.00403 | LV
NA2XS2Y 1x95 RM/25 12/20 kV | 216 | 0.313 | 0.132 | 0.252 | cs | 95 | 0.00403 | MV
NA2XS2Y 1x185 RM/25 12/20 kV | 273 | 0.161 | 0.117 | 0.362 | cs | 185 | 0.00403 | MV
NA2XS2Y 1x240 RM/25 12/20 kV | 304 | 0.122 | 0.112 | 0.421 | cs | 240 | 0.00403 | MV
NA2XS2Y 1x95 RM/25 6/10 kV | 315 | 0.313 | 0.123 | 0.249 | cs | 95 | 0.00403 | MV
NA2XS2Y 1x185 RM/25 6/10 kV | 406 | 0.161 | 0.11 | 0.358 | cs | 185 | 0.00403 | MV
NA2XS2Y 1x240 RM/25 6/10 kV | 456 | 0.122 | 0.105 | 0.416 | cs | 240 | 0.00403 | MV
NA2XS2Y 1x150 RM/25 12/20 kV | 250 | 0.206 | 0.116 | 0.319 | cs | 150 | 0.00403 | MV
NA2XS2Y 1x120 RM/25 12/20 kV | 230 | 0.253 | 0.119 | 0.283 | cs | 120 | 0.00403 | MV
NA2XS2Y 1x70 RM/25 12/20 kV | 190 | 0.443 | 0.132 | 0.22 | cs | 70 | 0.00403 | MV
NA2XS2Y 1x150 RM/25 6/10 kV | 360 | 0.206 | 0.11 | 0.315 | cs | 150 | 0.00403 | MV
NA2XS2Y 1x120 RM/25 6/10 kV | 340 | 0.253 | 0.113 | 0.28 | cs | 120 | 0.00403 | MV
NA2XS2Y 1x70 RM/25 6/10 kV | 280 | 0.443 | 0.123 | 0.217 | cs | 70 | 0.00403 | MV
N2XS(FL)2Y 1x120 RM/35 64/110 kV | 112 | 0.153 | 0.166 | 0.366 | cs | 120 | 0.00393 | HV
N2XS(FL)2Y 1x185 RM/35 64/110 kV | 125 | 0.099 | 0.156 | 0.457 | cs | 185 | 0.00393 | HV
N2XS(FL)2Y 1x240 RM/35 64/110 kV | 135 | 0.075 | 0.149 | 0.526 | cs | 240 | 0.00393 | HV
N2XS(FL)2Y 1x300 RM/35 64/110 kV | 144 | 0.06 | 0.144 | 0.588 | cs | 300 | 0.00393 | HV
15-AL1/3-ST1A 0.4 | 11 | 1.8769 | 0.35 | 0.105 | ol | 16 | 0.00403 | LV
24-AL1/4-ST1A 0.4 | 11.25 | 1.2012 | 0.335 | 0.14 | ol | 24 | 0.00403 | LV
48-AL1/8-ST1A 0.4 | 12.2 | 0.5939 | 0.3 | 0.21 | ol | 48 | 0.00403 | LV
94-AL1/15-ST1A 0.4 | 13.2 | 0.306 | 0.29 | 0.35 | ol | 94 | 0.00403 | LV
34-AL1/6-ST1A 10.0 | 9.7 | 0.8342 | 0.36 | 0.17 | ol | 34 | 0.00403 | MV
48-AL1/8-ST1A 10.0 | 10.1 | 0.5939 | 0.35 | 0.21 | ol | 48 | 0.00403 | MV
70-AL1/11-ST1A 10.0 | 10.4 | 0.4132 | 0.339 | 0.29 | ol | 70 | 0.00403 | MV
94-AL1/15-ST1A 10.0 | 10.75 | 0.306 | 0.33 | 0.35 | ol | 94 | 0.00403 | MV
122-AL1/20-ST1A 10.0 | 11.1 | 0.2376 | 0.323 | 0.41 | ol | 122 | 0.00403 | MV
149-AL1/24-ST1A 10.0 | 11.25 | 0.194 | 0.315 | 0.47 | ol | 149 | 0.00403 | MV
34-AL1/6-ST1A 20.0 | 9.15 | 0.8342 | 0.382 | 0.17 | ol | 34 | 0.00403 | MV
48-AL1/8-ST1A 20.0 | 9.5 | 0.5939 | 0.372 | 0.21 | ol | 48 | 0.00403 | MV
70-AL1/11-ST1A 20.0 | 9.7 | 0.4132 | 0.36 | 0.29 | ol | 70 | 0.00403 | MV
94-AL1/15-ST1A 20.0 | 10 | 0.306 | 0.35 | 0.35 | ol | 94 | 0.00403 | MV
122-AL1/20-ST1A 20.0 | 10.3 | 0.2376 | 0.344 | 0.41 | ol | 122 | 0.00403 | MV
149-AL1/24-ST1A 20.0 | 10.5 | 0.194 | 0.337 | 0.47 | ol | 149 | 0.00403 | MV
184-AL1/30-ST1A 20.0 | 10.75 | 0.1571 | 0.33 | 0.535 | ol | 184 | 0.00403 | MV
243-AL1/39-ST1A 20.0 | 11 | 0.1188 | 0.32 | 0.645 | ol | 243 | 0.00403 | MV
48-AL1/8-ST1A 110.0 | 8 | 0.5939 | 0.46 | 0.21 | ol | 48 | 0.00403 | HV
70-AL1/11-ST1A 110.0 | 8.4 | 0.4132 | 0.45 | 0.29 | ol | 70 | 0.00403 | HV
94-AL1/15-ST1A 110.0 | 8.65 | 0.306 | 0.44 | 0.35 | ol | 94 | 0.00403 | HV
122-AL1/20-ST1A 110.0 | 8.5 | 0.2376 | 0.43 | 0.41 | ol | 122 | 0.00403 | HV
149-AL1/24-ST1A 110.0 | 8.75 | 0.194 | 0.41 | 0.47 | ol | 149 | 0.00403 | HV
184-AL1/30-ST1A 110.0 | 8.8 | 0.1571 | 0.4 | 0.535 | ol | 184 | 0.00403 | HV
243-AL1/39-ST1A 110.0 | 9 | 0.1188 | 0.39 | 0.645 | ol | 243 | 0.00403 | HV
305-AL1/39-ST1A 110.0 | 9.2 | 0.0949 | 0.38 | 0.74 | ol | 305 | 0.00403 | HV
490-AL1/64-ST1A 110.0 | 9.75 | 0.059 | 0.37 | 0.96 | ol | 490 | 0.00403 | HV
679-AL1/86-ST1A 110.0 | 9.95 | 0.042 | 0.36 | 1.15 | ol | 679 | 0.00403 | HV
490-AL1/64-ST1A 220.0 | 10 | 0.059 | 0.285 | 0.96 | ol | 490 | 0.00403 | HV
679-AL1/86-ST1A 220.0 | 11.7 | 0.042 | 0.275 | 1.15 | ol | 679 | 0.00403 | HV
490-AL1/64-ST1A 380.0 | 11 | 0.059 | 0.253 | 0.96 | ol | 490 | 0.00403 | HV
679-AL1/86-ST1A 380.0 | 14.6 | 0.042 | 0.25 | 1.15 | ol | 679 | 0.00403 | HV

## trafo_std_types
| i0_percent | pfe_kw | vkr_percent | sn_mva | vn_lv_kv | vn_hv_kv | vk_percent | shift_degree | vector_group | tap_side | tap_neutral | tap_min | tap_max | tap_step_degree | tap_step_percent | tap_phase_shifter
160 MVA 380/110 kV | 0.06 | 60 | 0.25 | 160 | 110 | 380 | 12.2 | 0 | Yy0 | hv | 0 | -9 | 9 | 0 | 1.5 | FALSE
100 MVA 220/110 kV | 0.06 | 55 | 0.26 | 100 | 110 | 220 | 12 | 0 | Yy0 | hv | 0 | -9 | 9 | 0 | 1.5 | FALSE
63 MVA 110/20 kV | 0.04 | 22 | 0.32 | 63 | 20 | 110 | 18 | 150 | YNd5 | hv | 0 | -9 | 9 | 0 | 1.5 | FALSE
40 MVA 110/20 kV | 0.05 | 18 | 0.34 | 40 | 20 | 110 | 16.2 | 150 | YNd5 | hv | 0 | -9 | 9 | 0 | 1.5 | FALSE
25 MVA 110/20 kV | 0.07 | 14 | 0.41 | 25 | 20 | 110 | 12 | 150 | YNd5 | hv | 0 | -9 | 9 | 0 | 1.5 | FALSE
63 MVA 110/10 kV | 0.04 | 22 | 0.32 | 63 | 10 | 110 | 18 | 150 | YNd5 | hv | 0 | -9 | 9 | 0 | 1.5 | FALSE
40 MVA 110/10 kV | 0.05 | 18 | 0.34 | 40 | 10 | 110 | 16.2 | 150 | YNd5 | hv | 0 | -9 | 9 | 0 | 1.5 | FALSE
25 MVA 110/10 kV | 0.07 | 14 | 0.41 | 25 | 10 | 110 | 12 | 150 | YNd5 | hv | 0 | -9 | 9 | 0 | 1.5 | FALSE
0.25 MVA 20/0.4 kV | 0.32 | 0.8 | 1.44 | 0.25 | 0.4 | 20 | 6 | 150 | Yzn5 | hv | 0 | -2 | 2 | 0 | 2.5 | FALSE
0.4 MVA 20/0.4 kV | 0.3375 | 1.35 | 1.425 | 0.4 | 0.4 | 20 | 6 | 150 | Dyn5 | hv | 0 | -2 | 2 | 0 | 2.5 | FALSE
0.63 MVA 20/0.4 kV | 0.2619 | 1.65 | 1.206 | 0.63 | 0.4 | 20 | 6 | 150 | Dyn5 | hv | 0 | -2 | 2 | 0 | 2.5 | FALSE
0.25 MVA 10/0.4 kV | 0.24 | 0.6 | 1.2 | 0.25 | 0.4 | 10 | 4 | 150 | Dyn5 | hv | 0 | -2 | 2 | 0 | 2.5 | FALSE
0.4 MVA 10/0.4 kV | 0.2375 | 0.95 | 1.325 | 0.4 | 0.4 | 10 | 4 | 150 | Dyn5 | hv | 0 | -2 | 2 | 0 | 2.5 | FALSE
0.63 MVA 10/0.4 kV | 0.1873 | 1.18 | 1.0794 | 0.63 | 0.4 | 10 | 4 | 150 | Dyn5 | hv | 0 | -2 | 2 | 0 | 2.5 | FALSE

## trafo3w_std_types
| sn_hv_mva | sn_mv_mva | sn_lv_mva | vn_hv_kv | vn_mv_kv | vn_lv_kv | vk_hv_percent | vk_mv_percent | vk_lv_percent | vkr_hv_percent | vkr_mv_percent | vkr_lv_percent | pfe_kw | i0_percent | shift_mv_degree | shift_lv_degree | vector_group | tap_side | tap_neutral | tap_min | tap_max | tap_step_percent
63/25/38 MVA 110/20/10 kV | 63 | 25 | 38 | 110 | 20 | 10 | 10.4 | 10.4 | 10.4 | 0.28 | 0.32 | 0.35 | 35 | 0.89 | 0 | 0 | YN0yn0yn0 | hv | 0 | -10 | 10 | 1.2
63/25/38 MVA 110/10/10 kV | 63 | 25 | 38 | 110 | 10 | 10 | 10.4 | 10.4 | 10.4 | 0.28 | 0.32 | 0.35 | 35 | 0.89 | 0 | 0 | YN0yn0yn0 | hv | 0 | -10 | 10 | 1.2

## fuse_std_types
| fuse_type | i_rated_a | t_avg | t_min | t_total | x_avg | x_min | x_total
HV 100A | HV 100A | 100 | 0 | [10.0, 3.64, 0.854, 0.281, 0.1, 0.0531, 0.022, 0.01] | [10.0, 4.267, 1.21, 0.403, 0.1, 0.058, 0.022, 0.01] | 0 | [300.0, 350.0, 450.0, 550.0, 700.0, 850.0, 1200.0, 1752.0] | [600.0, 700.0, 900.0, 1150.0, 1665.0, 2000.0, 3000.0, 4313.0]
HV 10A | HV 10A | 10 | 0 | [10.0, 1675.0, 0.344, 0.156, 0.1, 0.0417, 0.0171, 0.01] | [10.0, 1.3, 0.3, 0.155, 0.1, 0.0555, 0.023, 0.01] | 0 | [30.0, 32.0, 35.0, 37.0, 39.0, 50.0, 70.0, 88.0] | [60.0, 70.0, 80.0, 87.0, 94.0, 110.0, 150.0, 216.0]
HV 125A | HV 125A | 125 | 0 | [10.0, 1.82, 0.344, 0.1, 0.0467, 0.0269, 0.01] | [10.0, 2.478, 0.426, 0.1, 0.0427, 0.0211, 0.01] | 0 | [375.0, 500.0, 700.0, 925.0, 1200.0, 1500.0, 2341.0] | [750.0, 1000.0, 1500.0, 2200.0, 3000.0, 4000.0, 5765.0]
HV 160A | HV 160A | 160 | 0 | [10.0, 4.15, 1.03, 0.198, 0.1, 0.051, 0.0172, 0.01] | [10.0, 2.3, 0.734, 0.274, 0.1, 0.046, 0.0177, 0.01] | 0 | [480.0, 550.0, 700.0, 1000.0, 1260.0, 1600.0, 2500.0, 3227.0] | [960.0, 1300.0, 1700.0, 2200.0, 2996.0, 4000.0, 6000.0, 7946.0]
HV 16A | HV 16A | 16 | 0 | [10.0, 0.352, 0.164, 0.1, 0.0649, 0.0342, 0.01] | [10.0, 2.34, 0.722, 0.181, 0.1, 0.055, 0.0296, 0.01] | 0 | [48.0, 60.0, 65.0, 71.0, 80.0, 100.0, 162.0] | [96.0, 110.0, 125.0, 150.0, 168.0, 200.0, 250.0, 398.0]
HV 200A | HV 200A | 200 | 0 | [10.0, 4.267, 1.21, 0.403, 0.1, 0.058, 0.022, 0.01] | [10.0, 3.73, 1.654, 0.328, 0.1, 0.0531, 0.019, 0.01] | 0 | [600.0, 700.0, 900.0, 1150.0, 1665.0, 2000.0, 3000.0, 4313.0] | [1200.0, 1500.0, 1800.0, 2700.0, 3960.0, 5000.0, 7500.0, 10620.0]
HV 20A | HV 20A | 20 | 0 | [10.0, 1.3, 0.3, 0.155, 0.1, 0.0555, 0.023, 0.01] | [10.0, 1.3, 0.161, 0.1, 0.0611, 0.0399, 0.0141, 0.01] | 0 | [60.0, 70.0, 80.0, 87.0, 94.0, 110.0, 150.0, 216.0] | [120.0, 150.0, 200.0, 223.0, 260.0, 300.0, 450.0, 532.0]
HV 25A | HV 25A | 25 | 0 | [10.0, 2.512, 0.833, 0.299, 0.1, 0.0372, 0.0223, 0.01] | [10.0, 3.125, 0.597, 0.198, 0.1, 0.0378, 0.022, 0.01] | 0 | [75.0, 82.0, 90.0, 100.0, 124.0, 170.0, 200.0, 289.0] | [150.0, 170.0, 210.0, 250.0, 294.0, 400.0, 500.0, 711.0]
HV 31.5A | HV 31.5A | 31.5 | 0 | [10.0, 2.34, 0.722, 0.181, 0.1, 0.055, 0.0296, 0.01] | [10.0, 2.84, 0.368, 0.164, 0.1, 0.0621, 0.0378, 0.0195, 0.01] | 0 | [95.0, 110.0, 125.0, 150.0, 165.0, 200.0, 250.0, 390.0] | [189.0, 220.0, 300.0, 350.0, 393.0, 450.0, 530.0, 700.0, 960.0]
HV 40A | HV 40A | 40 | 0 | [10.0, 1.3, 0.161, 0.1, 0.0611, 0.0399, 0.0141, 0.01] | [10.0, 2.05, 0.369, 0.198, 0.1, 0.051, 0.0298, 0.01] | 0 | [120.0, 150.0, 200.0, 223.0, 260.0, 300.0, 450.0, 532.0] | [240.0, 300.0, 400.0, 450.0, 530.0, 650.0, 800.0, 1311.0]
HV 50A | HV 50A | 50 | 0 | [10.0, 3.215, 0.597, 0.198, 0.1, 0.0378, 0.022, 0.01] | [10.0, 3.64, 0.854, 0.281, 0.1, 0.0531, 0.022, 0.01] | 0 | [150.0, 170.0, 210.0, 250.0, 294.0, 400.0, 500.0, 711.0] | [300.0, 350.0, 450.0, 550.0, 700.0, 850.0, 1200.0, 1752.0]
HV 6.3A | HV 6.3A | 6.3 | 0 | [10.0, 1.39, 0.344, 0.168, 0.1, 0.056, 0.0263, 0.01] | [10.0, 1.711, 0.516, 0.198, 0.1, 0.0634, 0.0303, 0.01] | 0 | [19.0, 19.5, 20.4, 20.8, 22.0, 25.0, 32.0, 48.0] | [38.0, 40.0, 43.0, 48.0, 53.0, 60.0, 75.0, 118.0]
HV 63A | HV 63A | 63 | 0 | [10.0, 2.84, 0.368, 0.164, 0.1, 0.0621, 0.0378, 0.0195, 0.01] | [10.0, 1.82, 0.344, 0.1, 0.0467, 0.0269, 0.01] | 0 | [189.0, 220.0, 300.0, 350.0, 393.0, 450.0, 530.0, 700.0, 961.0] | [378.0, 500.0, 700.0, 934.0, 1200.0, 1500.0, 2366.0]
HV 80A | HV 80A | 80 | 0 | [10.0, 2.05, 0.369, 0.198, 0.1, 0.051, 0.0298, 0.01] | [10.0, 4.15, 1.03, 0.198, 0.1, 0.051, 0.0172, 0.01] | 0 | [240.0, 300.0, 400.0, 450.0, 530.0, 650.0, 800.0, 1311.0] | [480.0, 550.0, 700.0, 1000.0, 1260.0, 1600.0, 2500.0, 3227.0]
Siemens NH-1-100 | Siemens NH-1-100 | 100 | [5400.0, 2000.0, 400.0, 20.0, 1.0, 0.2, 0.012, 0.004] | 0 | 0 | [150.0, 190.0, 250.0, 430.0, 900.0, 1250.0, 2700.0, 3600.0] | 0 | 0
Siemens NH-1-125 | Siemens NH-1-125 | 125 | [4800.0, 120.0, 7.0, 0.1, 0.004] | 0 | 0 | [180.0, 400.0, 740.0, 2000.0, 4250.0] | 0 | 0
Siemens NH-1-16 | Siemens NH-1-16 | 16 | [4000.0, 400.0, 2.0, 0.1, 0.04, 0.01] | 0 | 0 | [26.0, 35.0, 75.0, 150.0, 200.0, 300.0] | 0 | 0
Siemens NH-1-160 | Siemens NH-1-160 | 160 | [4800.0, 120.0, 7.0, 0.1, 0.004] | 0 | 0 | [210.0, 500.0, 900.0, 2300.0, 5000.0] | 0 | 0
Siemens NH-1-25 | Siemens NH-1-25 | 25 | [4000.0, 1000.0, 10.0, 0.2, 0.02, 0.01] | 0 | 0 | [40.0, 50.0, 100.0, 210.0, 400.0, 500.0] | 0 | 0
Siemens NH-1-50 | Siemens NH-1-50 | 50 | [4000.0, 40.0, 4.0, 1.0, 0.02, 0.01] | 0 | 0 | [86.0, 200.0, 300.0, 400.0, 1000.0, 1280.0] | 0 | 0
Siemens NH-1-63 | Siemens NH-1-63 | 63 | [4000.0, 100.0, 10.0, 2.0, 0.04, 0.01] | 0 | 0 | [100.0, 200.0, 300.0, 400.0, 1000.0, 1500.0] | 0 | 0
Siemens NH-1-80 | Siemens NH-1-80 | 80 | [4800.0, 120.0, 7.0, 0.1, 0.01] | 0 | 0 | [150.58, 250.0, 450.0, 1150.0, 2470.0] | 0 | 0
Siemens NH-2-1000 | Siemens NH-2-1000 | 1000 | [4800.0, 120.0, 7.0, 0.1, 0.004] | 0 | 0 | [1900.0, 3500.0, 8400.0, 24000.0, 52000.0] | 0 | 0
Siemens NH-2-200 | Siemens NH-2-200 | 200 | [4800.0, 120.0, 7.0, 0.1, 0.004] | 0 | 0 | [280.0, 650.0, 1200.0, 3000.0, 7000.0] | 0 | 0
Siemens NH-2-224 | Siemens NH-2-224 | 224 | [4800.0, 120.0, 7.0, 0.2, 0.04, 0.004] | 0 | 0 | [400.0, 750.0, 1453.0, 3025.0, 4315.0, 7600.0] | 0 | 0
Siemens NH-2-250 | Siemens NH-2-250 | 250 | [4800.0, 120.0, 7.0, 0.1, 0.004] | 0 | 0 | [450.0, 800.0, 1650.0, 4000.0, 8500.0] | 0 | 0
Siemens NH-2-315 | Siemens NH-2-315 | 315 | [4800.0, 120.0, 7.0, 0.1, 0.004] | 0 | 0 | [550.0, 920.0, 1900.0, 5000.0, 11000.0] | 0 | 0
Siemens NH-2-355 | Siemens NH-2-355 | 355 | [4800.0, 120.0, 6.0, 0.1, 0.004] | 0 | 0 | [650.0, 1116.27, 2350.0, 5840.0, 12790.0] | 0 | 0
Siemens NH-2-400 | Siemens NH-2-400 | 400 | [4800.0, 120.0, 7.0, 0.1, 0.004] | 0 | 0 | [720.0, 1350.0, 2800.0, 6500.0, 15000.0] | 0 | 0
Siemens NH-2-425 | Siemens NH-2-425 | 425 | [4800.0, 120.0, 7.0, 0.1, 0.004] | 0 | 0 | [850.0, 1500.0, 3050.0, 7500.0, 16500.0] | 0 | 0
Siemens NH-2-630 | Siemens NH-2-630 | 630 | [4800.0, 120.0, 7.0, 0.1, 0.004] | 0 | 0 | [1200.0, 2000.0, 4800.0, 12000.0, 26000.0] | 0 | 0

## dtypes
| element | column | dtype
0 | bus | name | object
1 | bus | vn_kv | float64
2 | bus | type | object
3 | bus | zone | object
4 | bus | in_service | bool
5 | load | name | object
6 | load | bus | uint32
7 | load | p_mw | float64
8 | load | q_mvar | float64
9 | load | const_z_percent | float64
10 | load | const_i_percent | float64
11 | load | sn_mva | float64
12 | load | scaling | float64
13 | load | in_service | bool
14 | load | type | object
15 | ext_grid | name | object
16 | ext_grid | bus | uint32
17 | ext_grid | vm_pu | float64
18 | ext_grid | va_degree | float64
19 | ext_grid | slack_weight | float64
20 | ext_grid | in_service | bool
21 | line | name | object
22 | line | std_type | object
23 | line | from_bus | uint32
24 | line | to_bus | uint32
25 | line | length_km | float64
26 | line | r_ohm_per_km | float64
27 | line | x_ohm_per_km | float64
28 | line | c_nf_per_km | float64
29 | line | g_us_per_km | float64
30 | line | max_i_ka | float64
31 | line | df | float64
32 | line | parallel | uint32
33 | line | type | object
34 | line | in_service | bool
35 | trafo | name | object
36 | trafo | std_type | object
37 | trafo | hv_bus | uint32
38 | trafo | lv_bus | uint32
39 | trafo | sn_mva | float64
40 | trafo | vn_hv_kv | float64
41 | trafo | vn_lv_kv | float64
42 | trafo | vk_percent | float64
43 | trafo | vkr_percent | float64
44 | trafo | pfe_kw | float64
45 | trafo | i0_percent | float64
46 | trafo | shift_degree | float64
47 | trafo | tap_side | object
48 | trafo | tap_neutral | int32
49 | trafo | tap_min | int32
50 | trafo | tap_max | int32
51 | trafo | tap_step_percent | float64
52 | trafo | tap_step_degree | float64
53 | trafo | tap_pos | int32
54 | trafo | tap_phase_shifter | bool
55 | trafo | parallel | uint32
56 | trafo | df | float64
57 | trafo | in_service | bool
58 | line_geodata | coords | object
59 | bus_geodata | x | float64
60 | bus_geodata | y | float64
61 | bus_geodata | coords | object

## parameters
| version | format_version | converged | OPF_converged | name | f_hz | sn_mva
0 | 2.14.6 | 2.14.0 | FALSE | FALSE |  | 50 | 1