## bus
| name | vn_kv | type | zone | in_service
0 | bus_LV_567-8_0_3_node_0 | 0.4 | n |  | TRUE
1 | bus_LV_567-8_0_3_node_1 | 0.4 | n |  | TRUE
2 | bus_LV_567-8_0_3_node_2 | 0.4 | n |  | TRUE
3 | bus_LV_567-8_0_3_node_3 | 0.4 | n |  | TRUE
4 | bus_LV_567-8_0_3_node_4 | 0.4 | n |  | TRUE
5 | bus_LV_567-8_0_3_node_5 | 0.4 | n |  | TRUE
6 | bus_LV_567-8_0_3_node_6 | 0.4 | n |  | TRUE
7 | bus_LV_567-8_0_3_node_7 | 0.4 | n |  | TRUE
8 | bus_LV_567-8_0_3_node_30 | 0.4 | n |  | TRUE
9 | bus_LV_567-8_0_3_node_8 | 0.4 | n |  | TRUE
10 | bus_LV_567-8_0_3_node_35 | 0.4 | n |  | TRUE
11 | bus_LV_567-8_0_3_node_33 | 0.4 | n |  | TRUE
12 | bus_LV_567-8_0_3_node_9 | 0.4 | n |  | TRUE
13 | bus_LV_567-8_0_3_node_114 | 0.4 | n |  | TRUE
14 | bus_LV_567-8_0_3_node_116 | 0.4 | n |  | TRUE
15 | bus_LV_567-8_0_3_node_117 | 0.4 | n |  | TRUE
16 | bus_LV_567-8_0_3_node_113 | 0.4 | n |  | TRUE
17 | bus_LV_567-8_0_3_node_118 | 0.4 | n |  | TRUE
18 | bus_LV_567-8_0_3_node_115 | 0.4 | n |  | TRUE
19 | bus_LV_567-8_0_3_node_10 | 0.4 | n |  | TRUE
20 | bus_LV_567-8_0_3_node_11 | 0.4 | n |  | TRUE
21 | bus_LV_567-8_0_3_node_12 | 0.4 | n |  | TRUE
22 | bus_LV_567-8_0_3_node_13 | 0.4 | n |  | TRUE
23 | bus_LV_567-8_0_3_node_14 | 0.4 | n |  | TRUE
24 | bus_LV_567-8_0_3_node_15 | 0.4 | n |  | TRUE
25 | bus_LV_567-8_0_3_node_16 | 0.4 | n |  | TRUE
26 | bus_LV_567-8_0_3_node_17 | 0.4 | n |  | TRUE
27 | bus_LV_567-8_0_3_node_43 | 0.4 | n |  | TRUE
28 | bus_LV_567-8_0_3_node_18 | 0.4 | n |  | TRUE
29 | bus_LV_567-8_0_3_node_42 | 0.4 | n |  | TRUE
30 | bus_LV_567-8_0_3_node_44 | 0.4 | n |  | TRUE
31 | bus_LV_567-8_0_3_node_45 | 0.4 | n |  | TRUE
32 | bus_LV_567-8_0_3_node_41 | 0.4 | n |  | TRUE
33 | bus_LV_567-8_0_3_node_46 | 0.4 | n |  | TRUE
34 | bus_LV_567-8_0_3_node_47 | 0.4 | n |  | TRUE
35 | bus_LV_567-8_0_3_node_19 | 0.4 | n |  | TRUE
36 | bus_LV_567-8_0_3_node_20 | 0.4 | n |  | TRUE
37 | bus_LV_567-8_0_3_node_32 | 0.4 | n |  | TRUE
38 | bus_LV_567-8_0_3_node_21 | 0.4 | n |  | TRUE
39 | bus_LV_567-8_0_3_node_31 | 0.4 | n |  | TRUE
40 | bus_LV_567-8_0_3_node_22 | 0.4 | n |  | TRUE
41 | bus_LV_567-8_0_3_node_23 | 0.4 | n |  | TRUE
42 | bus_LV_567-8_0_3_node_24 | 0.4 | n |  | TRUE
43 | bus_LV_567-8_0_3_node_25 | 0.4 | n |  | TRUE
44 | bus_LV_567-8_0_3_node_26 | 0.4 | n |  | TRUE
45 | bus_LV_567-8_0_3_node_27 | 0.4 | n |  | TRUE
46 | bus_LV_567-8_0_3_node_28 | 0.4 | n |  | TRUE
47 | bus_LV_567-8_0_3_node_29 | 0.4 | n |  | TRUE
48 | bus_LV_567-8_0_3_node_121 | 0.4 | n |  | TRUE
49 | bus_LV_567-8_0_3_node_120 | 0.4 | n |  | TRUE
50 | bus_LV_567-8_0_3_node_34 | 0.4 | n |  | TRUE
51 | bus_LV_567-8_0_3_node_36 | 0.4 | n |  | TRUE
52 | bus_LV_567-8_0_3_node_37 | 0.4 | n |  | TRUE
53 | bus_LV_567-8_0_3_node_38 | 0.4 | n |  | TRUE
54 | bus_LV_567-8_0_3_node_39 | 0.4 | n |  | TRUE
55 | bus_LV_567-8_0_3_node_40 | 0.4 | n |  | TRUE
56 | bus_LV_567-8_0_3_node_90 | 0.4 | n |  | TRUE
57 | bus_LV_567-8_0_3_node_88 | 0.4 | n |  | TRUE
58 | bus_LV_567-8_0_3_node_182 | 0.4 | n |  | TRUE
59 | bus_LV_567-8_0_3_node_184 | 0.4 | n |  | TRUE
60 | bus_LV_567-8_0_3_node_67 | 0.4 | n |  | TRUE
61 | bus_LV_567-8_0_3_node_104 | 0.4 | n |  | TRUE
62 | bus_LV_567-8_0_3_node_185 | 0.4 | n |  | TRUE
63 | bus_LV_567-8_0_3_node_64 | 0.4 | n |  | TRUE
64 | bus_LV_567-8_0_3_node_48 | 0.4 | n |  | TRUE
65 | bus_LV_567-8_0_3_node_49 | 0.4 | n |  | TRUE
66 | bus_LV_567-8_0_3_node_50 | 0.4 | n |  | TRUE
67 | bus_LV_567-8_0_3_node_52 | 0.4 | n |  | TRUE
68 | bus_LV_567-8_0_3_node_60 | 0.4 | n |  | TRUE
69 | bus_LV_567-8_0_3_node_56 | 0.4 | n |  | TRUE
70 | bus_LV_567-8_0_3_node_58 | 0.4 | n |  | TRUE
71 | bus_LV_567-8_0_3_node_54 | 0.4 | n |  | TRUE
72 | bus_LV_567-8_0_3_node_61 | 0.4 | n |  | TRUE
73 | bus_LV_567-8_0_3_node_65 | 0.4 | n |  | TRUE
74 | bus_LV_567-8_0_3_node_66 | 0.4 | n |  | TRUE
75 | bus_LV_567-8_0_3_node_68 | 0.4 | n |  | TRUE
76 | bus_LV_567-8_0_3_node_69 | 0.4 | n |  | TRUE
77 | bus_LV_567-8_0_3_node_179 | 0.4 | n |  | TRUE
78 | bus_LV_567-8_0_3_node_181 | 0.4 | n |  | TRUE
79 | bus_LV_567-8_0_3_node_180 | 0.4 | n |  | TRUE
80 | bus_LV_567-8_0_3_node_71 | 0.4 | n |  | TRUE
81 | bus_LV_567-8_0_3_node_72 | 0.4 | n |  | TRUE
82 | bus_LV_567-8_0_3_node_73 | 0.4 | n |  | TRUE
83 | bus_LV_567-8_0_3_node_74 | 0.4 | n |  | TRUE
84 | bus_LV_567-8_0_3_node_75 | 0.4 | n |  | TRUE
85 | bus_LV_567-8_0_3_node_76 | 0.4 | n |  | TRUE
86 | bus_LV_567-8_0_3_node_77 | 0.4 | n |  | TRUE
87 | bus_LV_567-8_0_3_node_78 | 0.4 | n |  | TRUE
88 | bus_LV_567-8_0_3_node_79 | 0.4 | n |  | TRUE
89 | bus_LV_567-8_0_3_node_80 | 0.4 | n |  | TRUE
90 | bus_LV_567-8_0_3_node_81 | 0.4 | n |  | TRUE
91 | bus_LV_567-8_0_3_node_86 | 0.4 | n |  | TRUE
92 | bus_LV_567-8_0_3_node_82 | 0.4 | n |  | TRUE
93 | bus_LV_567-8_0_3_node_100 | 0.4 | n |  | TRUE
94 | bus_LV_567-8_0_3_node_87 | 0.4 | n |  | TRUE
95 | bus_LV_567-8_0_3_node_83 | 0.4 | n |  | TRUE
96 | bus_LV_567-8_0_3_node_101 | 0.4 | n |  | TRUE
97 | bus_LV_567-8_0_3_node_102 | 0.4 | n |  | TRUE
98 | bus_LV_567-8_0_3_node_89 | 0.4 | n |  | TRUE
99 | bus_LV_567-8_0_3_node_84 | 0.4 | n |  | TRUE
100 | bus_LV_567-8_0_3_node_85 | 0.4 | n |  | TRUE
101 | bus_LV_567-8_0_3_node_92 | 0.4 | n |  | TRUE
102 | bus_LV_567-8_0_3_node_93 | 0.4 | n |  | TRUE
103 | bus_LV_567-8_0_3_node_94 | 0.4 | n |  | TRUE
104 | bus_LV_567-8_0_3_node_91 | 0.4 | n |  | TRUE
105 | bus_LV_567-8_0_3_node_95 | 0.4 | n |  | TRUE
106 | bus_LV_567-8_0_3_node_96 | 0.4 | n |  | TRUE
107 | bus_LV_567-8_0_3_node_97 | 0.4 | n |  | TRUE
108 | bus_LV_567-8_0_3_node_98 | 0.4 | n |  | TRUE
109 | bus_LV_567-8_0_3_node_99 | 0.4 | n |  | TRUE
110 | bus_LV_567-8_0_3_node_103 | 0.4 | n |  | TRUE
111 | bus_LV_567-8_0_3_node_183 | 0.4 | n |  | TRUE
112 | bus_LV_567-8_0_3_node_138 | 0.4 | n |  | TRUE
113 | bus_LV_567-8_0_3_node_198 | 0.4 | n |  | TRUE
114 | bus_LV_567-8_0_3_node_139 | 0.4 | n |  | TRUE
115 | bus_LV_567-8_0_3_node_137 | 0.4 | n |  | TRUE
116 | bus_LV_567-8_0_3_node_105 | 0.4 | n |  | TRUE
117 | bus_LV_567-8_0_3_node_106 | 0.4 | n |  | TRUE
118 | bus_LV_567-8_0_3_node_107 | 0.4 | n |  | TRUE
119 | bus_LV_567-8_0_3_node_108 | 0.4 | n |  | TRUE
120 | bus_LV_567-8_0_3_node_109 | 0.4 | n |  | TRUE
121 | bus_LV_567-8_0_3_node_110 | 0.4 | n |  | TRUE
122 | bus_LV_567-8_0_3_node_111 | 0.4 | n |  | TRUE
123 | bus_LV_567-8_0_3_node_112 | 0.4 | n |  | TRUE
124 | bus_LV_567-8_0_3_node_119 | 0.4 | n |  | TRUE
125 | bus_LV_567-8_0_3_node_129 | 0.4 | n |  | TRUE
126 | bus_LV_567-8_0_3_node_130 | 0.4 | n |  | TRUE
127 | bus_LV_567-8_0_3_node_132 | 0.4 | n |  | TRUE
128 | bus_LV_567-8_0_3_node_131 | 0.4 | n |  | TRUE
129 | bus_LV_567-8_0_3_node_133 | 0.4 | n |  | TRUE
130 | bus_LV_567-8_0_3_node_134 | 0.4 | n |  | TRUE
131 | bus_LV_567-8_0_3_node_141 | 0.4 | n |  | TRUE
132 | bus_LV_567-8_0_3_node_142 | 0.4 | n |  | TRUE
133 | bus_LV_567-8_0_3_node_143 | 0.4 | n |  | TRUE
134 | bus_LV_567-8_0_3_node_136 | 0.4 | n |  | TRUE
135 | bus_LV_567-8_0_3_node_135 | 0.4 | n |  | TRUE
136 | bus_LV_567-8_0_3_node_140 | 0.4 | n |  | TRUE
137 | bus_LV_567-8_0_3_node_145 | 0.4 | n |  | TRUE
138 | bus_LV_567-8_0_3_node_146 | 0.4 | n |  | TRUE
139 | bus_LV_567-8_0_3_node_144 | 0.4 | n |  | TRUE
140 | bus_LV_567-8_0_3_node_199 | 0.4 | n |  | TRUE
141 | bus_LV_567-8_0_3_node_186 | 0.4 | n |  | TRUE
142 | bus_LV_567-8_0_3_node_187 | 0.4 | n |  | TRUE
143 | bus_LV_567-8_0_3_node_188 | 0.4 | n |  | TRUE
144 | bus_LV_567-8_0_3_node_189 | 0.4 | n |  | TRUE
145 | bus_LV_567-8_0_3_node_190 | 0.4 | n |  | TRUE
146 | bus_LV_567-8_0_3_node_192 | 0.4 | n |  | TRUE
147 | bus_LV_567-8_0_3_node_193 | 0.4 | n |  | TRUE
148 | bus_LV_567-8_0_3_node_194 | 0.4 | n |  | TRUE
149 | bus_LV_567-8_0_3_node_196 | 0.4 | n |  | TRUE
150 | bus_LV_567-8_0_3_node_195 | 0.4 | n |  | TRUE
151 | bus_LV_567-8_0_3_node_197 | 0.4 | n |  | TRUE
152 | bus_MV_80_0_node_160 | 20 | n |  | TRUE

## load
| name | bus | p_mw | q_mvar | const_z_percent | const_i_percent | sn_mva | scaling | in_service | type
0 | LV_567-8_0_3_load_0 | 0 | 0.0014882 | 0.00037297 | 0 | 0 |  | 1 | TRUE | wye
1 | LV_567-8_0_3_load_1 | 1 | 0.0014906 | 0.00037359 | 0 | 0 |  | 1 | TRUE | wye
2 | LV_567-8_0_3_load_2 | 2 | 0.0018969 | 0.0004754 | 0 | 0 |  | 1 | TRUE | wye
3 | LV_567-8_0_3_load_3 | 3 | 0.0013157 | 0.00032974 | 0 | 0 |  | 1 | TRUE | wye
4 | LV_567-8_0_3_load_4 | 4 | 0.0024633 | 0.00061736 | 0 | 0 |  | 1 | TRUE | wye
5 | LV_567-8_0_3_load_5 | 5 | 0.00036881 | 9.2434e-05 | 0 | 0 |  | 1 | TRUE | wye
6 | LV_567-8_0_3_load_6 | 6 | 0.0010652 | 0.00026695 | 0 | 0 |  | 1 | TRUE | wye
7 | LV_567-8_0_3_load_7 | 7 | 0.00034252 | 8.5845e-05 | 0 | 0 |  | 1 | TRUE | wye
8 | LV_567-8_0_3_load_8 | 9 | 0.00024334 | 6.0987e-05 | 0 | 0 |  | 1 | TRUE | wye
9 | LV_567-8_0_3_load_35 | 10 | 0.001385 | 0.00034711 | 0 | 0 |  | 1 | TRUE | wye
10 | LV_567-8_0_3_load_9 | 12 | 0.00060636 | 0.00015197 | 0 | 0 |  | 1 | TRUE | wye
11 | LV_567-8_0_3_load_117 | 15 | 0.00037714 | 9.452e-05 | 0 | 0 |  | 1 | TRUE | wye
12 | LV_567-8_0_3_load_113 | 16 | 0.00013299 | 3.3331e-05 | 0 | 0 |  | 1 | TRUE | wye
13 | LV_567-8_0_3_load_118 | 17 | 0.0055428 | 0.0013892 | 0 | 0 |  | 1 | TRUE | wye
14 | LV_567-8_0_3_load_115 | 18 | 0.0026575 | 0.00066604 | 0 | 0 |  | 1 | TRUE | wye
15 | LV_567-8_0_3_load_10 | 19 | 0.0010961 | 0.0002747 | 0 | 0 |  | 1 | TRUE | wye
16 | LV_567-8_0_3_load_11 | 20 | 0.0021812 | 0.00054667 | 0 | 0 |  | 1 | TRUE | wye
17 | LV_567-8_0_3_load_12 | 21 | 0.00097618 | 0.00024465 | 0 | 0 |  | 1 | TRUE | wye
18 | LV_567-8_0_3_load_13 | 22 | 0.0018868 | 0.00047288 | 0 | 0 |  | 1 | TRUE | wye
19 | LV_567-8_0_3_load_14 | 23 | 0.0010051 | 0.00025191 | 0 | 0 |  | 1 | TRUE | wye
20 | LV_567-8_0_3_load_15 | 24 | 0.00029486 | 7.3899e-05 | 0 | 0 |  | 1 | TRUE | wye
21 | LV_567-8_0_3_load_17 | 26 | 0.0003022 | 7.5739e-05 | 0 | 0 |  | 1 | TRUE | wye
22 | LV_567-8_0_3_load_18 | 28 | 0.0015761 | 0.00039501 | 0 | 0 |  | 1 | TRUE | wye
23 | LV_567-8_0_3_load_44 | 30 | 0.00029052 | 7.281e-05 | 0 | 0 |  | 1 | TRUE | wye
24 | LV_567-8_0_3_load_45 | 31 | 0.0010991 | 0.00027545 | 0 | 0 |  | 1 | TRUE | wye
25 | LV_567-8_0_3_load_46 | 33 | 0.00043111 | 0.00010805 | 0 | 0 |  | 1 | TRUE | wye
26 | LV_567-8_0_3_load_47 | 34 | 0.00043502 | 0.00010903 | 0 | 0 |  | 1 | TRUE | wye
27 | LV_567-8_0_3_load_20 | 36 | 0.0026657 | 0.00066809 | 0 | 0 |  | 1 | TRUE | wye
28 | LV_567-8_0_3_load_32 | 37 | 0.0060779 | 0.0015233 | 0 | 0 |  | 1 | TRUE | wye
29 | LV_567-8_0_3_load_21 | 38 | 0.00090106 | 0.00022583 | 0 | 0 |  | 1 | TRUE | wye
30 | LV_567-8_0_3_load_31 | 39 | 0.0050885 | 0.0012753 | 0 | 0 |  | 1 | TRUE | wye
31 | LV_567-8_0_3_load_22 | 40 | 0.0032973 | 0.00082639 | 0 | 0 |  | 1 | TRUE | wye
32 | LV_567-8_0_3_load_23 | 41 | 0.001907 | 0.00047793 | 0 | 0 |  | 1 | TRUE | wye
33 | LV_567-8_0_3_load_25 | 43 | 0.0037632 | 0.00094315 | 0 | 0 |  | 1 | TRUE | wye
34 | LV_567-8_0_3_load_26 | 44 | 0.0010673 | 0.00026749 | 0 | 0 |  | 1 | TRUE | wye
35 | LV_567-8_0_3_load_27 | 45 | 0.0031369 | 0.00078619 | 0 | 0 |  | 1 | TRUE | wye
36 | LV_567-8_0_3_load_28 | 46 | 0.0027544 | 0.00069031 | 0 | 0 |  | 1 | TRUE | wye
37 | LV_567-8_0_3_load_29 | 47 | 0.0037148 | 0.00093103 | 0 | 0 |  | 1 | TRUE | wye
38 | LV_567-8_0_3_load_121 | 48 | 0.00087875 | 0.00022023 | 0 | 0 |  | 1 | TRUE | wye
39 | LV_567-8_0_3_load_120 | 49 | 0.0025001 | 0.00062659 | 0 | 0 |  | 1 | TRUE | wye
40 | LV_567-8_0_3_load_36 | 51 | 0.0042555 | 0.0010665 | 0 | 0 |  | 1 | TRUE | wye
41 | LV_567-8_0_3_load_37 | 52 | 0.00052684 | 0.00013204 | 0 | 0 |  | 1 | TRUE | wye
42 | LV_567-8_0_3_load_38 | 53 | 0.0028215 | 0.00070712 | 0 | 0 |  | 1 | TRUE | wye
43 | LV_567-8_0_3_load_39 | 54 | 0.0012683 | 0.00031786 | 0 | 0 |  | 1 | TRUE | wye
44 | LV_567-8_0_3_load_40 | 55 | 0.0014019 | 0.00035136 | 0 | 0 |  | 1 | TRUE | wye
45 | LV_567-8_0_3_load_90 | 56 | 0.0019793 | 0.00049605 | 0 | 0 |  | 1 | TRUE | wye
46 | LV_567-8_0_3_load_88 | 57 | 0.0022121 | 0.0005544 | 0 | 0 |  | 1 | TRUE | wye
47 | LV_567-8_0_3_load_182 | 58 | 0.00098116 | 0.0002459 | 0 | 0 |  | 1 | TRUE | wye
48 | LV_567-8_0_3_load_67 | 60 | 0.0012388 | 0.00031048 | 0 | 0 |  | 1 | TRUE | wye
49 | LV_567-8_0_3_load_104 | 61 | 0.0027427 | 0.00068738 | 0 | 0 |  | 1 | TRUE | wye
50 | LV_567-8_0_3_load_185 | 62 | 0.00063346 | 0.00015876 | 0 | 0 |  | 1 | TRUE | wye
51 | LV_567-8_0_3_load_64 | 63 | 0.00035721 | 8.9525e-05 | 0 | 0 |  | 1 | TRUE | wye
52 | LV_567-8_0_3_load_48 | 64 | 0.00075643 | 0.00018958 | 0 | 0 |  | 1 | TRUE | wye
53 | LV_567-8_0_3_load_50 | 66 | 0.0019163 | 0.00048026 | 0 | 0 |  | 1 | TRUE | wye
54 | LV_567-8_0_3_load_60 | 68 | 0.0003055 | 7.6565e-05 | 0 | 0 |  | 1 | TRUE | wye
55 | LV_567-8_0_3_load_58 | 70 | 0.0028189 | 0.00070648 | 0 | 0 |  | 1 | TRUE | wye
56 | LV_567-8_0_3_load_54 | 71 | 0.0024604 | 0.00061664 | 0 | 0 |  | 1 | TRUE | wye
57 | LV_567-8_0_3_load_65 | 73 | 0.0016777 | 0.00042047 | 0 | 0 |  | 1 | TRUE | wye
58 | LV_567-8_0_3_load_66 | 74 | 0.0011539 | 0.0002892 | 0 | 0 |  | 1 | TRUE | wye
59 | LV_567-8_0_3_load_68 | 75 | 0.0017888 | 0.0004483 | 0 | 0 |  | 1 | TRUE | wye
60 | LV_567-8_0_3_load_179 | 77 | 0.00059163 | 0.00014828 | 0 | 0 |  | 1 | TRUE | wye
61 | LV_567-8_0_3_load_181 | 78 | 0.003067 | 0.00076865 | 0 | 0 |  | 1 | TRUE | wye
62 | LV_567-8_0_3_load_180 | 79 | 0.00094874 | 0.00023778 | 0 | 0 |  | 1 | TRUE | wye
63 | LV_567-8_0_3_load_71 | 80 | 0.0011044 | 0.00027679 | 0 | 0 |  | 1 | TRUE | wye
64 | LV_567-8_0_3_load_74 | 83 | 0.0010494 | 0.00026301 | 0 | 0 |  | 1 | TRUE | wye
65 | LV_567-8_0_3_load_75 | 84 | 0.0016196 | 0.00040592 | 0 | 0 |  | 1 | TRUE | wye
66 | LV_567-8_0_3_load_77 | 86 | 0.00082218 | 0.00020606 | 0 | 0 |  | 1 | TRUE | wye
67 | LV_567-8_0_3_load_79 | 88 | 0.0023372 | 0.00058575 | 0 | 0 |  | 1 | TRUE | wye
68 | LV_567-8_0_3_load_80 | 89 | 0.0017469 | 0.00043781 | 0 | 0 |  | 1 | TRUE | wye
69 | LV_567-8_0_3_load_81 | 90 | 0.0028537 | 0.0007152 | 0 | 0 |  | 1 | TRUE | wye
70 | LV_567-8_0_3_load_86 | 91 | 0.0010836 | 0.00027158 | 0 | 0 |  | 1 | TRUE | wye
71 | LV_567-8_0_3_load_82 | 92 | 0.0017296 | 0.00043347 | 0 | 0 |  | 1 | TRUE | wye
72 | LV_567-8_0_3_load_83 | 95 | 0.0010099 | 0.0002531 | 0 | 0 |  | 1 | TRUE | wye
73 | LV_567-8_0_3_load_102 | 97 | 0.0018719 | 0.00046915 | 0 | 0 |  | 1 | TRUE | wye
74 | LV_567-8_0_3_load_89 | 98 | 0.0030143 | 0.00075546 | 0 | 0 |  | 1 | TRUE | wye
75 | LV_567-8_0_3_load_84 | 99 | 0.00075511 | 0.00018925 | 0 | 0 |  | 1 | TRUE | wye
76 | LV_567-8_0_3_load_85 | 100 | 0.0013195 | 0.00033069 | 0 | 0 |  | 1 | TRUE | wye
77 | LV_567-8_0_3_load_93 | 102 | 0.00050611 | 0.00012684 | 0 | 0 |  | 1 | TRUE | wye
78 | LV_567-8_0_3_load_94 | 103 | 0.00064501 | 0.00016165 | 0 | 0 |  | 1 | TRUE | wye
79 | LV_567-8_0_3_load_91 | 104 | 0.0012784 | 0.00032039 | 0 | 0 |  | 1 | TRUE | wye
80 | LV_567-8_0_3_load_96 | 106 | 0.0013219 | 0.0003313 | 0 | 0 |  | 1 | TRUE | wye
81 | LV_567-8_0_3_load_97 | 107 | 0.0012686 | 0.00031795 | 0 | 0 |  | 1 | TRUE | wye
82 | LV_567-8_0_3_load_98 | 108 | 0.0020661 | 0.00051781 | 0 | 0 |  | 1 | TRUE | wye
83 | LV_567-8_0_3_load_99 | 109 | 0.00073071 | 0.00018313 | 0 | 0 |  | 1 | TRUE | wye
84 | LV_567-8_0_3_load_183 | 111 | 0.0010707 | 0.00026834 | 0 | 0 |  | 1 | TRUE | wye
85 | LV_567-8_0_3_load_198 | 113 | 0.0015842 | 0.00039703 | 0 | 0 |  | 1 | TRUE | wye
86 | LV_567-8_0_3_load_139 | 114 | 0.0016008 | 0.00040119 | 0 | 0 |  | 1 | TRUE | wye
87 | LV_567-8_0_3_load_137 | 115 | 0.00039608 | 9.9267e-05 | 0 | 0 |  | 1 | TRUE | wye
88 | LV_567-8_0_3_load_105 | 116 | 0.00012605 | 3.159e-05 | 0 | 0 |  | 1 | TRUE | wye
89 | LV_567-8_0_3_load_107 | 118 | 0.00031068 | 7.7864e-05 | 0 | 0 |  | 1 | TRUE | wye
90 | LV_567-8_0_3_load_108 | 119 | 0.00072909 | 0.00018273 | 0 | 0 |  | 1 | TRUE | wye
91 | LV_567-8_0_3_load_110 | 121 | 0.00056773 | 0.00014229 | 0 | 0 |  | 1 | TRUE | wye
92 | LV_567-8_0_3_load_112 | 123 | 0.00054636 | 0.00013693 | 0 | 0 |  | 1 | TRUE | wye
93 | LV_567-8_0_3_load_119 | 124 | 0.0016772 | 0.00042034 | 0 | 0 |  | 1 | TRUE | wye
94 | LV_567-8_0_3_load_129 | 125 | 0.00034851 | 8.7345e-05 | 0 | 0 |  | 1 | TRUE | wye
95 | LV_567-8_0_3_load_131 | 128 | 0.00064886 | 0.00016262 | 0 | 0 |  | 1 | TRUE | wye
96 | LV_567-8_0_3_load_134 | 130 | 0.00027883 | 6.9881e-05 | 0 | 0 |  | 1 | TRUE | wye
97 | LV_567-8_0_3_load_141 | 131 | 0.00065983 | 0.00016537 | 0 | 0 |  | 1 | TRUE | wye
98 | LV_567-8_0_3_load_142 | 132 | 0.00070648 | 0.00017706 | 0 | 0 |  | 1 | TRUE | wye
99 | LV_567-8_0_3_load_143 | 133 | 0.00021339 | 5.3481e-05 | 0 | 0 |  | 1 | TRUE | wye
100 | LV_567-8_0_3_load_136 | 134 | 0.00026553 | 6.6549e-05 | 0 | 0 |  | 1 | TRUE | wye
101 | LV_567-8_0_3_load_145 | 137 | 0.00072896 | 0.00018269 | 0 | 0 |  | 1 | TRUE | wye
102 | LV_567-8_0_3_load_146 | 138 | 0.0001952 | 4.8922e-05 | 0 | 0 |  | 1 | TRUE | wye
103 | LV_567-8_0_3_load_144 | 139 | 0.00020755 | 5.2018e-05 | 0 | 0 |  | 1 | TRUE | wye
104 | LV_567-8_0_3_load_199 | 140 | 0.00073892 | 0.00018519 | 0 | 0 |  | 1 | TRUE | wye
105 | LV_567-8_0_3_load_186 | 141 | 0.00012589 | 3.1551e-05 | 0 | 0 |  | 1 | TRUE | wye
106 | LV_567-8_0_3_load_188 | 143 | 0.00012994 | 3.2566e-05 | 0 | 0 |  | 1 | TRUE | wye
107 | LV_567-8_0_3_load_190 | 145 | 0.00024359 | 6.1048e-05 | 0 | 0 |  | 1 | TRUE | wye
108 | LV_567-8_0_3_load_192 | 146 | 0.00031588 | 7.9166e-05 | 0 | 0 |  | 1 | TRUE | wye
109 | LV_567-8_0_3_load_193 | 147 | 0.00013678 | 3.4281e-05 | 0 | 0 |  | 1 | TRUE | wye
110 | LV_567-8_0_3_load_194 | 148 | 0.00020515 | 5.1415e-05 | 0 | 0 |  | 1 | TRUE | wye
111 | LV_567-8_0_3_load_196 | 149 | 0.00015537 | 3.8939e-05 | 0 | 0 |  | 1 | TRUE | wye
112 | LV_567-8_0_3_load_195 | 150 | 0.00021561 | 5.4037e-05 | 0 | 0 |  | 1 | TRUE | wye
113 | LV_567-8_0_3_load_197 | 151 | 9.6346e-05 | 2.4147e-05 | 0 | 0 |  | 1 | TRUE | wye

## ext_grid
| name | bus | vm_pu | va_degree | slack_weight | in_service
0 |  | 36 | 1 | 0 | 1 | TRUE

## line
| name | std_type | from_bus | to_bus | length_km | r_ohm_per_km | x_ohm_per_km | c_nf_per_km | g_us_per_km | max_i_ka | df | parallel | type | in_service
0 | LV_567-8_0_3_line_0 | NAYY 4x150 SE | 0 | 1 | 0.013258 | 0.208 | 0.08 | 261 | 0 | 0.27 | 1 | 1 | cs | TRUE
1 | LV_567-8_0_3_line_1 | NAYY 4x150 SE | 0 | 2 | 0.002662 | 0.208 | 0.08 | 261 | 0 | 0.27 | 1 | 1 | cs | TRUE
2 | LV_567-8_0_3_line_2 | NAYY 4x150 SE | 1 | 3 | 0.052723 | 0.208 | 0.08 | 261 | 0 | 0.27 | 1 | 1 | cs | TRUE
3 | LV_567-8_0_3_line_3 | NAYY 4x150 SE | 2 | 4 | 0.002774 | 0.208 | 0.08 | 261 | 0 | 0.27 | 1 | 1 | cs | TRUE
4 | LV_567-8_0_3_line_4 | NAYY 4x150 SE | 3 | 5 | 0.0037076 | 0.208 | 0.08 | 261 | 0 | 0.27 | 1 | 1 | cs | TRUE
5 | LV_567-8_0_3_line_5 | NAYY 4x150 SE | 4 | 6 | 0.0097223 | 0.208 | 0.08 | 261 | 0 | 0.27 | 1 | 1 | cs | TRUE
6 | LV_567-8_0_3_line_6 | NAYY 4x150 SE | 5 | 7 | 0.015252 | 0.208 | 0.08 | 261 | 0 | 0.27 | 1 | 1 | cs | TRUE
7 | LV_567-8_0_3_line_7 | NAYY 4x150 SE | 6 | 8 | 0.031298 | 0.208 | 0.08 | 261 | 0 | 0.27 | 1 | 1 | cs | TRUE
8 | LV_567-8_0_3_line_8 | NAYY 4x150 SE | 7 | 9 | 0.021525 | 0.208 | 0.08 | 261 | 0 | 0.27 | 1 | 1 | cs | TRUE
9 | LV_567-8_0_3_line_9 | NAYY 4x150 SE | 8 | 10 | 0.0087832 | 0.208 | 0.08 | 261 | 0 | 0.27 | 1 | 1 | cs | TRUE
10 | LV_567-8_0_3_line_10 | NAYY 4x150 SE | 8 | 11 | 0.010777 | 0.208 | 0.08 | 261 | 0 | 0.27 | 1 | 1 | cs | TRUE
11 | LV_567-8_0_3_line_11 | NAYY 4x150 SE | 9 | 12 | 0.035483 | 0.208 | 0.08 | 261 | 0 | 0.27 | 1 | 1 | cs | TRUE
12 | LV_567-8_0_3_line_12 | NAYY 4x150 SE | 10 | 47 | 0.0080842 | 0.208 | 0.08 | 261 | 0 | 0.27 | 1 | 1 | cs | TRUE
13 | LV_567-8_0_3_line_13 | NAYY 4x150 SE | 11 | 39 | 0.0296 | 0.208 | 0.08 | 261 | 0 | 0.27 | 1 | 2 | cs | TRUE
14 | LV_567-8_0_3_line_14 | NAYY 4x150 SE | 11 | 50 | 0.008663 | 0.208 | 0.08 | 261 | 0 | 0.27 | 1 | 2 | cs | TRUE
15 | LV_567-8_0_3_line_15 | NAYY 4x150 SE | 13 | 14 | 0.026425 | 0.208 | 0.08 | 261 | 0 | 0.27 | 1 | 1 | cs | TRUE
16 | LV_567-8_0_3_line_16 | NAYY 4x150 SE | 13 | 15 | 0.099001 | 0.208 | 0.08 | 261 | 0 | 0.27 | 1 | 1 | cs | TRUE
17 | LV_567-8_0_3_line_17 | NAYY 4x150 SE | 13 | 16 | 0.053445 | 0.208 | 0.08 | 261 | 0 | 0.27 | 1 | 1 | cs | TRUE
18 | LV_567-8_0_3_line_18 | NAYY 4x150 SE | 14 | 17 | 0.080587 | 0.208 | 0.08 | 261 | 0 | 0.27 | 1 | 1 | cs | TRUE
19 | LV_567-8_0_3_line_19 | NAYY 4x150 SE | 16 | 18 | 0.0025513 | 0.208 | 0.08 | 261 | 0 | 0.27 | 1 | 1 | cs | TRUE
20 | LV_567-8_0_3_line_20 | NAYY 4x150 SE | 17 | 109 | 0.17644 | 0.208 | 0.08 | 261 | 0 | 0.27 | 1 | 1 | cs | TRUE
21 | LV_567-8_0_3_line_21 | NAYY 4x150 SE | 19 | 20 | 0.0080484 | 0.208 | 0.08 | 261 | 0 | 0.27 | 1 | 1 | cs | TRUE
22 | LV_567-8_0_3_line_22 | NAYY 4x150 SE | 19 | 21 | 0.0002051 | 0.208 | 0.08 | 261 | 0 | 0.27 | 1 | 1 | cs | TRUE
23 | LV_567-8_0_3_line_23 | NAYY 4x150 SE | 20 | 22 | 0.013484 | 0.208 | 0.08 | 261 | 0 | 0.27 | 1 | 1 | cs | TRUE
24 | LV_567-8_0_3_line_24 | NAYY 4x150 SE | 21 | 23 | 0.018715 | 0.208 | 0.08 | 261 | 0 | 0.27 | 1 | 1 | cs | TRUE
25 | LV_567-8_0_3_line_25 | NAYY 4x150 SE | 22 | 24 | 0.012245 | 0.208 | 0.08 | 261 | 0 | 0.27 | 1 | 1 | cs | TRUE
26 | LV_567-8_0_3_line_26 | NAYY 4x150 SE | 23 | 25 | 0.11654 | 0.208 | 0.08 | 261 | 0 | 0.27 | 1 | 1 | cs | TRUE
27 | LV_567-8_0_3_line_27 | NAYY 4x150 SE | 24 | 26 | 0.0025784 | 0.208 | 0.08 | 261 | 0 | 0.27 | 1 | 1 | cs | TRUE
28 | LV_567-8_0_3_line_28 | NAYY 4x150 SE | 25 | 27 | 0.006731 | 0.208 | 0.08 | 261 | 0 | 0.27 | 1 | 1 | cs | TRUE
29 | LV_567-8_0_3_line_29 | NAYY 4x150 SE | 26 | 28 | 0.00057404 | 0.208 | 0.08 | 261 | 0 | 0.27 | 1 | 1 | cs | TRUE
30 | LV_567-8_0_3_line_30 | NAYY 4x150 SE | 27 | 33 | 0.11315 | 0.208 | 0.08 | 261 | 0 | 0.27 | 1 | 1 | cs | TRUE
31 | LV_567-8_0_3_line_31 | NAYY 4x150 SE | 27 | 34 | 0.017243 | 0.208 | 0.08 | 261 | 0 | 0.27 | 1 | 1 | cs | TRUE
32 | LV_567-8_0_3_line_32 | NAYY 4x150 SE | 28 | 35 | 0.086267 | 0.208 | 0.08 | 261 | 0 | 0.27 | 1 | 1 | cs | TRUE
33 | LV_567-8_0_3_line_33 | NAYY 4x150 SE | 29 | 30 | 0.011648 | 0.208 | 0.08 | 261 | 0 | 0.27 | 1 | 1 | cs | TRUE
34 | LV_567-8_0_3_line_34 | NAYY 4x150 SE | 29 | 31 | 0.026007 | 0.208 | 0.08 | 261 | 0 | 0.27 | 1 | 1 | cs | TRUE
35 | LV_567-8_0_3_line_35 | NAYY 4x150 SE | 29 | 32 | 0.014886 | 0.208 | 0.08 | 261 | 0 | 0.27 | 1 | 1 | cs | TRUE
36 | LV_567-8_0_3_line_36 | NAYY 4x150 SE | 30 | 58 | 0.054403 | 0.208 | 0.08 | 261 | 0 | 0.27 | 1 | 1 | cs | TRUE
37 | LV_567-8_0_3_line_37 | NAYY 4x150 SE | 32 | 38 | 0.046068 | 0.208 | 0.08 | 261 | 0 | 0.27 | 1 | 1 | cs | TRUE
38 | LV_567-8_0_3_line_38 | NAYY 4x150 SE | 33 | 59 | 0.11736 | 0.208 | 0.08 | 261 | 0 | 0.27 | 1 | 1 | cs | TRUE
39 | LV_567-8_0_3_line_39 | NAYY 4x150 SE | 34 | 60 | 0.010381 | 0.208 | 0.08 | 261 | 0 | 0.27 | 1 | 1 | cs | TRUE
40 | LV_567-8_0_3_line_40 | NAYY 4x150 SE | 35 | 36 | 0.04983 | 0.208 | 0.08 | 261 | 0 | 0.27 | 1 | 1 | cs | TRUE
41 | LV_567-8_0_3_line_41 | NAYY 4x150 SE | 36 | 37 | 0.020271 | 0.208 | 0.08 | 261 | 0 | 0.27 | 1 | 2 | cs | TRUE
42 | LV_567-8_0_3_line_42 | NAYY 4x150 SE | 37 | 39 | 0.025747 | 0.208 | 0.08 | 261 | 0 | 0.27 | 1 | 2 | cs | TRUE
43 | LV_567-8_0_3_line_43 | NAYY 4x150 SE | 40 | 41 | 0.076629 | 0.208 | 0.08 | 261 | 0 | 0.27 | 1 | 1 | cs | TRUE
44 | LV_567-8_0_3_line_44 | NAYY 4x150 SE | 40 | 42 | 0.027309 | 0.208 | 0.08 | 261 | 0 | 0.27 | 1 | 1 | cs | TRUE
45 | LV_567-8_0_3_line_45 | NAYY 4x150 SE | 41 | 43 | 0.069521 | 0.208 | 0.08 | 261 | 0 | 0.27 | 1 | 1 | cs | TRUE
46 | LV_567-8_0_3_line_46 | NAYY 4x150 SE | 42 | 44 | 0.018148 | 0.208 | 0.08 | 261 | 0 | 0.27 | 1 | 1 | cs | TRUE
47 | LV_567-8_0_3_line_47 | NAYY 4x150 SE | 42 | 45 | 0.03348 | 0.208 | 0.08 | 261 | 0 | 0.27 | 1 | 1 | cs | TRUE
48 | LV_567-8_0_3_line_48 | NAYY 4x150 SE | 43 | 46 | 0.044064 | 0.208 | 0.08 | 261 | 0 | 0.27 | 1 | 1 | cs | TRUE
49 | LV_567-8_0_3_line_49 | NAYY 4x150 SE | 44 | 47 | 0.0068328 | 0.208 | 0.08 | 261 | 0 | 0.27 | 1 | 1 | cs | TRUE
50 | LV_567-8_0_3_line_50 | NAYY 4x150 SE | 46 | 48 | 0.039655 | 0.208 | 0.08 | 261 | 0 | 0.27 | 1 | 1 | cs | TRUE
51 | LV_567-8_0_3_line_51 | NAYY 4x150 SE | 48 | 49 | 0.033521 | 0.208 | 0.08 | 261 | 0 | 0.27 | 1 | 1 | cs | TRUE
52 | LV_567-8_0_3_line_52 | NAYY 4x150 SE | 49 | 122 | 0.01484 | 0.208 | 0.08 | 261 | 0 | 0.27 | 1 | 1 | cs | TRUE
53 | LV_567-8_0_3_line_53 | NAYY 4x150 SE | 50 | 51 | 0.020106 | 0.208 | 0.08 | 261 | 0 | 0.27 | 1 | 2 | cs | TRUE
54 | LV_567-8_0_3_line_54 | NAYY 4x150 SE | 51 | 52 | 0.033832 | 0.208 | 0.08 | 261 | 0 | 0.27 | 1 | 2 | cs | TRUE
55 | LV_567-8_0_3_line_55 | NAYY 4x150 SE | 52 | 53 | 0.006757 | 0.208 | 0.08 | 261 | 0 | 0.27 | 1 | 2 | cs | TRUE
56 | LV_567-8_0_3_line_56 | NAYY 4x150 SE | 53 | 54 | 0.011712 | 0.208 | 0.08 | 261 | 0 | 0.27 | 1 | 2 | cs | TRUE
57 | LV_567-8_0_3_line_57 | NAYY 4x150 SE | 54 | 55 | 0.03532 | 0.208 | 0.08 | 261 | 0 | 0.27 | 1 | 2 | cs | TRUE
58 | LV_567-8_0_3_line_58 | NAYY 4x150 SE | 55 | 56 | 0.023143 | 0.208 | 0.08 | 261 | 0 | 0.27 | 1 | 2 | cs | TRUE
59 | LV_567-8_0_3_line_59 | NAYY 4x150 SE | 56 | 57 | 0.01092 | 0.208 | 0.08 | 261 | 0 | 0.27 | 1 | 2 | cs | TRUE
60 | LV_567-8_0_3_line_60 | NAYY 4x150 SE | 57 | 94 | 0.020305 | 0.208 | 0.08 | 261 | 0 | 0.27 | 1 | 2 | cs | TRUE
61 | LV_567-8_0_3_line_61 | NAYY 4x150 SE | 58 | 61 | 0.023214 | 0.208 | 0.08 | 261 | 0 | 0.27 | 1 | 1 | cs | TRUE
62 | LV_567-8_0_3_line_62 | NAYY 4x150 SE | 59 | 62 | 0.013828 | 0.208 | 0.08 | 261 | 0 | 0.27 | 1 | 1 | cs | TRUE
63 | LV_567-8_0_3_line_63 | NAYY 4x150 SE | 60 | 63 | 0.087769 | 0.208 | 0.08 | 261 | 0 | 0.27 | 1 | 1 | cs | TRUE
64 | LV_567-8_0_3_line_64 | NAYY 4x150 SE | 61 | 96 | 0.07572 | 0.208 | 0.08 | 261 | 0 | 0.27 | 1 | 1 | cs | TRUE
65 | LV_567-8_0_3_line_65 | NAYY 4x150 SE | 62 | 141 | 0.026684 | 0.208 | 0.08 | 261 | 0 | 0.27 | 1 | 1 | cs | TRUE
66 | LV_567-8_0_3_line_66 | NAYY 4x150 SE | 63 | 72 | 0.16773 | 0.208 | 0.08 | 261 | 0 | 0.27 | 1 | 1 | cs | TRUE
67 | LV_567-8_0_3_line_67 | NAYY 4x150 SE | 64 | 65 | 0.017069 | 0.208 | 0.08 | 261 | 0 | 0.27 | 1 | 1 | cs | TRUE
68 | LV_567-8_0_3_line_68 | NAYY 4x150 SE | 65 | 66 | 0.11222 | 0.208 | 0.08 | 261 | 0 | 0.27 | 1 | 1 | cs | TRUE
69 | LV_567-8_0_3_line_69 | NAYY 4x150 SE | 66 | 67 | 0.020527 | 0.208 | 0.08 | 261 | 0 | 0.27 | 1 | 1 | cs | TRUE
70 | LV_567-8_0_3_line_70 | NAYY 4x150 SE | 67 | 68 | 0.098861 | 0.208 | 0.08 | 261 | 0 | 0.27 | 1 | 1 | cs | TRUE
71 | LV_567-8_0_3_line_71 | NAYY 4x150 SE | 67 | 69 | 0.032018 | 0.208 | 0.08 | 261 | 0 | 0.27 | 1 | 1 | cs | TRUE
72 | LV_567-8_0_3_line_72 | NAYY 4x150 SE | 69 | 70 | 0.011031 | 0.208 | 0.08 | 261 | 0 | 0.27 | 1 | 1 | cs | TRUE
73 | LV_567-8_0_3_line_73 | NAYY 4x150 SE | 69 | 71 | 0.045957 | 0.208 | 0.08 | 261 | 0 | 0.27 | 1 | 1 | cs | TRUE
74 | LV_567-8_0_3_line_74 | NAYY 4x150 SE | 70 | 72 | 0.15315 | 0.208 | 0.08 | 261 | 0 | 0.27 | 1 | 1 | cs | TRUE
75 | LV_567-8_0_3_line_75 | NAYY 4x150 SE | 72 | 73 | 0.037045 | 0.208 | 0.08 | 261 | 0 | 0.27 | 1 | 1 | cs | TRUE
76 | LV_567-8_0_3_line_76 | NAYY 4x150 SE | 72 | 74 | 0.026863 | 0.208 | 0.08 | 261 | 0 | 0.27 | 1 | 1 | cs | TRUE
77 | LV_567-8_0_3_line_77 | NAYY 4x150 SE | 73 | 75 | 0.0057285 | 0.208 | 0.08 | 261 | 0 | 0.27 | 1 | 1 | cs | TRUE
78 | LV_567-8_0_3_line_78 | NAYY 4x150 SE | 74 | 76 | 0.05166 | 0.208 | 0.08 | 261 | 0 | 0.27 | 1 | 1 | cs | TRUE
79 | LV_567-8_0_3_line_79 | NAYY 4x150 SE | 75 | 77 | 0.00042357 | 0.208 | 0.08 | 261 | 0 | 0.27 | 1 | 1 | cs | TRUE
80 | LV_567-8_0_3_line_80 | NAYY 4x150 SE | 76 | 78 | 0.030307 | 0.208 | 0.08 | 261 | 0 | 0.27 | 1 | 1 | cs | TRUE
81 | LV_567-8_0_3_line_81 | NAYY 4x150 SE | 76 | 79 | 0.012657 | 0.208 | 0.08 | 261 | 0 | 0.27 | 1 | 1 | cs | TRUE
82 | LV_567-8_0_3_line_82 | NAYY 4x150 SE | 80 | 81 | 0.014975 | 0.208 | 0.08 | 261 | 0 | 0.27 | 1 | 1 | cs | TRUE
83 | LV_567-8_0_3_line_83 | NAYY 4x150 SE | 80 | 82 | 0.02145 | 0.208 | 0.08 | 261 | 0 | 0.27 | 1 | 1 | cs | TRUE
84 | LV_567-8_0_3_line_84 | NAYY 4x150 SE | 81 | 83 | 0.027377 | 0.208 | 0.08 | 261 | 0 | 0.27 | 1 | 1 | cs | TRUE
85 | LV_567-8_0_3_line_85 | NAYY 4x150 SE | 81 | 84 | 0.019094 | 0.208 | 0.08 | 261 | 0 | 0.27 | 1 | 1 | cs | TRUE
86 | LV_567-8_0_3_line_86 | NAYY 4x150 SE | 82 | 85 | 0.04298 | 0.208 | 0.08 | 261 | 0 | 0.27 | 1 | 1 | cs | TRUE
87 | LV_567-8_0_3_line_87 | NAYY 4x150 SE | 82 | 86 | 0.025029 | 0.208 | 0.08 | 261 | 0 | 0.27 | 1 | 1 | cs | TRUE
88 | LV_567-8_0_3_line_88 | NAYY 4x150 SE | 84 | 87 | 0.012761 | 0.208 | 0.08 | 261 | 0 | 0.27 | 1 | 1 | cs | TRUE
89 | LV_567-8_0_3_line_89 | NAYY 4x150 SE | 85 | 88 | 0.036643 | 0.208 | 0.08 | 261 | 0 | 0.27 | 1 | 1 | cs | TRUE
90 | LV_567-8_0_3_line_90 | NAYY 4x150 SE | 85 | 89 | 0.062448 | 0.208 | 0.08 | 261 | 0 | 0.27 | 1 | 1 | cs | TRUE
91 | LV_567-8_0_3_line_91 | NAYY 4x150 SE | 86 | 90 | 0.033239 | 0.208 | 0.08 | 261 | 0 | 0.27 | 1 | 1 | cs | TRUE
92 | LV_567-8_0_3_line_92 | NAYY 4x150 SE | 87 | 91 | 0.0071593 | 0.208 | 0.08 | 261 | 0 | 0.27 | 1 | 1 | cs | TRUE
93 | LV_567-8_0_3_line_93 | NAYY 4x150 SE | 88 | 92 | 0.017072 | 0.208 | 0.08 | 261 | 0 | 0.27 | 1 | 1 | cs | TRUE
94 | LV_567-8_0_3_line_94 | NAYY 4x150 SE | 89 | 93 | 0.05997 | 0.208 | 0.08 | 261 | 0 | 0.27 | 1 | 1 | cs | TRUE
95 | LV_567-8_0_3_line_95 | NAYY 4x150 SE | 90 | 94 | 0.017873 | 0.208 | 0.08 | 261 | 0 | 0.27 | 1 | 2 | cs | TRUE
96 | LV_567-8_0_3_line_96 | NAYY 4x150 SE | 92 | 95 | 0.017303 | 0.208 | 0.08 | 261 | 0 | 0.27 | 1 | 1 | cs | TRUE
97 | LV_567-8_0_3_line_97 | NAYY 4x150 SE | 93 | 96 | 0.087889 | 0.208 | 0.08 | 261 | 0 | 0.27 | 1 | 1 | cs | TRUE
98 | LV_567-8_0_3_line_98 | NAYY 4x150 SE | 93 | 97 | 0.022307 | 0.208 | 0.08 | 261 | 0 | 0.27 | 1 | 1 | cs | TRUE
99 | LV_567-8_0_3_line_99 | NAYY 4x150 SE | 94 | 98 | 0.035109 | 0.208 | 0.08 | 261 | 0 | 0.27 | 1 | 1 | cs | TRUE
100 | LV_567-8_0_3_line_100 | NAYY 4x150 SE | 95 | 99 | 0.023657 | 0.208 | 0.08 | 261 | 0 | 0.27 | 1 | 1 | cs | TRUE
101 | LV_567-8_0_3_line_101 | NAYY 4x150 SE | 96 | 110 | 0.0918 | 0.208 | 0.08 | 261 | 0 | 0.27 | 1 | 1 | cs | TRUE
102 | LV_567-8_0_3_line_102 | NAYY 4x150 SE | 98 | 104 | 0.073503 | 0.208 | 0.08 | 261 | 0 | 0.27 | 1 | 1 | cs | TRUE
103 | LV_567-8_0_3_line_103 | NAYY 4x150 SE | 99 | 100 | 0.082063 | 0.208 | 0.08 | 261 | 0 | 0.27 | 1 | 1 | cs | TRUE
104 | LV_567-8_0_3_line_104 | NAYY 4x150 SE | 100 | 101 | 0.070065 | 0.208 | 0.08 | 261 | 0 | 0.27 | 1 | 1 | cs | TRUE
105 | LV_567-8_0_3_line_105 | NAYY 4x150 SE | 101 | 102 | 0.063009 | 0.208 | 0.08 | 261 | 0 | 0.27 | 1 | 1 | cs | TRUE
106 | LV_567-8_0_3_line_106 | NAYY 4x150 SE | 101 | 103 | 0.14179 | 0.208 | 0.08 | 261 | 0 | 0.27 | 1 | 1 | cs | TRUE
107 | LV_567-8_0_3_line_107 | NAYY 4x150 SE | 104 | 105 | 0.037437 | 0.208 | 0.08 | 261 | 0 | 0.27 | 1 | 1 | cs | TRUE
108 | LV_567-8_0_3_line_108 | NAYY 4x150 SE | 105 | 106 | 0.054509 | 0.208 | 0.08 | 261 | 0 | 0.27 | 1 | 1 | cs | TRUE
109 | LV_567-8_0_3_line_109 | NAYY 4x150 SE | 105 | 107 | 0.023885 | 0.208 | 0.08 | 261 | 0 | 0.27 | 1 | 1 | cs | TRUE
110 | LV_567-8_0_3_line_110 | NAYY 4x150 SE | 106 | 108 | 0.076804 | 0.208 | 0.08 | 261 | 0 | 0.27 | 1 | 1 | cs | TRUE
111 | LV_567-8_0_3_line_111 | NAYY 4x150 SE | 107 | 109 | 0.021882 | 0.208 | 0.08 | 261 | 0 | 0.27 | 1 | 1 | cs | TRUE
112 | LV_567-8_0_3_line_112 | NAYY 4x150 SE | 110 | 111 | 0.0088832 | 0.208 | 0.08 | 261 | 0 | 0.27 | 1 | 1 | cs | TRUE
113 | LV_567-8_0_3_line_113 | NAYY 4x150 SE | 110 | 112 | 0.058601 | 0.208 | 0.08 | 261 | 0 | 0.27 | 1 | 1 | cs | TRUE
114 | LV_567-8_0_3_line_114 | NAYY 4x150 SE | 111 | 113 | 0.073169 | 0.208 | 0.08 | 261 | 0 | 0.27 | 1 | 1 | cs | TRUE
115 | LV_567-8_0_3_line_115 | NAYY 4x150 SE | 112 | 114 | 0.051723 | 0.208 | 0.08 | 261 | 0 | 0.27 | 1 | 1 | cs | TRUE
116 | LV_567-8_0_3_line_116 | NAYY 4x150 SE | 112 | 115 | 0.13687 | 0.208 | 0.08 | 261 | 0 | 0.27 | 1 | 1 | cs | TRUE
117 | LV_567-8_0_3_line_117 | NAYY 4x150 SE | 113 | 140 | 0.0068042 | 0.208 | 0.08 | 261 | 0 | 0.27 | 1 | 1 | cs | TRUE
118 | LV_567-8_0_3_line_118 | NAYY 4x150 SE | 115 | 129 | 0.10748 | 0.208 | 0.08 | 261 | 0 | 0.27 | 1 | 1 | cs | TRUE
119 | LV_567-8_0_3_line_119 | NAYY 4x150 SE | 116 | 117 | 0.14884 | 0.208 | 0.08 | 261 | 0 | 0.27 | 1 | 1 | cs | TRUE
120 | LV_567-8_0_3_line_120 | NAYY 4x150 SE | 116 | 118 | 0.037251 | 0.208 | 0.08 | 261 | 0 | 0.27 | 1 | 1 | cs | TRUE
121 | LV_567-8_0_3_line_121 | NAYY 4x150 SE | 117 | 119 | 0.074445 | 0.208 | 0.08 | 261 | 0 | 0.27 | 1 | 1 | cs | TRUE
122 | LV_567-8_0_3_line_122 | NAYY 4x150 SE | 117 | 120 | 0.096275 | 0.208 | 0.08 | 261 | 0 | 0.27 | 1 | 1 | cs | TRUE
123 | LV_567-8_0_3_line_123 | NAYY 4x150 SE | 119 | 121 | 0.0075339 | 0.208 | 0.08 | 261 | 0 | 0.27 | 1 | 1 | cs | TRUE
124 | LV_567-8_0_3_line_124 | NAYY 4x150 SE | 120 | 122 | 0.01046 | 0.208 | 0.08 | 261 | 0 | 0.27 | 1 | 1 | cs | TRUE
125 | LV_567-8_0_3_line_125 | NAYY 4x150 SE | 120 | 123 | 0.12142 | 0.208 | 0.08 | 261 | 0 | 0.27 | 1 | 1 | cs | TRUE
126 | LV_567-8_0_3_line_126 | NAYY 4x150 SE | 122 | 124 | 0.022652 | 0.208 | 0.08 | 261 | 0 | 0.27 | 1 | 1 | cs | TRUE
127 | LV_567-8_0_3_line_127 | NAYY 4x150 SE | 125 | 126 | 0.038209 | 0.208 | 0.08 | 261 | 0 | 0.27 | 1 | 1 | cs | TRUE
128 | LV_567-8_0_3_line_128 | NAYY 4x150 SE | 125 | 127 | 0.19315 | 0.208 | 0.08 | 261 | 0 | 0.27 | 1 | 1 | cs | TRUE
129 | LV_567-8_0_3_line_129 | NAYY 4x150 SE | 126 | 128 | 0.049303 | 0.208 | 0.08 | 261 | 0 | 0.27 | 1 | 1 | cs | TRUE
130 | LV_567-8_0_3_line_130 | NAYY 4x150 SE | 127 | 129 | 0.11812 | 0.208 | 0.08 | 261 | 0 | 0.27 | 1 | 1 | cs | TRUE
131 | LV_567-8_0_3_line_131 | NAYY 4x150 SE | 127 | 130 | 0.020299 | 0.208 | 0.08 | 261 | 0 | 0.27 | 1 | 1 | cs | TRUE
132 | LV_567-8_0_3_line_132 | NAYY 4x150 SE | 128 | 131 | 0.15225 | 0.208 | 0.08 | 261 | 0 | 0.27 | 1 | 1 | cs | TRUE
133 | LV_567-8_0_3_line_133 | NAYY 4x150 SE | 128 | 132 | 0.23398 | 0.208 | 0.08 | 261 | 0 | 0.27 | 1 | 1 | cs | TRUE
134 | LV_567-8_0_3_line_134 | NAYY 4x150 SE | 129 | 134 | 0.046349 | 0.208 | 0.08 | 261 | 0 | 0.27 | 1 | 1 | cs | TRUE
135 | LV_567-8_0_3_line_135 | NAYY 4x150 SE | 130 | 135 | 0.041538 | 0.208 | 0.08 | 261 | 0 | 0.27 | 1 | 1 | cs | TRUE
136 | LV_567-8_0_3_line_136 | NAYY 4x150 SE | 131 | 133 | 0.19663 | 0.208 | 0.08 | 261 | 0 | 0.27 | 1 | 1 | cs | TRUE
137 | LV_567-8_0_3_line_137 | NAYY 4x150 SE | 133 | 139 | 0.035778 | 0.208 | 0.08 | 261 | 0 | 0.27 | 1 | 1 | cs | TRUE
138 | LV_567-8_0_3_line_138 | NAYY 4x150 SE | 135 | 136 | 0.14899 | 0.208 | 0.08 | 261 | 0 | 0.27 | 1 | 1 | cs | TRUE
139 | LV_567-8_0_3_line_139 | NAYY 4x150 SE | 136 | 137 | 0.018565 | 0.208 | 0.08 | 261 | 0 | 0.27 | 1 | 1 | cs | TRUE
140 | LV_567-8_0_3_line_140 | NAYY 4x150 SE | 136 | 138 | 0.038977 | 0.208 | 0.08 | 261 | 0 | 0.27 | 1 | 1 | cs | TRUE
141 | LV_567-8_0_3_line_141 | NAYY 4x150 SE | 141 | 142 | 0.015159 | 0.208 | 0.08 | 261 | 0 | 0.27 | 1 | 1 | cs | TRUE
142 | LV_567-8_0_3_line_142 | NAYY 4x150 SE | 142 | 143 | 0.053458 | 0.208 | 0.08 | 261 | 0 | 0.27 | 1 | 1 | cs | TRUE
143 | LV_567-8_0_3_line_143 | NAYY 4x150 SE | 142 | 144 | 0.041371 | 0.208 | 0.08 | 261 | 0 | 0.27 | 1 | 1 | cs | TRUE
144 | LV_567-8_0_3_line_144 | NAYY 4x150 SE | 143 | 145 | 0.10259 | 0.208 | 0.08 | 261 | 0 | 0.27 | 1 | 1 | cs | TRUE
145 | LV_567-8_0_3_line_145 | NAYY 4x150 SE | 144 | 146 | 0.15107 | 0.208 | 0.08 | 261 | 0 | 0.27 | 1 | 1 | cs | TRUE
146 | LV_567-8_0_3_line_146 | NAYY 4x150 SE | 145 | 147 | 0.02482 | 0.208 | 0.08 | 261 | 0 | 0.27 | 1 | 1 | cs | TRUE
147 | LV_567-8_0_3_line_147 | NAYY 4x150 SE | 147 | 148 | 0.0046931 | 0.208 | 0.08 | 261 | 0 | 0.27 | 1 | 1 | cs | TRUE
148 | LV_567-8_0_3_line_148 | NAYY 4x150 SE | 148 | 149 | 0.031274 | 0.208 | 0.08 | 261 | 0 | 0.27 | 1 | 1 | cs | TRUE
149 | LV_567-8_0_3_line_149 | NAYY 4x150 SE | 149 | 150 | 0.0017637 | 0.208 | 0.08 | 261 | 0 | 0.27 | 1 | 1 | cs | TRUE
150 | LV_567-8_0_3_line_150 | NAYY 4x150 SE | 150 | 151 | 0.01655 | 0.208 | 0.08 | 261 | 0 | 0.27 | 1 | 1 | cs | TRUE

## trafo
| name | std_type | hv_bus | lv_bus | sn_mva | vn_hv_kv | vn_lv_kv | vk_percent | vkr_percent | pfe_kw | i0_percent | shift_degree | tap_side | tap_neutral | tap_min | tap_max | tap_step_percent | tap_step_degree | tap_pos | tap_phase_shifter | parallel | df | in_service
0 | LV_567-8_0_3_trafo_20 | 0.25 MVA 20/0.4 kV | 152 | 36 | 0.25 | 20 | 0.4 | 6 | 1.44 | 0.8 | 0.32 | 150 | hv | 0 | -2 | 2 | 2.5 | 0 | 0 | FALSE | 1 | 1 | TRUE

## line_geodata
| x0 | y0 | x1 | y1 | x2 | y2 | x3 | y3 | x4 | y4 | x5 | y5 | x6 | y6 | x7 | y7 | x8 | y8 | x9 | y9 | x10 | y10 | x11 | y11
0 | 2620540.8896 | 1164550.4772 | 2620535.3218 | 1164561.587 | 2620534.9991 | 1164562.3532
1 | 2620540.8896 | 1164550.4772 | 2620542.0823 | 1164548.0974
2 | 2620534.9991 | 1164562.3532 | 2620529.9485 | 1164574.3418 | 2620523.4183 | 1164593.985 | 2620512.0814 | 1164609.2493
3 | 2620543.3252 | 1164545.6174 | 2620542.0823 | 1164548.0974
4 | 2620509.8708 | 1164612.2258 | 2620512.0814 | 1164609.2493
5 | 2620543.3252 | 1164545.6174 | 2620543.3252 | 1164545.6174 | 2620549.2695 | 1164537.924
6 | 2620509.8708 | 1164612.2258 | 2620509.8708 | 1164612.2258 | 2620498.1634 | 1164622.001
7 | 2620576.834 | 1164526.0774 | 2620555.0146 | 1164531.1277 | 2620550.5555 | 1164536.2596 | 2620549.2695 | 1164537.924
8 | 2620498.1634 | 1164622.001 | 2620481.6405 | 1164635.7972
9 | 2620576.834 | 1164526.0774 | 2620578.5731 | 1164534.6868
10 | 2620583.6399 | 1164517.7076 | 2620576.834 | 1164526.0774
11 | 2620483.0434 | 1164669.1187 | 2620477.2828 | 1164660.706 | 2620481.6405 | 1164635.7972 | 2620481.6405 | 1164635.7972
12 | 2620578.5731 | 1164534.6868 | 2620580.1738 | 1164542.611
13 | 2620583.6399 | 1164517.7076 | 2620608.3972 | 1164520.1823 | 2620613.1122 | 1164519.9718
14 | 2620575.4326 | 1164514.867 | 2620583.6399 | 1164517.7076
15 | 2620295.9296 | 1164654.5229 | 2620299.1203 | 1164646.185 | 2620297.5556 | 1164628.7599
16 | 2620295.9296 | 1164654.5229 | 2620290.6264 | 1164662.5424 | 2620273.2701 | 1164675.057 | 2620239.6275 | 1164693.92 | 2620214.7527 | 1164709.6277
17 | 2620295.9296 | 1164654.5229 | 2620301.9673 | 1164658.0561 | 2620306.1285 | 1164673.0665 | 2620300.905 | 1164703.4939
18 | 2620297.5556 | 1164628.7599 | 2620295.2456 | 1164627.9628 | 2620291.9116 | 1164626.5398 | 2620280.2486 | 1164615.2282 | 2620271.4556 | 1164602.1031 | 2620262.2838 | 1164583.2184 | 2620259.0625 | 1164561.9302
19 | 2620300.4733 | 1164706.0085 | 2620300.905 | 1164703.4939
20 | 2620398.5185 | 1164453.8378 | 2620259.0625 | 1164561.9302
21 | 2620733.6515 | 1164539.8995 | 2620733.6515 | 1164539.8995 | 2620740.8022 | 1164543.5932
22 | 2620740.9845 | 1164543.6873 | 2620740.8022 | 1164543.5932
23 | 2620733.6515 | 1164539.8995 | 2620722.9279 | 1164531.7252 | 2620722.9279 | 1164531.7252
24 | 2620757.9945 | 1164551.4669 | 2620746.4558 | 1164546.5135 | 2620740.9845 | 1164543.6873
25 | 2620714.4949 | 1164522.8468 | 2620722.9279 | 1164531.7252
26 | 2620871.8524 | 1164538.1422 | 2620849.8195 | 1164545.0806 | 2620827.1051 | 1164549.8155 | 2620797.719 | 1164555.05 | 2620782.8111 | 1164556.6661 | 2620769.6618 | 1164554.642 | 2620757.9945 | 1164551.4669
27 | 2620714.4949 | 1164522.8468 | 2620712.7192 | 1164520.9773
28 | 2620878.2769 | 1164536.0746 | 2620871.8524 | 1164538.1422
29 | 2620712.7192 | 1164520.9773 | 2620712.3239 | 1164520.5611
30 | 2620878.2769 | 1164536.0746 | 2620886.1785 | 1164529.8321 | 2620898.3314 | 1164518.8576 | 2620904.7509 | 1164511.6207 | 2620911.4612 | 1164502.2615 | 2620914.9546 | 1164493.0245 | 2620916.1709 | 1164466.9379 | 2620916.3729 | 1164448.4738 | 2620917.1353 | 1164440.6169 | 2620917.7664 | 1164437.5123
31 | 2620878.2769 | 1164536.0746 | 2620883.7618 | 1164552.422
32 | 2620664.1285 | 1164451.8833 | 2620670.6338 | 1164453.0728 | 2620675.5412 | 1164457.9365 | 2620679.1496 | 1164464.2076 | 2620692.2046 | 1164489.2872 | 2620710.5439 | 1164518.6872 | 2620712.3239 | 1164520.5611
33 | 2620837.9902 | 1164411.5949 | 2620833.9052 | 1164400.6867
34 | 2620837.9902 | 1164411.5949 | 2620860.7934 | 1164399.0897
35 | 2620837.9902 | 1164411.5949 | 2620825.3272 | 1164419.4773
36 | 2620835.076 | 1164349.007 | 2620831.1591 | 1164358.4891 | 2620828.1238 | 1164365.8934 | 2620826.6963 | 1164373.4478 | 2620827.3063 | 1164383.0659 | 2620833.9052 | 1164400.6867
37 | 2620825.3272 | 1164419.4773 | 2620781.7861 | 1164434.5243
38 | 2620961.0536 | 1164328.5243 | 2620922.2709 | 1164423.8263 | 2620918.8649 | 1164432.1075 | 2620917.7664 | 1164437.5123
39 | 2620883.7618 | 1164552.422 | 2620887.0641 | 1164562.264
40 | 2620664.1285 | 1164451.8833 | 2620658.6126 | 1164454.7547 | 2620654.2401 | 1164461.3875 | 2620652.0045 | 1164470.1509 | 2620650.4346 | 1164488.0434 | 2620648.1951 | 1164496.4111
41 | 2620648.1951 | 1164496.4111 | 2620647.5721 | 1164498.7389 | 2620642.9648 | 1164506.8606 | 2620637.6417 | 1164513.5179
42 | 2620637.6417 | 1164513.5179 | 2620637.5043 | 1164513.6897 | 2620628.7598 | 1164517.9064 | 2620619.0357 | 1164519.7073 | 2620613.1122 | 1164519.9718
43 | 2620594.9193 | 1164592.528 | 2620597.2194 | 1164597.7719 | 2620609.3727 | 1164624.5269 | 2620618.211 | 1164655.506 | 2620621.2989 | 1164664.28
44 | 2620585.0869 | 1164567.104 | 2620587.8046 | 1164576.3068 | 2620594.9193 | 1164592.528
45 | 2620621.2989 | 1164664.28 | 2620641.9639 | 1164722.999 | 2620643.876 | 1164730.0154
46 | 2620585.0869 | 1164567.104 | 2620583.4383 | 1164558.7719 | 2620581.5267 | 1164549.3085
47 | 2620585.0869 | 1164567.104 | 2620563.8553 | 1164570.5221 | 2620560.5644 | 1164572.1562 | 2620557.3869 | 1164579.8247
48 | 2620662.1764 | 1164769.4639 | 2620655.7759 | 1164761.699 | 2620650.3355 | 1164751.5197 | 2620646.4031 | 1164739.289 | 2620643.876 | 1164730.0154
49 | 2620581.5267 | 1164549.3085 | 2620580.1738 | 1164542.611
50 | 2620662.1764 | 1164769.4639 | 2620664.5609 | 1164772.3567 | 2620671.3605 | 1164781.3846 | 2620677.9184 | 1164791.6789 | 2620681.4294 | 1164799.4949 | 2620681.5835 | 1164803.3221
51 | 2620679.2266 | 1164836.6656 | 2620682.008 | 1164813.8596 | 2620681.5835 | 1164803.3221
52 | 2620677.4301 | 1164851.3961 | 2620679.2266 | 1164836.6656
53 | 2620575.4326 | 1164514.867 | 2620565.1743 | 1164497.5745
54 | 2620565.1743 | 1164497.5745 | 2620563.2804 | 1164494.3819 | 2620554.0663 | 1164465.7058
55 | 2620553.0527 | 1164459.042 | 2620553.7327 | 1164464.6678 | 2620554.0663 | 1164465.7058
56 | 2620551.6471 | 1164447.4144 | 2620553.0527 | 1164459.042
57 | 2620547.4083 | 1164412.3497 | 2620551.6471 | 1164447.4144
58 | 2620547.4083 | 1164412.3497 | 2620544.631 | 1164389.3744
59 | 2620543.3205 | 1164378.5335 | 2620543.3205 | 1164378.5335 | 2620544.631 | 1164389.3744
60 | 2620534.9366 | 1164360.0401 | 2620543.3205 | 1164378.5335
61 | 2620835.076 | 1164349.007 | 2620838.3722 | 1164341.0275 | 2620840.6653 | 1164326.7838 | 2620840.6566 | 1164326.6308
62 | 2620961.0536 | 1164328.5243 | 2620968.5391 | 1164316.8975
63 | 2620887.0641 | 1164562.264 | 2620891.7837 | 1164576.3305 | 2620901.2911 | 1164648.6397
64 | 2620808.7368 | 1164260.707 | 2620819.7526 | 1164273.0624 | 2620832.1775 | 1164289.847 | 2620837.8878 | 1164301.7172 | 2620839.8786 | 1164312.8741 | 2620840.6566 | 1164326.6308
65 | 2620968.5391 | 1164316.8975 | 2620975.3214 | 1164306.3628 | 2620984.5593 | 1164295.6376
66 | 2620959.1391 | 1164803.9786 | 2620926.7603 | 1164731.9744 | 2620907.9292 | 1164699.1259 | 2620901.2911 | 1164648.6397
67 | 2621104.6841 | 1164529.3041 | 2621104.1998 | 1164523.2771 | 2621104.2185 | 1164517.9523 | 2621104.1476 | 1164512.255
68 | 2621104.6841 | 1164529.3041 | 2621098.4215 | 1164531.0386 | 2621083.5827 | 1164545.7274 | 2621051.8328 | 1164580.834 | 2621044.6973 | 1164591.3366 | 2621039.4358 | 1164600.2449 | 2621035.5016 | 1164610.6698 | 2621034.4298 | 1164613.8121
69 | 2621021.0561 | 1164629.0508 | 2621027.4487 | 1164622.9256 | 2621033.5209 | 1164616.4769 | 2621034.4298 | 1164613.8121
70 | 2621021.0561 | 1164629.0508 | 2621016.3534 | 1164622.6868 | 2621014.7461 | 1164613.6655 | 2621009.8959 | 1164590.3147 | 2621007.6711 | 1164580.4798 | 2621007.6897 | 1164575.1549 | 2621014.6132 | 1164533.2025
71 | 2621020.4111 | 1164660.2642 | 2621018.2935 | 1164654.8319 | 2621017.9041 | 1164650.1282 | 2621018.1466 | 1164639.8906 | 2621021.0561 | 1164629.0508
72 | 2621020.4111 | 1164660.2642 | 2621016.8334 | 1164662.9087 | 2621014.3897 | 1164667.5358 | 2621014.1337 | 1164668.8607
73 | 2621020.4111 | 1164660.2642 | 2621024.5351 | 1164659.0892 | 2621029.2783 | 1164660.4175 | 2621038.6681 | 1164664.4078 | 2621056.1488 | 1164675.908 | 2621060.7608 | 1164679.1127
74 | 2620959.1391 | 1164803.9786 | 2620970.5429 | 1164796.8925 | 2620991.9176 | 1164776.4455 | 2621000.3963 | 1164751.7738 | 2621009.3285 | 1164693.7313 | 2621014.1337 | 1164668.8607
75 | 2620959.1391 | 1164803.9786 | 2620949.7984 | 1164807.9259 | 2620943.6074 | 1164811.1949 | 2620936.8037 | 1164816.6963 | 2620932.0717 | 1164820.982 | 2620929.9969 | 1164825.2769
76 | 2620978.0019 | 1164823.1539 | 2620959.1391 | 1164803.9786
77 | 2620929.7779 | 1164831.0013 | 2620929.9969 | 1164825.2769
78 | 2620978.0019 | 1164823.1539 | 2620975.9764 | 1164835.264 | 2620974.2866 | 1164847.7422 | 2620972.5855 | 1164870.0475 | 2620970.9249 | 1164874.1326
79 | 2620929.7779 | 1164831.0013 | 2620929.7779 | 1164831.0013 | 2620929.8304 | 1164831.4216
80 | 2620970.9249 | 1164874.1326 | 2620969.6948 | 1164875.5624 | 2620964.7591 | 1164876.768 | 2620947.268 | 1164879.3863 | 2620941.6183 | 1164879.6176
81 | 2620970.9249 | 1164874.1326 | 2620970.2124 | 1164883.0346 | 2620969.8702 | 1164886.7452
82 | 2620607.1105 | 1164323.179 | 2620607.5284 | 1164338.1482
83 | 2620608.1271 | 1164359.5897 | 2620607.5284 | 1164338.1482
84 | 2620607.1105 | 1164323.179 | 2620579.6549 | 1164323.4743
85 | 2620607.1105 | 1164323.179 | 2620606.8086 | 1164304.0875
86 | 2620608.1271 | 1164359.5897 | 2620650.0907 | 1164369.416
87 | 2620608.1271 | 1164359.5897 | 2620583.5573 | 1164354.815
88 | 2620606.6068 | 1164291.328 | 2620606.8086 | 1164304.0875
89 | 2620650.0907 | 1164369.416 | 2620650.9 | 1164365.6391 | 2620651.3248 | 1164362.3611 | 2620651.3431 | 1164357.0363 | 2620650.0425 | 1164352.1738 | 2620646.6531 | 1164346.7818 | 2620642.8943 | 1164341.9109 | 2620639.2436 | 1164336.4184
90 | 2620650.0907 | 1164369.416 | 2620668.404 | 1164370.8461 | 2620683.7873 | 1164371.4103 | 2620711.8407 | 1164365.425
91 | 2620550.8083 | 1164352.2329 | 2620552.0652 | 1164351.8388 | 2620563.0581 | 1164350.8314 | 2620583.5573 | 1164354.815
92 | 2620606.6068 | 1164291.328 | 2620599.4475 | 1164291.3434
93 | 2620639.2436 | 1164336.4184 | 2620638.3916 | 1164335.1365 | 2620635.2222 | 1164325.8543 | 2620634.206 | 1164320.2207
94 | 2620760.7977 | 1164333.556 | 2620742.7873 | 1164350.8694 | 2620729.181 | 1164361.3501 | 2620713.1701 | 1164365.1414 | 2620711.8407 | 1164365.425
95 | 2620534.9366 | 1164360.0401 | 2620542.8043 | 1164354.7421 | 2620550.8083 | 1164352.2329
96 | 2620632.4627 | 1164303.0344 | 2620633.1254 | 1164314.2302 | 2620634.206 | 1164320.2207
97 | 2620808.7368 | 1164260.707 | 2620803.13 | 1164274.2611 | 2620795.8618 | 1164287.7317 | 2620781.1216 | 1164311.5928 | 2620762.926 | 1164331.5068 | 2620760.7977 | 1164333.556
98 | 2620775.7582 | 1164350.1381 | 2620764.2995 | 1164337.4145 | 2620760.7977 | 1164333.556
99 | 2620534.9366 | 1164360.0401 | 2620521.6234 | 1164356.5264 | 2620500.3238 | 1164355.224
100 | 2620631.9777 | 1164279.3869 | 2620632.1553 | 1164297.8409 | 2620632.4627 | 1164303.0344
101 | 2620808.7368 | 1164260.707 | 2620804.4643 | 1164249.3643 | 2620794.2668 | 1164217.3242 | 2620790.0871 | 1164201.3017 | 2620787.2621 | 1164178.8252 | 2620787.4389 | 1164171.989
102 | 2620500.3238 | 1164355.224 | 2620470.7992 | 1164353.4187 | 2620444.3509 | 1164377.3632 | 2620442.0216 | 1164385.2739
103 | 2620631.9777 | 1164279.3869 | 2620631.9125 | 1164272.6052 | 2620634.9928 | 1164249.7376 | 2620640.5745 | 1164238.9068 | 2620646.6459 | 1164228.2222 | 2620653.687 | 1164211.6603 | 2620657.7344 | 1164202.8041
104 | 2620695.4115 | 1164144.2362 | 2620693.1354 | 1164149.142 | 2620670.8613 | 1164176.9128 | 2620664.2428 | 1164188.5626 | 2620657.7344 | 1164202.8041
105 | 2620695.4115 | 1164144.2362 | 2620698.6384 | 1164138.978 | 2620699.9685 | 1164135.2474 | 2620700.9279 | 1164130.1814 | 2620702.6638 | 1164126.4522 | 2620704.527 | 1164123.5905 | 2620708.6572 | 1164116.2343 | 2620711.8822 | 1164109.3308 | 2620711.9012 | 1164103.8059 | 2620709.2994 | 1164085.3655
106 | 2620673.5883 | 1164016.0304 | 2620659.3052 | 1164071.8316 | 2620658.1679 | 1164079.6539 | 2620658.2319 | 1164085.5459 | 2620661.2895 | 1164091.7039 | 2620670.2815 | 1164104.8302 | 2620686.5659 | 1164124.1847 | 2620692.4938 | 1164133.0206 | 2620695.1427 | 1164139.9887 | 2620695.4115 | 1164144.2362
107 | 2620426.7602 | 1164418.0462 | 2620434.1089 | 1164412.1459 | 2620442.0216 | 1164385.2739
108 | 2620426.7602 | 1164418.0462 | 2620419.5745 | 1164414.2199 | 2620410.1342 | 1164404.5831 | 2620397.9612 | 1164383.2201 | 2620392.975 | 1164376.5977
109 | 2620426.7602 | 1164418.0462 | 2620423.5793 | 1164423.3825 | 2620411.5643 | 1164436.3431
110 | 2620341.224 | 1164319.9962 | 2620381.8748 | 1164361.8549 | 2620392.975 | 1164376.5977
111 | 2620411.5643 | 1164436.3431 | 2620406.8235 | 1164441.457 | 2620398.5185 | 1164453.8378
112 | 2620787.4389 | 1164171.989 | 2620782.3277 | 1164172.8496 | 2620778.8313 | 1164174.0604
113 | 2620787.4389 | 1164171.989 | 2620787.5706 | 1164167.1092 | 2620790.155 | 1164148.3198 | 2620793.4614 | 1164131.1671 | 2620795.7867 | 1164116.4455 | 2620795.703 | 1164114.0774
114 | 2620778.8313 | 1164174.0604 | 2620778.8313 | 1164174.0604 | 2620774.5098 | 1164176.9136 | 2620769.5525 | 1164184.2669 | 2620766.03 | 1164193.0591 | 2620763.9486 | 1164201.4451 | 2620763.3746 | 1164212.4486 | 2620763.8788 | 1164221.7217 | 2620767.6763 | 1164242.075
115 | 2620838.408 | 1164113.6579 | 2620838.4243 | 1164108.9445 | 2620837.202 | 1164105.8721 | 2620834.5341 | 1164104.4288 | 2620829.6901 | 1164103.3337 | 2620818.1794 | 1164105.5507 | 2620804.3173 | 1164110.0606 | 2620798.8472 | 1164112.8543 | 2620795.703 | 1164114.0774
116 | 2620795.703 | 1164114.0774 | 2620795.5 | 1164108.5405 | 2620793.5173 | 1164101.6525 | 2620788.7661 | 1164091.4087 | 2620773.9096 | 1164073.3596 | 2620761.1635 | 1164036.2526 | 2620765.1369 | 1164018.8687 | 2620779.0179 | 1164008.9337 | 2620794.0095 | 1164005.6171
117 | 2620768.9243 | 1164248.7637 | 2620767.6763 | 1164242.075
118 | 2620794.0095 | 1164005.6171 | 2620798.5082 | 1163898.2343
119 | 2620595.5595 | 1164919.7723 | 2620589.775 | 1164918.4741 | 2620579.8998 | 1164917.6289 | 2620563.0696 | 1164915.1146 | 2620515.6512 | 1164907.1713 | 2620498.0177 | 1164904.4433 | 2620489.5863 | 1164904.6258 | 2620480.5513 | 1164904.395 | 2620470.8939 | 1164904.7735 | 2620462.8955 | 1164903.7124 | 2620456.9332 | 1164902.8807 | 2620448.7433 | 1164899.5623
120 | 2620425.8217 | 1164871.037 | 2620431.9436 | 1164883.5529 | 2620438.907 | 1164891.7584 | 2620448.7433 | 1164899.5623
121 | 2620595.5595 | 1164919.7723 | 2620584.0207 | 1164935.2073 | 2620576.162 | 1164949.2765 | 2620565.7346 | 1164971.1407 | 2620562.5924 | 1164985.6393
122 | 2620668.2315 | 1164856.4226 | 2620651.8239 | 1164871.3294 | 2620605.5763 | 1164910.5797 | 2620595.5595 | 1164919.7723
123 | 2620560.9967 | 1164993.0022 | 2620562.5924 | 1164985.6393
124 | 2620677.4301 | 1164851.3961 | 2620668.2315 | 1164856.4226
125 | 2620548.7544 | 1164833.0802 | 2620585.8667 | 1164840.9107 | 2620656.7854 | 1164853.6487 | 2620668.2315 | 1164856.4226
126 | 2620677.4301 | 1164851.3961 | 2620679.2643 | 1164873.9737
127 | 2620747.8397 | 1163601.9112 | 2620728.7887 | 1163607.1816 | 2620722.8305 | 1163609.2399 | 2620719.1449 | 1163611.9286 | 2620714.9293 | 1163617.2612 | 2620714.6365 | 1163617.9832
128 | 2620718.5519 | 1163811.0931 | 2620714.6365 | 1163617.9832
129 | 2620792.5566 | 1163581.077 | 2620767.987 | 1163594.1211 | 2620747.8397 | 1163601.9112
130 | 2620718.5519 | 1163811.0931 | 2620798.5082 | 1163898.2343
131 | 2620718.5519 | 1163811.0931 | 2620717.7949 | 1163815.2036 | 2620714.9119 | 1163818.3953 | 2620710.7675 | 1163823.1279 | 2620707.3649 | 1163827.4842
132 | 2620792.5566 | 1163581.077 | 2620868.1303 | 1163448.9039
133 | 2621023.0404 | 1163621.3521 | 2620792.5566 | 1163581.077
134 | 2620798.5082 | 1163898.2343 | 2620841.8773 | 1163881.8829
135 | 2620689.8682 | 1163865.0216 | 2620693.8248 | 1163856.9867 | 2620698.3251 | 1163848.9537 | 2620706.0826 | 1163829.1259 | 2620707.3649 | 1163827.4842
136 | 2621055.3926 | 1163388.9485 | 2620868.1303 | 1163448.9039
137 | 2621072.7349 | 1163419.92 | 2621069.4799 | 1163416.9451 | 2621063.7474 | 1163406.9533 | 2621055.3926 | 1163388.9485
138 | 2620689.8682 | 1163865.0216 | 2620654.1093 | 1163835.9844 | 2620619.1481 | 1163806.5389 | 2620590.2467 | 1163769.7439 | 2620583.297 | 1163761.6939
139 | 2620583.297 | 1163761.6939 | 2620569.5372 | 1163774.1976
140 | 2620583.297 | 1163761.6939 | 2620566.4953 | 1163740.915 | 2620557.7218 | 1163732.359
141 | 2620994.4524 | 1164284.1516 | 2620984.5593 | 1164295.6376
142 | 2620994.4524 | 1164284.1516 | 2620993.6411 | 1164273.0432 | 2620992.8425 | 1164264.8474 | 2620992.373 | 1164258.954 | 2620989.6157 | 1164248.05 | 2620986.8948 | 1164239.892 | 2620984.4659 | 1164231.9282
143 | 2621021.0301 | 1164252.4061 | 2621014.4141 | 1164260.9762 | 2620994.4524 | 1164284.1516
144 | 2620984.4659 | 1164231.9282 | 2620979.2548 | 1164214.8417 | 2620975.8104 | 1164201.1117 | 2620974.618 | 1164189.435 | 2620975.1896 | 1164179.243 | 2620977.1439 | 1164172.2352 | 2620983.469 | 1164161.4629 | 2620991.1904 | 1164149.9729 | 2620999.1649 | 1164138.3727 | 2620999.6294 | 1164137.5574
145 | 2621021.0301 | 1164252.4061 | 2621034.9586 | 1164237.6139 | 2621042.9964 | 1164225.4359 | 2621047.2883 | 1164215.7238 | 2621057.1415 | 1164185.9321 | 2621063.2122 | 1164173.4582 | 2621070.1855 | 1164161.3431 | 2621074.1041 | 1164151.0961 | 2621077.7877 | 1164138.0024 | 2621087.2605 | 1164129.4424 | 2621095.1876 | 1164133.6389
146 | 2620999.6294 | 1164137.5574 | 2621005.5682 | 1164127.1338 | 2621010.8805 | 1164115.4628
147 | 2621012.4399 | 1164111.0612 | 2621011.9893 | 1164113.0269 | 2621010.8805 | 1164115.4628
148 | 2621012.4399 | 1164111.0612 | 2621015.6133 | 1164097.2204 | 2621017.518 | 1164082.4864 | 2621018.1821 | 1164080.3708
149 | 2621018.7103 | 1164078.6881 | 2621018.1821 | 1164080.3708
150 | 2621023.6672 | 1164062.898 | 2621018.7103 | 1164078.6881

## bus_geodata
| x | y | coords
0 | 2620540.8896 | 1164550.4772
1 | 2620534.9991 | 1164562.3532
2 | 2620542.0823 | 1164548.0974
3 | 2620512.0814 | 1164609.2493
4 | 2620543.3252 | 1164545.6174
5 | 2620509.8708 | 1164612.2258
6 | 2620549.2695 | 1164537.924
7 | 2620498.1634 | 1164622.001
8 | 2620576.834 | 1164526.0774
9 | 2620481.6405 | 1164635.7972
10 | 2620578.5731 | 1164534.6868
11 | 2620583.6399 | 1164517.7076
12 | 2620483.0434 | 1164669.1187
13 | 2620295.9296 | 1164654.5229
14 | 2620297.5556 | 1164628.7599
15 | 2620214.7527 | 1164709.6277
16 | 2620300.905 | 1164703.4939
17 | 2620259.0625 | 1164561.9302
18 | 2620300.4733 | 1164706.0085
19 | 2620740.8022 | 1164543.5932
20 | 2620733.6515 | 1164539.8995
21 | 2620740.9845 | 1164543.6873
22 | 2620722.9279 | 1164531.7252
23 | 2620757.9945 | 1164551.4669
24 | 2620714.4949 | 1164522.8468
25 | 2620871.8524 | 1164538.1422
26 | 2620712.7192 | 1164520.9773
27 | 2620878.2769 | 1164536.0746
28 | 2620712.3239 | 1164520.5611
29 | 2620837.9902 | 1164411.5949
30 | 2620833.9052 | 1164400.6867
31 | 2620860.7934 | 1164399.0897
32 | 2620825.3272 | 1164419.4773
33 | 2620917.7664 | 1164437.5123
34 | 2620883.7618 | 1164552.422
35 | 2620664.1285 | 1164451.8833
36 | 2620648.1951 | 1164496.4111
37 | 2620637.6417 | 1164513.5179
38 | 2620781.7861 | 1164434.5243
39 | 2620613.1122 | 1164519.9718
40 | 2620594.9193 | 1164592.528
41 | 2620621.2989 | 1164664.28
42 | 2620585.0869 | 1164567.104
43 | 2620643.876 | 1164730.0154
44 | 2620581.5267 | 1164549.3085
45 | 2620557.3869 | 1164579.8247
46 | 2620662.1764 | 1164769.4639
47 | 2620580.1738 | 1164542.611
48 | 2620681.5835 | 1164803.3221
49 | 2620679.2266 | 1164836.6656
50 | 2620575.4326 | 1164514.867
51 | 2620565.1743 | 1164497.5745
52 | 2620554.0663 | 1164465.7058
53 | 2620553.0527 | 1164459.042
54 | 2620551.6471 | 1164447.4144
55 | 2620547.4083 | 1164412.3497
56 | 2620544.631 | 1164389.3744
57 | 2620543.3205 | 1164378.5335
58 | 2620835.076 | 1164349.007
59 | 2620961.0536 | 1164328.5243
60 | 2620887.0641 | 1164562.264
61 | 2620840.6566 | 1164326.6308
62 | 2620968.5391 | 1164316.8975
63 | 2620901.2911 | 1164648.6397
64 | 2621104.1476 | 1164512.255
65 | 2621104.6841 | 1164529.3041
66 | 2621034.4298 | 1164613.8121
67 | 2621021.0561 | 1164629.0508
68 | 2621014.6132 | 1164533.2025
69 | 2621020.4111 | 1164660.2642
70 | 2621014.1337 | 1164668.8607
71 | 2621060.7608 | 1164679.1127
72 | 2620959.1391 | 1164803.9786
73 | 2620929.9969 | 1164825.2769
74 | 2620978.0019 | 1164823.1539
75 | 2620929.7779 | 1164831.0013
76 | 2620970.9249 | 1164874.1326
77 | 2620929.8304 | 1164831.4216
78 | 2620941.6183 | 1164879.6176
79 | 2620969.8702 | 1164886.7452
80 | 2620607.5284 | 1164338.1481
81 | 2620607.1105 | 1164323.1791
82 | 2620608.1271 | 1164359.5897
83 | 2620579.6549 | 1164323.4743
84 | 2620606.8086 | 1164304.0875
85 | 2620650.0907 | 1164369.416
86 | 2620583.5573 | 1164354.815
87 | 2620606.6068 | 1164291.328
88 | 2620639.2436 | 1164336.4184
89 | 2620711.8407 | 1164365.425
90 | 2620550.8083 | 1164352.2329
91 | 2620599.4475 | 1164291.3434
92 | 2620634.206 | 1164320.2207
93 | 2620760.7977 | 1164333.556
94 | 2620534.9366 | 1164360.0401
95 | 2620632.4627 | 1164303.0344
96 | 2620808.7368 | 1164260.707
97 | 2620775.7582 | 1164350.1381
98 | 2620500.3238 | 1164355.224
99 | 2620631.9777 | 1164279.3869
100 | 2620657.7344 | 1164202.8041
101 | 2620695.4115 | 1164144.2362
102 | 2620709.2994 | 1164085.3655
103 | 2620673.5883 | 1164016.0304
104 | 2620442.0216 | 1164385.2739
105 | 2620426.7602 | 1164418.0462
106 | 2620392.975 | 1164376.5977
107 | 2620411.5643 | 1164436.3431
108 | 2620341.224 | 1164319.9962
109 | 2620398.5185 | 1164453.8378
110 | 2620787.4389 | 1164171.989
111 | 2620778.8313 | 1164174.0604
112 | 2620795.703 | 1164114.0774
113 | 2620767.6763 | 1164242.075
114 | 2620838.408 | 1164113.6579
115 | 2620794.0095 | 1164005.6171
116 | 2620448.7433 | 1164899.5623
117 | 2620595.5595 | 1164919.7723
118 | 2620425.8217 | 1164871.037
119 | 2620562.5924 | 1164985.6393
120 | 2620668.2315 | 1164856.4226
121 | 2620560.9967 | 1164993.0022
122 | 2620677.4301 | 1164851.3961
123 | 2620548.7544 | 1164833.0802
124 | 2620679.2643 | 1164873.9737
125 | 2620714.6365 | 1163617.9832
126 | 2620747.8397 | 1163601.9112
127 | 2620718.5519 | 1163811.0931
128 | 2620792.5566 | 1163581.077
129 | 2620798.5082 | 1163898.2343
130 | 2620707.3649 | 1163827.4842
131 | 2620868.1303 | 1163448.9039
132 | 2621023.0404 | 1163621.3521
133 | 2621055.3926 | 1163388.9485
134 | 2620841.8773 | 1163881.8829
135 | 2620689.8682 | 1163865.0216
136 | 2620583.297 | 1163761.6939
137 | 2620569.5372 | 1163774.1976
138 | 2620557.7218 | 1163732.359
139 | 2621072.7349 | 1163419.92
140 | 2620768.9243 | 1164248.7637
141 | 2620984.5593 | 1164295.6376
142 | 2620994.4524 | 1164284.1516
143 | 2620984.4659 | 1164231.9282
144 | 2621021.0301 | 1164252.4061
145 | 2620999.6294 | 1164137.5574
146 | 2621095.1876 | 1164133.6389
147 | 2621010.8805 | 1164115.4628
148 | 2621012.4399 | 1164111.0612
149 | 2621018.1821 | 1164080.3708
150 | 2621018.7103 | 1164078.6881
151 | 2621023.6672 | 1164062.898
152 | 2620664.1285 | 1164451.8833

## line_std_types
| c_nf_per_km | r_ohm_per_km | x_ohm_per_km | max_i_ka | type | q_mm2 | alpha | voltage_rating
NAYY 4x50 SE | 210 | 0.642 | 0.083 | 0.142 | cs | 50 | 0.00403 | LV
NAYY 4x120 SE | 264 | 0.225 | 0.08 | 0.242 | cs | 120 | 0.00403 | LV
NAYY 4x150 SE | 261 | 0.208 | 0.08 | 0.27 | cs | 150 | 0.00403 | LV
NA2XS2Y 1x95 RM/25 12/20 kV | 216 | 0.313 | 0.132 | 0.252 | cs | 95 | 0.00403 | MV
NA2XS2Y 1x185 RM/25 12/20 kV | 273 | 0.161 | 0.117 | 0.362 | cs | 185 | 0.00403 | MV
NA2XS2Y 1x240 RM/25 12/20 kV | 304 | 0.122 | 0.112 | 0.421 | cs | 240 | 0.00403 | MV
NA2XS2Y 1x95 RM/25 6/10 kV | 315 | 0.313 | 0.123 | 0.249 | cs | 95 | 0.00403 | MV
NA2XS2Y 1x185 RM/25 6/10 kV | 406 | 0.161 | 0.11 | 0.358 | cs | 185 | 0.00403 | MV
NA2XS2Y 1x240 RM/25 6/10 kV | 456 | 0.122 | 0.105 | 0.416 | cs | 240 | 0.00403 | MV
NA2XS2Y 1x150 RM/25 12/20 kV | 250 | 0.206 | 0.116 | 0.319 | cs | 150 | 0.00403 | MV
NA2XS2Y 1x120 RM/25 12/20 kV | 230 | 0.253 | 0.119 | 0.283 | cs | 120 | 0.00403 | MV
NA2XS2Y 1x70 RM/25 12/20 kV | 190 | 0.443 | 0.132 | 0.22 | cs | 70 | 0.00403 | MV
NA2XS2Y 1x150 RM/25 6/10 kV | 360 | 0.206 | 0.11 | 0.315 | cs | 150 | 0.00403 | MV
NA2XS2Y 1x120 RM/25 6/10 kV | 340 | 0.253 | 0.113 | 0.28 | cs | 120 | 0.00403 | MV
NA2XS2Y 1x70 RM/25 6/10 kV | 280 | 0.443 | 0.123 | 0.217 | cs | 70 | 0.00403 | MV
N2XS(FL)2Y 1x120 RM/35 64/110 kV | 112 | 0.153 | 0.166 | 0.366 | cs | 120 | 0.00393 | HV
N2XS(FL)2Y 1x185 RM/35 64/110 kV | 125 | 0.099 | 0.156 | 0.457 | cs | 185 | 0.00393 | HV
N2XS(FL)2Y 1x240 RM/35 64/110 kV | 135 | 0.075 | 0.149 | 0.526 | cs | 240 | 0.00393 | HV
N2XS(FL)2Y 1x300 RM/35 64/110 kV | 144 | 0.06 | 0.144 | 0.588 | cs | 300 | 0.00393 | HV
15-AL1/3-ST1A 0.4 | 11 | 1.8769 | 0.35 | 0.105 | ol | 16 | 0.00403 | LV
24-AL1/4-ST1A 0.4 | 11.25 | 1.2012 | 0.335 | 0.14 | ol | 24 | 0.00403 | LV
48-AL1/8-ST1A 0.4 | 12.2 | 0.5939 | 0.3 | 0.21 | ol | 48 | 0.00403 | LV
94-AL1/15-ST1A 0.4 | 13.2 | 0.306 | 0.29 | 0.35 | ol | 94 | 0.00403 | LV
34-AL1/6-ST1A 10.0 | 9.7 | 0.8342 | 0.36 | 0.17 | ol | 34 | 0.00403 | MV
48-AL1/8-ST1A 10.0 | 10.1 | 0.5939 | 0.35 | 0.21 | ol | 48 | 0.00403 | MV
70-AL1/11-ST1A 10.0 | 10.4 | 0.4132 | 0.339 | 0.29 | ol | 70 | 0.00403 | MV
94-AL1/15-ST1A 10.0 | 10.75 | 0.306 | 0.33 | 0.35 | ol | 94 | 0.00403 | MV
122-AL1/20-ST1A 10.0 | 11.1 | 0.2376 | 0.323 | 0.41 | ol | 122 | 0.00403 | MV
149-AL1/24-ST1A 10.0 | 11.25 | 0.194 | 0.315 | 0.47 | ol | 149 | 0.00403 | MV
34-AL1/6-ST1A 20.0 | 9.15 | 0.8342 | 0.382 | 0.17 | ol | 34 | 0.00403 | MV
48-AL1/8-ST1A 20.0 | 9.5 | 0.5939 | 0.372 | 0.21 | ol | 48 | 0.00403 | MV
70-AL1/11-ST1A 20.0 | 9.7 | 0.4132 | 0.36 | 0.29 | ol | 70 | 0.00403 | MV
94-AL1/15-ST1A 20.0 | 10 | 0.306 | 0.35 | 0.35 | ol | 94 | 0.00403 | MV
122-AL1/20-ST1A 20.0 | 10.3 | 0.2376 | 0.344 | 0.41 | ol | 122 | 0.00403 | MV
149-AL1/24-ST1A 20.0 | 10.5 | 0.194 | 0.337 | 0.47 | ol | 149 | 0.00403 | MV
184-AL1/30-ST1A 20.0 | 10.75 | 0.1571 | 0.33 | 0.535 | ol | 184 | 0.00403 | MV
243-AL1/39-ST1A 20.0 | 11 | 0.1188 | 0.32 | 0.645 | ol | 243 | 0.00403 | MV
48-AL1/8-ST1A 110.0 | 8 | 0.5939 | 0.46 | 0.21 | ol | 48 | 0.00403 | HV
70-AL1/11-ST1A 110.0 | 8.4 | 0.4132 | 0.45 | 0.29 | ol | 70 | 0.00403 | HV
94-AL1/15-ST1A 110.0 | 8.65 | 0.306 | 0.44 | 0.35 | ol | 94 | 0.00403 | HV
122-AL1/20-ST1A 110.0 | 8.5 | 0.2376 | 0.43 | 0.41 | ol | 122 | 0.00403 | HV
149-AL1/24-ST1A 110.0 | 8.75 | 0.194 | 0.41 | 0.47 | ol | 149 | 0.00403 | HV
184-AL1/30-ST1A 110.0 | 8.8 | 0.1571 | 0.4 | 0.535 | ol | 184 | 0.00403 | HV
243-AL1/39-ST1A 110.0 | 9 | 0.1188 | 0.39 | 0.645 | ol | 243 | 0.00403 | HV
305-AL1/39-ST1A 110.0 | 9.2 | 0.0949 | 0.38 | 0.74 | ol | 305 | 0.00403 | HV
490-AL1/64-ST1A 110.0 | 9.75 | 0.059 | 0.37 | 0.96 | ol | 490 | 0.00403 | HV
679-AL1/86-ST1A 110.0 | 9.95 | 0.042 | 0.36 | 1.15 | ol | 679 | 0.00403 | HV
490-AL1/64-ST1A 220.0 | 10 | 0.059 | 0.285 | 0.96 | ol | 490 | 0.00403 | HV
679-AL1/86-ST1A 220.0 | 11.7 | 0.042 | 0.275 | 1.15 | ol | 679 | 0.00403 | HV
490-AL1/64-ST1A 380.0 | 11 | 0.059 | 0.253 | 0.96 | ol | 490 | 0.00403 | HV
679-AL1/86-ST1A 380.0 | 14.6 | 0.042 | 0.25 | 1.15 | ol | 679 | 0.00403 | HV

## trafo_std_types
| i0_percent | pfe_kw | vkr_percent | sn_mva | vn_lv_kv | vn_hv_kv | vk_percent | shift_degree | vector_group | tap_side | tap_neutral | tap_min | tap_max | tap_step_degree | tap_step_percent | tap_phase_shifter
160 MVA 380/110 kV | 0.06 | 60 | 0.25 | 160 | 110 | 380 | 12.2 | 0 | Yy0 | hv | 0 | -9 | 9 | 0 | 1.5 | FALSE
100 MVA 220/110 kV | 0.06 | 55 | 0.26 | 100 | 110 | 220 | 12 | 0 | Yy0 | hv | 0 | -9 | 9 | 0 | 1.5 | FALSE
63 MVA 110/20 kV | 0.04 | 22 | 0.32 | 63 | 20 | 110 | 18 | 150 | YNd5 | hv | 0 | -9 | 9 | 0 | 1.5 | FALSE
40 MVA 110/20 kV | 0.05 | 18 | 0.34 | 40 | 20 | 110 | 16.2 | 150 | YNd5 | hv | 0 | -9 | 9 | 0 | 1.5 | FALSE
25 MVA 110/20 kV | 0.07 | 14 | 0.41 | 25 | 20 | 110 | 12 | 150 | YNd5 | hv | 0 | -9 | 9 | 0 | 1.5 | FALSE
63 MVA 110/10 kV | 0.04 | 22 | 0.32 | 63 | 10 | 110 | 18 | 150 | YNd5 | hv | 0 | -9 | 9 | 0 | 1.5 | FALSE
40 MVA 110/10 kV | 0.05 | 18 | 0.34 | 40 | 10 | 110 | 16.2 | 150 | YNd5 | hv | 0 | -9 | 9 | 0 | 1.5 | FALSE
25 MVA 110/10 kV | 0.07 | 14 | 0.41 | 25 | 10 | 110 | 12 | 150 | YNd5 | hv | 0 | -9 | 9 | 0 | 1.5 | FALSE
0.25 MVA 20/0.4 kV | 0.32 | 0.8 | 1.44 | 0.25 | 0.4 | 20 | 6 | 150 | Yzn5 | hv | 0 | -2 | 2 | 0 | 2.5 | FALSE
0.4 MVA 20/0.4 kV | 0.3375 | 1.35 | 1.425 | 0.4 | 0.4 | 20 | 6 | 150 | Dyn5 | hv | 0 | -2 | 2 | 0 | 2.5 | FALSE
0.63 MVA 20/0.4 kV | 0.2619 | 1.65 | 1.206 | 0.63 | 0.4 | 20 | 6 | 150 | Dyn5 | hv | 0 | -2 | 2 | 0 | 2.5 | FALSE
0.25 MVA 10/0.4 kV | 0.24 | 0.6 | 1.2 | 0.25 | 0.4 | 10 | 4 | 150 | Dyn5 | hv | 0 | -2 | 2 | 0 | 2.5 | FALSE
0.4 MVA 10/0.4 kV | 0.2375 | 0.95 | 1.325 | 0.4 | 0.4 | 10 | 4 | 150 | Dyn5 | hv | 0 | -2 | 2 | 0 | 2.5 | FALSE
0.63 MVA 10/0.4 kV | 0.1873 | 1.18 | 1.0794 | 0.63 | 0.4 | 10 | 4 | 150 | Dyn5 | hv | 0 | -2 | 2 | 0 | 2.5 | FALSE

## trafo3w_std_types
| sn_hv_mva | sn_mv_mva | sn_lv_mva | vn_hv_kv | vn_mv_kv | vn_lv_kv | vk_hv_percent | vk_mv_percent | vk_lv_percent | vkr_hv_percent | vkr_mv_percent | vkr_lv_percent | pfe_kw | i0_percent | shift_mv_degree | shift_lv_degree | vector_group | tap_side | tap_neutral | tap_min | tap_max | tap_step_percent
63/25/38 MVA 110/20/10 kV | 63 | 25 | 38 | 110 | 20 | 10 | 10.4 | 10.4 | 10.4 | 0.28 | 0.32 | 0.35 | 35 | 0.89 | 0 | 0 | YN0yn0yn0 | hv | 0 | -10 | 10 | 1.2
63/25/38 MVA 110/10/10 kV | 63 | 25 | 38 | 110 | 10 | 10 | 10.4 | 10.4 | 10.4 | 0.28 | 0.32 | 0.35 | 35 | 0.89 | 0 | 0 | YN0yn0yn0 | hv | 0 | -10 | 10 | 1.2

## fuse_std_types
| fuse_type | i_rated_a | t_avg | t_min | t_total | x_avg | x_min | x_total
HV 100A | HV 100A | 100 | 0 | [10.0, 3.64, 0.854, 0.281, 0.1, 0.0531, 0.022, 0.01] | [10.0, 4.267, 1.21, 0.403, 0.1, 0.058, 0.022, 0.01] | 0 | [300.0, 350.0, 450.0, 550.0, 700.0, 850.0, 1200.0, 1752.0] | [600.0, 700.0, 900.0, 1150.0, 1665.0, 2000.0, 3000.0, 4313.0]
HV 10A | HV 10A | 10 | 0 | [10.0, 1675.0, 0.344, 0.156, 0.1, 0.0417, 0.0171, 0.01] | [10.0, 1.3, 0.3, 0.155, 0.1, 0.0555, 0.023, 0.01] | 0 | [30.0, 32.0, 35.0, 37.0, 39.0, 50.0, 70.0, 88.0] | [60.0, 70.0, 80.0, 87.0, 94.0, 110.0, 150.0, 216.0]
HV 125A | HV 125A | 125 | 0 | [10.0, 1.82, 0.344, 0.1, 0.0467, 0.0269, 0.01] | [10.0, 2.478, 0.426, 0.1, 0.0427, 0.0211, 0.01] | 0 | [375.0, 500.0, 700.0, 925.0, 1200.0, 1500.0, 2341.0] | [750.0, 1000.0, 1500.0, 2200.0, 3000.0, 4000.0, 5765.0]
HV 160A | HV 160A | 160 | 0 | [10.0, 4.15, 1.03, 0.198, 0.1, 0.051, 0.0172, 0.01] | [10.0, 2.3, 0.734, 0.274, 0.1, 0.046, 0.0177, 0.01] | 0 | [480.0, 550.0, 700.0, 1000.0, 1260.0, 1600.0, 2500.0, 3227.0] | [960.0, 1300.0, 1700.0, 2200.0, 2996.0, 4000.0, 6000.0, 7946.0]
HV 16A | HV 16A | 16 | 0 | [10.0, 0.352, 0.164, 0.1, 0.0649, 0.0342, 0.01] | [10.0, 2.34, 0.722, 0.181, 0.1, 0.055, 0.0296, 0.01] | 0 | [48.0, 60.0, 65.0, 71.0, 80.0, 100.0, 162.0] | [96.0, 110.0, 125.0, 150.0, 168.0, 200.0, 250.0, 398.0]
HV 200A | HV 200A | 200 | 0 | [10.0, 4.267, 1.21, 0.403, 0.1, 0.058, 0.022, 0.01] | [10.0, 3.73, 1.654, 0.328, 0.1, 0.0531, 0.019, 0.01] | 0 | [600.0, 700.0, 900.0, 1150.0, 1665.0, 2000.0, 3000.0, 4313.0] | [1200.0, 1500.0, 1800.0, 2700.0, 3960.0, 5000.0, 7500.0, 10620.0]
HV 20A | HV 20A | 20 | 0 | [10.0, 1.3, 0.3, 0.155, 0.1, 0.0555, 0.023, 0.01] | [10.0, 1.3, 0.161, 0.1, 0.0611, 0.0399, 0.0141, 0.01] | 0 | [60.0, 70.0, 80.0, 87.0, 94.0, 110.0, 150.0, 216.0] | [120.0, 150.0, 200.0, 223.0, 260.0, 300.0, 450.0, 532.0]
HV 25A | HV 25A | 25 | 0 | [10.0, 2.512, 0.833, 0.299, 0.1, 0.0372, 0.0223, 0.01] | [10.0, 3.125, 0.597, 0.198, 0.1, 0.0378, 0.022, 0.01] | 0 | [75.0, 82.0, 90.0, 100.0, 124.0, 170.0, 200.0, 289.0] | [150.0, 170.0, 210.0, 250.0, 294.0, 400.0, 500.0, 711.0]
HV 31.5A | HV 31.5A | 31.5 | 0 | [10.0, 2.34, 0.722, 0.181, 0.1, 0.055, 0.0296, 0.01] | [10.0, 2.84, 0.368, 0.164, 0.1, 0.0621, 0.0378, 0.0195, 0.01] | 0 | [95.0, 110.0, 125.0, 150.0, 165.0, 200.0, 250.0, 390.0] | [189.0, 220.0, 300.0, 350.0, 393.0, 450.0, 530.0, 700.0, 960.0]
HV 40A | HV 40A | 40 | 0 | [10.0, 1.3, 0.161, 0.1, 0.0611, 0.0399, 0.0141, 0.01] | [10.0, 2.05, 0.369, 0.198, 0.1, 0.051, 0.0298, 0.01] | 0 | [120.0, 150.0, 200.0, 223.0, 260.0, 300.0, 450.0, 532.0] | [240.0, 300.0, 400.0, 450.0, 530.0, 650.0, 800.0, 1311.0]
HV 50A | HV 50A | 50 | 0 | [10.0, 3.215, 0.597, 0.198, 0.1, 0.0378, 0.022, 0.01] | [10.0, 3.64, 0.854, 0.281, 0.1, 0.0531, 0.022, 0.01] | 0 | [150.0, 170.0, 210.0, 250.0, 294.0, 400.0, 500.0, 711.0] | [300.0, 350.0, 450.0, 550.0, 700.0, 850.0, 1200.0, 1752.0]
HV 6.3A | HV 6.3A | 6.3 | 0 | [10.0, 1.39, 0.344, 0.168, 0.1, 0.056, 0.0263, 0.01] | [10.0, 1.711, 0.516, 0.198, 0.1, 0.0634, 0.0303, 0.01] | 0 | [19.0, 19.5, 20.4, 20.8, 22.0, 25.0, 32.0, 48.0] | [38.0, 40.0, 43.0, 48.0, 53.0, 60.0, 75.0, 118.0]
HV 63A | HV 63A | 63 | 0 | [10.0, 2.84, 0.368, 0.164, 0.1, 0.0621, 0.0378, 0.0195, 0.01] | [10.0, 1.82, 0.344, 0.1, 0.0467, 0.0269, 0.01] | 0 | [189.0, 220.0, 300.0, 350.0, 393.0, 450.0, 530.0, 700.0, 961.0] | [378.0, 500.0, 700.0, 934.0, 1200.0, 1500.0, 2366.0]
HV 80A | HV 80A | 80 | 0 | [10.0, 2.05, 0.369, 0.198, 0.1, 0.051, 0.0298, 0.01] | [10.0, 4.15, 1.03, 0.198, 0.1, 0.051, 0.0172, 0.01] | 0 | [240.0, 300.0, 400.0, 450.0, 530.0, 650.0, 800.0, 1311.0] | [480.0, 550.0, 700.0, 1000.0, 1260.0, 1600.0, 2500.0, 3227.0]
Siemens NH-1-100 | Siemens NH-1-100 | 100 | [5400.0, 2000.0, 400.0, 20.0, 1.0, 0.2, 0.012, 0.004] | 0 | 0 | [150.0, 190.0, 250.0, 430.0, 900.0, 1250.0, 2700.0, 3600.0] | 0 | 0
Siemens NH-1-125 | Siemens NH-1-125 | 125 | [4800.0, 120.0, 7.0, 0.1, 0.004] | 0 | 0 | [180.0, 400.0, 740.0, 2000.0, 4250.0] | 0 | 0
Siemens NH-1-16 | Siemens NH-1-16 | 16 | [4000.0, 400.0, 2.0, 0.1, 0.04, 0.01] | 0 | 0 | [26.0, 35.0, 75.0, 150.0, 200.0, 300.0] | 0 | 0
Siemens NH-1-160 | Siemens NH-1-160 | 160 | [4800.0, 120.0, 7.0, 0.1, 0.004] | 0 | 0 | [210.0, 500.0, 900.0, 2300.0, 5000.0] | 0 | 0
Siemens NH-1-25 | Siemens NH-1-25 | 25 | [4000.0, 1000.0, 10.0, 0.2, 0.02, 0.01] | 0 | 0 | [40.0, 50.0, 100.0, 210.0, 400.0, 500.0] | 0 | 0
Siemens NH-1-50 | Siemens NH-1-50 | 50 | [4000.0, 40.0, 4.0, 1.0, 0.02, 0.01] | 0 | 0 | [86.0, 200.0, 300.0, 400.0, 1000.0, 1280.0] | 0 | 0
Siemens NH-1-63 | Siemens NH-1-63 | 63 | [4000.0, 100.0, 10.0, 2.0, 0.04, 0.01] | 0 | 0 | [100.0, 200.0, 300.0, 400.0, 1000.0, 1500.0] | 0 | 0
Siemens NH-1-80 | Siemens NH-1-80 | 80 | [4800.0, 120.0, 7.0, 0.1, 0.01] | 0 | 0 | [150.58, 250.0, 450.0, 1150.0, 2470.0] | 0 | 0
Siemens NH-2-1000 | Siemens NH-2-1000 | 1000 | [4800.0, 120.0, 7.0, 0.1, 0.004] | 0 | 0 | [1900.0, 3500.0, 8400.0, 24000.0, 52000.0] | 0 | 0
Siemens NH-2-200 | Siemens NH-2-200 | 200 | [4800.0, 120.0, 7.0, 0.1, 0.004] | 0 | 0 | [280.0, 650.0, 1200.0, 3000.0, 7000.0] | 0 | 0
Siemens NH-2-224 | Siemens NH-2-224 | 224 | [4800.0, 120.0, 7.0, 0.2, 0.04, 0.004] | 0 | 0 | [400.0, 750.0, 1453.0, 3025.0, 4315.0, 7600.0] | 0 | 0
Siemens NH-2-250 | Siemens NH-2-250 | 250 | [4800.0, 120.0, 7.0, 0.1, 0.004] | 0 | 0 | [450.0, 800.0, 1650.0, 4000.0, 8500.0] | 0 | 0
Siemens NH-2-315 | Siemens NH-2-315 | 315 | [4800.0, 120.0, 7.0, 0.1, 0.004] | 0 | 0 | [550.0, 920.0, 1900.0, 5000.0, 11000.0] | 0 | 0
Siemens NH-2-355 | Siemens NH-2-355 | 355 | [4800.0, 120.0, 6.0, 0.1, 0.004] | 0 | 0 | [650.0, 1116.27, 2350.0, 5840.0, 12790.0] | 0 | 0
Siemens NH-2-400 | Siemens NH-2-400 | 400 | [4800.0, 120.0, 7.0, 0.1, 0.004] | 0 | 0 | [720.0, 1350.0, 2800.0, 6500.0, 15000.0] | 0 | 0
Siemens NH-2-425 | Siemens NH-2-425 | 425 | [4800.0, 120.0, 7.0, 0.1, 0.004] | 0 | 0 | [850.0, 1500.0, 3050.0, 7500.0, 16500.0] | 0 | 0
Siemens NH-2-630 | Siemens NH-2-630 | 630 | [4800.0, 120.0, 7.0, 0.1, 0.004] | 0 | 0 | [1200.0, 2000.0, 4800.0, 12000.0, 26000.0] | 0 | 0

## dtypes
| element | column | dtype
0 | bus | name | object
1 | bus | vn_kv | float64
2 | bus | type | object
3 | bus | zone | object
4 | bus | in_service | bool
5 | load | name | object
6 | load | bus | uint32
7 | load | p_mw | float64
8 | load | q_mvar | float64
9 | load | const_z_percent | float64
10 | load | const_i_percent | float64
11 | load | sn_mva | float64
12 | load | scaling | float64
13 | load | in_service | bool
14 | load | type | object
15 | ext_grid | name | object
16 | ext_grid | bus | uint32
17 | ext_grid | vm_pu | float64
18 | ext_grid | va_degree | float64
19 | ext_grid | slack_weight | float64
20 | ext_grid | in_service | bool
21 | line | name | object
22 | line | std_type | object
23 | line | from_bus | uint32
24 | line | to_bus | uint32
25 | line | length_km | float64
26 | line | r_ohm_per_km | float64
27 | line | x_ohm_per_km | float64
28 | line | c_nf_per_km | float64
29 | line | g_us_per_km | float64
30 | line | max_i_ka | float64
31 | line | df | float64
32 | line | parallel | uint32
33 | line | type | object
34 | line | in_service | bool
35 | trafo | name | object
36 | trafo | std_type | object
37 | trafo | hv_bus | uint32
38 | trafo | lv_bus | uint32
39 | trafo | sn_mva | float64
40 | trafo | vn_hv_kv | float64
41 | trafo | vn_lv_kv | float64
42 | trafo | vk_percent | float64
43 | trafo | vkr_percent | float64
44 | trafo | pfe_kw | float64
45 | trafo | i0_percent | float64
46 | trafo | shift_degree | float64
47 | trafo | tap_side | object
48 | trafo | tap_neutral | int32
49 | trafo | tap_min | int32
50 | trafo | tap_max | int32
51 | trafo | tap_step_percent | float64
52 | trafo | tap_step_degree | float64
53 | trafo | tap_pos | int32
54 | trafo | tap_phase_shifter | bool
55 | trafo | parallel | uint32
56 | trafo | df | float64
57 | trafo | in_service | bool
58 | line_geodata | coords | object
59 | bus_geodata | x | float64
60 | bus_geodata | y | float64
61 | bus_geodata | coords | object

## parameters
| version | format_version | converged | OPF_converged | name | f_hz | sn_mva
0 | 2.14.6 | 2.14.0 | FALSE | FALSE |  | 50 | 1