## bus
| name | vn_kv | type | zone | in_service
0 | bus_LV_573-4_1_3_node_41 | 0.4 | n |  | TRUE
1 | bus_LV_573-4_1_3_node_42 | 0.4 | n |  | TRUE
2 | bus_LV_573-4_1_3_node_43 | 0.4 | n |  | TRUE
3 | bus_LV_573-4_1_3_node_44 | 0.4 | n |  | TRUE
4 | bus_LV_573-4_1_3_node_45 | 0.4 | n |  | TRUE
5 | bus_LV_573-4_1_3_node_46 | 0.4 | n |  | TRUE
6 | bus_LV_573-4_1_3_node_47 | 0.4 | n |  | TRUE
7 | bus_LV_573-4_1_3_node_48 | 0.4 | n |  | TRUE
8 | bus_LV_573-4_1_3_node_91 | 0.4 | n |  | TRUE
9 | bus_LV_573-4_1_3_node_93 | 0.4 | n |  | TRUE
10 | bus_LV_573-4_1_3_node_84 | 0.4 | n |  | TRUE
11 | bus_LV_573-4_1_3_node_92 | 0.4 | n |  | TRUE
12 | bus_LV_573-4_1_3_node_55 | 0.4 | n |  | TRUE
13 | bus_LV_573-4_1_3_node_56 | 0.4 | n |  | TRUE
14 | bus_LV_573-4_1_3_node_57 | 0.4 | n |  | TRUE
15 | bus_LV_573-4_1_3_node_58 | 0.4 | n |  | TRUE
16 | bus_LV_573-4_1_3_node_95 | 0.4 | n |  | TRUE
17 | bus_LV_573-4_1_3_node_94 | 0.4 | n |  | TRUE
18 | bus_LV_573-4_1_3_node_65 | 0.4 | n |  | TRUE
19 | bus_LV_573-4_1_3_node_67 | 0.4 | n |  | TRUE
20 | bus_LV_573-4_1_3_node_220 | 0.4 | n |  | TRUE
21 | bus_LV_573-4_1_3_node_69 | 0.4 | n |  | TRUE
22 | bus_LV_573-4_1_3_node_218 | 0.4 | n |  | TRUE
23 | bus_LV_573-4_1_3_node_219 | 0.4 | n |  | TRUE
24 | bus_LV_573-4_1_3_node_96 | 0.4 | n |  | TRUE
25 | bus_LV_573-4_1_3_node_97 | 0.4 | n |  | TRUE
26 | bus_LV_573-4_1_3_node_79 | 0.4 | n |  | TRUE
27 | bus_LV_573-4_1_3_node_80 | 0.4 | n |  | TRUE
28 | bus_LV_573-4_1_3_node_81 | 0.4 | n |  | TRUE
29 | bus_LV_573-4_1_3_node_82 | 0.4 | n |  | TRUE
30 | bus_LV_573-4_1_3_node_83 | 0.4 | n |  | TRUE
31 | bus_LV_573-4_1_3_node_85 | 0.4 | n |  | TRUE
32 | bus_LV_573-4_1_3_node_127 | 0.4 | n |  | TRUE
33 | bus_LV_573-4_1_3_node_124 | 0.4 | n |  | TRUE
34 | bus_LV_573-4_1_3_node_130 | 0.4 | n |  | TRUE
35 | bus_LV_573-4_1_3_node_125 | 0.4 | n |  | TRUE
36 | bus_LV_573-4_1_3_node_98 | 0.4 | n |  | TRUE
37 | bus_LV_573-4_1_3_node_141 | 0.4 | n |  | TRUE
38 | bus_LV_573-4_1_3_node_193 | 0.4 | n |  | TRUE
39 | bus_LV_573-4_1_3_node_177 | 0.4 | n |  | TRUE
40 | bus_LV_573-4_1_3_node_139 | 0.4 | n |  | TRUE
41 | bus_LV_573-4_1_3_node_108 | 0.4 | n |  | TRUE
42 | bus_LV_573-4_1_3_node_109 | 0.4 | n |  | TRUE
43 | bus_LV_573-4_1_3_node_110 | 0.4 | n |  | TRUE
44 | bus_LV_573-4_1_3_node_113 | 0.4 | n |  | TRUE
45 | bus_LV_573-4_1_3_node_114 | 0.4 | n |  | TRUE
46 | bus_LV_573-4_1_3_node_147 | 0.4 | n |  | TRUE
47 | bus_LV_573-4_1_3_node_146 | 0.4 | n |  | TRUE
48 | bus_LV_573-4_1_3_node_137 | 0.4 | n |  | TRUE
49 | bus_LV_573-4_1_3_node_111 | 0.4 | n |  | TRUE
50 | bus_LV_573-4_1_3_node_112 | 0.4 | n |  | TRUE
51 | bus_LV_573-4_1_3_node_119 | 0.4 | n |  | TRUE
52 | bus_LV_573-4_1_3_node_163 | 0.4 | n |  | TRUE
53 | bus_LV_573-4_1_3_node_161 | 0.4 | n |  | TRUE
54 | bus_LV_573-4_1_3_node_162 | 0.4 | n |  | TRUE
55 | bus_LV_573-4_1_3_node_121 | 0.4 | n |  | TRUE
56 | bus_LV_573-4_1_3_node_117 | 0.4 | n |  | TRUE
57 | bus_LV_573-4_1_3_node_148 | 0.4 | n |  | TRUE
58 | bus_LV_573-4_1_3_node_149 | 0.4 | n |  | TRUE
59 | bus_LV_573-4_1_3_node_150 | 0.4 | n |  | TRUE
60 | bus_LV_573-4_1_3_node_120 | 0.4 | n |  | TRUE
61 | bus_LV_573-4_1_3_node_155 | 0.4 | n |  | TRUE
62 | bus_LV_573-4_1_3_node_128 | 0.4 | n |  | TRUE
63 | bus_LV_573-4_1_3_node_144 | 0.4 | n |  | TRUE
64 | bus_LV_573-4_1_3_node_138 | 0.4 | n |  | TRUE
65 | bus_LV_573-4_1_3_node_115 | 0.4 | n |  | TRUE
66 | bus_LV_573-4_1_3_node_116 | 0.4 | n |  | TRUE
67 | bus_LV_573-4_1_3_node_118 | 0.4 | n |  | TRUE
68 | bus_LV_573-4_1_3_node_122 | 0.4 | n |  | TRUE
69 | bus_LV_573-4_1_3_node_123 | 0.4 | n |  | TRUE
70 | bus_LV_573-4_1_3_node_135 | 0.4 | n |  | TRUE
71 | bus_LV_573-4_1_3_node_136 | 0.4 | n |  | TRUE
72 | bus_LV_573-4_1_3_node_126 | 0.4 | n |  | TRUE
73 | bus_LV_573-4_1_3_node_129 | 0.4 | n |  | TRUE
74 | bus_LV_573-4_1_3_node_153 | 0.4 | n |  | TRUE
75 | bus_LV_573-4_1_3_node_132 | 0.4 | n |  | TRUE
76 | bus_LV_573-4_1_3_node_159 | 0.4 | n |  | TRUE
77 | bus_LV_573-4_1_3_node_154 | 0.4 | n |  | TRUE
78 | bus_LV_573-4_1_3_node_133 | 0.4 | n |  | TRUE
79 | bus_LV_573-4_1_3_node_131 | 0.4 | n |  | TRUE
80 | bus_LV_573-4_1_3_node_160 | 0.4 | n |  | TRUE
81 | bus_LV_573-4_1_3_node_134 | 0.4 | n |  | TRUE
82 | bus_LV_573-4_1_3_node_145 | 0.4 | n |  | TRUE
83 | bus_LV_573-4_1_3_node_164 | 0.4 | n |  | TRUE
84 | bus_LV_573-4_1_3_node_140 | 0.4 | n |  | TRUE
85 | bus_LV_573-4_1_3_node_142 | 0.4 | n |  | TRUE
86 | bus_LV_573-4_1_3_node_143 | 0.4 | n |  | TRUE
87 | bus_LV_573-4_1_3_node_191 | 0.4 | n |  | TRUE
88 | bus_LV_573-4_1_3_node_173 | 0.4 | n |  | TRUE
89 | bus_LV_573-4_1_3_node_192 | 0.4 | n |  | TRUE
90 | bus_LV_573-4_1_3_node_176 | 0.4 | n |  | TRUE
91 | bus_LV_573-4_1_3_node_151 | 0.4 | n |  | TRUE
92 | bus_LV_573-4_1_3_node_152 | 0.4 | n |  | TRUE
93 | bus_LV_573-4_1_3_node_156 | 0.4 | n |  | TRUE
94 | bus_LV_573-4_1_3_node_157 | 0.4 | n |  | TRUE
95 | bus_LV_573-4_1_3_node_158 | 0.4 | n |  | TRUE
96 | bus_LV_573-4_1_3_node_178 | 0.4 | n |  | TRUE
97 | bus_LV_573-4_1_3_node_185 | 0.4 | n |  | TRUE
98 | bus_LV_573-4_1_3_node_182 | 0.4 | n |  | TRUE
99 | bus_LV_573-4_1_3_node_179 | 0.4 | n |  | TRUE
100 | bus_LV_573-4_1_3_node_180 | 0.4 | n |  | TRUE
101 | bus_LV_573-4_1_3_node_181 | 0.4 | n |  | TRUE
102 | bus_LV_573-4_1_3_node_252 | 0.4 | n |  | TRUE
103 | bus_LV_573-4_1_3_node_166 | 0.4 | n |  | TRUE
104 | bus_LV_573-4_1_3_node_165 | 0.4 | n |  | TRUE
105 | bus_LV_573-4_1_3_node_248 | 0.4 | n |  | TRUE
106 | bus_LV_573-4_1_3_node_249 | 0.4 | n |  | TRUE
107 | bus_LV_573-4_1_3_node_250 | 0.4 | n |  | TRUE
108 | bus_LV_573-4_1_3_node_167 | 0.4 | n |  | TRUE
109 | bus_LV_573-4_1_3_node_214 | 0.4 | n |  | TRUE
110 | bus_LV_573-4_1_3_node_247 | 0.4 | n |  | TRUE
111 | bus_LV_573-4_1_3_node_211 | 0.4 | n |  | TRUE
112 | bus_LV_573-4_1_3_node_225 | 0.4 | n |  | TRUE
113 | bus_LV_573-4_1_3_node_224 | 0.4 | n |  | TRUE
114 | bus_LV_573-4_1_3_node_172 | 0.4 | n |  | TRUE
115 | bus_LV_573-4_1_3_node_221 | 0.4 | n |  | TRUE
116 | bus_LV_573-4_1_3_node_188 | 0.4 | n |  | TRUE
117 | bus_LV_573-4_1_3_node_184 | 0.4 | n |  | TRUE
118 | bus_LV_573-4_1_3_node_190 | 0.4 | n |  | TRUE
119 | bus_LV_573-4_1_3_node_239 | 0.4 | n |  | TRUE
120 | bus_LV_573-4_1_3_node_236 | 0.4 | n |  | TRUE
121 | bus_LV_573-4_1_3_node_189 | 0.4 | n |  | TRUE
122 | bus_LV_573-4_1_3_node_240 | 0.4 | n |  | TRUE
123 | bus_LV_573-4_1_3_node_186 | 0.4 | n |  | TRUE
124 | bus_LV_573-4_1_3_node_187 | 0.4 | n |  | TRUE
125 | bus_LV_573-4_1_3_node_207 | 0.4 | n |  | TRUE
126 | bus_LV_573-4_1_3_node_209 | 0.4 | n |  | TRUE
127 | bus_LV_573-4_1_3_node_237 | 0.4 | n |  | TRUE
128 | bus_LV_573-4_1_3_node_208 | 0.4 | n |  | TRUE
129 | bus_LV_573-4_1_3_node_213 | 0.4 | n |  | TRUE
130 | bus_LV_573-4_1_3_node_238 | 0.4 | n |  | TRUE
131 | bus_MV_0_node_138 | 20 | n |  | TRUE

## load
| name | bus | p_mw | q_mvar | const_z_percent | const_i_percent | sn_mva | scaling | in_service | type
0 | LV_573-4_1_3_load_41 | 0 | 0.00044015 | 0.00011031 | 0 | 0 |  | 1 | TRUE | wye
1 | LV_573-4_1_3_load_42 | 1 | 0.00016434 | 4.1187e-05 | 0 | 0 |  | 1 | TRUE | wye
2 | LV_573-4_1_3_load_44 | 3 | 9.6238e-05 | 2.4119e-05 | 0 | 0 |  | 1 | TRUE | wye
3 | LV_573-4_1_3_load_45 | 4 | 0.00068738 | 0.00017227 | 0 | 0 |  | 1 | TRUE | wye
4 | LV_573-4_1_3_load_46 | 5 | 0.00067056 | 0.00016806 | 0 | 0 |  | 1 | TRUE | wye
5 | LV_573-4_1_3_load_47 | 6 | 0.00017391 | 4.3587e-05 | 0 | 0 |  | 1 | TRUE | wye
6 | LV_573-4_1_3_load_48 | 7 | 0.0015045 | 0.00037705 | 0 | 0 |  | 1 | TRUE | wye
7 | LV_573-4_1_3_load_91 | 8 | 9.0121e-05 | 2.2587e-05 | 0 | 0 |  | 1 | TRUE | wye
8 | LV_573-4_1_3_load_93 | 9 | 0.0019173 | 0.00048053 | 0 | 0 |  | 1 | TRUE | wye
9 | LV_573-4_1_3_load_84 | 10 | 0.00010815 | 2.7105e-05 | 0 | 0 |  | 1 | TRUE | wye
10 | LV_573-4_1_3_load_92 | 11 | 0.00099728 | 0.00024994 | 0 | 0 |  | 1 | TRUE | wye
11 | LV_573-4_1_3_load_55 | 12 | 0.0016171 | 0.00040528 | 0 | 0 |  | 1 | TRUE | wye
12 | LV_573-4_1_3_load_57 | 14 | 0.0013217 | 0.00033126 | 0 | 0 |  | 1 | TRUE | wye
13 | LV_573-4_1_3_load_58 | 15 | 0.00075618 | 0.00018952 | 0 | 0 |  | 1 | TRUE | wye
14 | LV_573-4_1_3_load_95 | 16 | 0.00056095 | 0.00014059 | 0 | 0 |  | 1 | TRUE | wye
15 | LV_573-4_1_3_load_94 | 17 | 0.0011345 | 0.00028434 | 0 | 0 |  | 1 | TRUE | wye
16 | LV_573-4_1_3_load_67 | 19 | 0.0010736 | 0.00026906 | 0 | 0 |  | 1 | TRUE | wye
17 | LV_573-4_1_3_load_220 | 20 | 0.00057848 | 0.00014498 | 0 | 0 |  | 1 | TRUE | wye
18 | LV_573-4_1_3_load_69 | 21 | 0.0012126 | 0.00030389 | 0 | 0 |  | 1 | TRUE | wye
19 | LV_573-4_1_3_load_218 | 22 | 0.001007 | 0.00025239 | 0 | 0 |  | 1 | TRUE | wye
20 | LV_573-4_1_3_load_219 | 23 | 0.0010461 | 0.00026218 | 0 | 0 |  | 1 | TRUE | wye
21 | LV_573-4_1_3_load_96 | 24 | 0.0010686 | 0.00026782 | 0 | 0 |  | 1 | TRUE | wye
22 | LV_573-4_1_3_load_97 | 25 | 0.0033981 | 0.00085165 | 0 | 0 |  | 1 | TRUE | wye
23 | LV_573-4_1_3_load_79 | 26 | 0.00013133 | 3.2915e-05 | 0 | 0 |  | 1 | TRUE | wye
24 | LV_573-4_1_3_load_80 | 27 | 9.2429e-05 | 2.3165e-05 | 0 | 0 |  | 1 | TRUE | wye
25 | LV_573-4_1_3_load_81 | 28 | 0.00011749 | 2.9445e-05 | 0 | 0 |  | 1 | TRUE | wye
26 | LV_573-4_1_3_load_82 | 29 | 0.00021375 | 5.357e-05 | 0 | 0 |  | 1 | TRUE | wye
27 | LV_573-4_1_3_load_83 | 30 | 0.00010586 | 2.6532e-05 | 0 | 0 |  | 1 | TRUE | wye
28 | LV_573-4_1_3_load_127 | 32 | 0.00012616 | 3.1619e-05 | 0 | 0 |  | 1 | TRUE | wye
29 | LV_573-4_1_3_load_124 | 33 | 0.0001067 | 2.6741e-05 | 0 | 0 |  | 1 | TRUE | wye
30 | LV_573-4_1_3_load_130 | 34 | 0.00015005 | 3.7606e-05 | 0 | 0 |  | 1 | TRUE | wye
31 | LV_573-4_1_3_load_125 | 35 | 0.0001166 | 2.9223e-05 | 0 | 0 |  | 1 | TRUE | wye
32 | LV_573-4_1_3_load_98 | 36 | 0.0015373 | 0.00038529 | 0 | 0 |  | 1 | TRUE | wye
33 | LV_573-4_1_3_load_193 | 38 | 0.0011785 | 0.00029535 | 0 | 0 |  | 1 | TRUE | wye
34 | LV_573-4_1_3_load_177 | 39 | 0.0012423 | 0.00031135 | 0 | 0 |  | 1 | TRUE | wye
35 | LV_573-4_1_3_load_108 | 41 | 0.00017692 | 4.4341e-05 | 0 | 0 |  | 1 | TRUE | wye
36 | LV_573-4_1_3_load_109 | 42 | 0.00012178 | 3.052e-05 | 0 | 0 |  | 1 | TRUE | wye
37 | LV_573-4_1_3_load_114 | 45 | 0.00014793 | 3.7076e-05 | 0 | 0 |  | 1 | TRUE | wye
38 | LV_573-4_1_3_load_146 | 47 | 0.00047012 | 0.00011782 | 0 | 0 |  | 1 | TRUE | wye
39 | LV_573-4_1_3_load_137 | 48 | 0.00062666 | 0.00015706 | 0 | 0 |  | 1 | TRUE | wye
40 | LV_573-4_1_3_load_111 | 49 | 8.303e-05 | 2.0809e-05 | 0 | 0 |  | 1 | TRUE | wye
41 | LV_573-4_1_3_load_119 | 51 | 0.00016819 | 4.2153e-05 | 0 | 0 |  | 1 | TRUE | wye
42 | LV_573-4_1_3_load_161 | 53 | 0.00012792 | 3.206e-05 | 0 | 0 |  | 1 | TRUE | wye
43 | LV_573-4_1_3_load_121 | 55 | 0.00015628 | 3.9166e-05 | 0 | 0 |  | 1 | TRUE | wye
44 | LV_573-4_1_3_load_117 | 56 | 0.00015014 | 3.763e-05 | 0 | 0 |  | 1 | TRUE | wye
45 | LV_573-4_1_3_load_149 | 58 | 0.00014178 | 3.5533e-05 | 0 | 0 |  | 1 | TRUE | wye
46 | LV_573-4_1_3_load_150 | 59 | 0.00027466 | 6.8836e-05 | 0 | 0 |  | 1 | TRUE | wye
47 | LV_573-4_1_3_load_120 | 60 | 0.00010156 | 2.5452e-05 | 0 | 0 |  | 1 | TRUE | wye
48 | LV_573-4_1_3_load_155 | 61 | 0.0001875 | 4.6991e-05 | 0 | 0 |  | 1 | TRUE | wye
49 | LV_573-4_1_3_load_144 | 63 | 0.00029098 | 7.2925e-05 | 0 | 0 |  | 1 | TRUE | wye
50 | LV_573-4_1_3_load_115 | 65 | 0.0014129 | 0.00035411 | 0 | 0 |  | 1 | TRUE | wye
51 | LV_573-4_1_3_load_116 | 66 | 0.00020574 | 5.1562e-05 | 0 | 0 |  | 1 | TRUE | wye
52 | LV_573-4_1_3_load_118 | 67 | 0.00011165 | 2.7983e-05 | 0 | 0 |  | 1 | TRUE | wye
53 | LV_573-4_1_3_load_122 | 68 | 0.00011101 | 2.7822e-05 | 0 | 0 |  | 1 | TRUE | wye
54 | LV_573-4_1_3_load_123 | 69 | 0.00018075 | 4.5301e-05 | 0 | 0 |  | 1 | TRUE | wye
55 | LV_573-4_1_3_load_135 | 70 | 0.00017034 | 4.2691e-05 | 0 | 0 |  | 1 | TRUE | wye
56 | LV_573-4_1_3_load_136 | 71 | 0.00011333 | 2.8402e-05 | 0 | 0 |  | 1 | TRUE | wye
57 | LV_573-4_1_3_load_129 | 73 | 9.1086e-05 | 2.2828e-05 | 0 | 0 |  | 1 | TRUE | wye
58 | LV_573-4_1_3_load_153 | 74 | 0.00010302 | 2.5818e-05 | 0 | 0 |  | 1 | TRUE | wye
59 | LV_573-4_1_3_load_154 | 77 | 0.00014792 | 3.7073e-05 | 0 | 0 |  | 1 | TRUE | wye
60 | LV_573-4_1_3_load_133 | 78 | 0.00010359 | 2.5961e-05 | 0 | 0 |  | 1 | TRUE | wye
61 | LV_573-4_1_3_load_131 | 79 | 0.00011189 | 2.8042e-05 | 0 | 0 |  | 1 | TRUE | wye
62 | LV_573-4_1_3_load_134 | 81 | 0.0003216 | 8.0601e-05 | 0 | 0 |  | 1 | TRUE | wye
63 | LV_573-4_1_3_load_145 | 82 | 0.00020603 | 5.1637e-05 | 0 | 0 |  | 1 | TRUE | wye
64 | LV_573-4_1_3_load_140 | 84 | 0.0010156 | 0.00025453 | 0 | 0 |  | 1 | TRUE | wye
65 | LV_573-4_1_3_load_142 | 85 | 0.0001217 | 3.05e-05 | 0 | 0 |  | 1 | TRUE | wye
66 | LV_573-4_1_3_load_143 | 86 | 0.001131 | 0.00028347 | 0 | 0 |  | 1 | TRUE | wye
67 | LV_573-4_1_3_load_173 | 88 | 0.00095039 | 0.00023819 | 0 | 0 |  | 1 | TRUE | wye
68 | LV_573-4_1_3_load_151 | 91 | 5.9761e-05 | 1.4977e-05 | 0 | 0 |  | 1 | TRUE | wye
69 | LV_573-4_1_3_load_152 | 92 | 0.00014224 | 3.5649e-05 | 0 | 0 |  | 1 | TRUE | wye
70 | LV_573-4_1_3_load_157 | 94 | 0.00013984 | 3.5048e-05 | 0 | 0 |  | 1 | TRUE | wye
71 | LV_573-4_1_3_load_158 | 95 | 0.00046266 | 0.00011595 | 0 | 0 |  | 1 | TRUE | wye
72 | LV_573-4_1_3_load_185 | 97 | 0.00014191 | 3.5566e-05 | 0 | 0 |  | 1 | TRUE | wye
73 | LV_573-4_1_3_load_179 | 99 | 0.00018766 | 4.7032e-05 | 0 | 0 |  | 1 | TRUE | wye
74 | LV_573-4_1_3_load_180 | 100 | 0.00015107 | 3.7863e-05 | 0 | 0 |  | 1 | TRUE | wye
75 | LV_573-4_1_3_load_181 | 101 | 0.00022904 | 5.7402e-05 | 0 | 0 |  | 1 | TRUE | wye
76 | LV_573-4_1_3_load_252 | 102 | 0.00038219 | 9.5787e-05 | 0 | 0 |  | 1 | TRUE | wye
77 | LV_573-4_1_3_load_165 | 104 | 7.4129e-05 | 1.8578e-05 | 0 | 0 |  | 1 | TRUE | wye
78 | LV_573-4_1_3_load_248 | 105 | 0.00022063 | 5.5296e-05 | 0 | 0 |  | 1 | TRUE | wye
79 | LV_573-4_1_3_load_249 | 106 | 0.00019514 | 4.8906e-05 | 0 | 0 |  | 1 | TRUE | wye
80 | LV_573-4_1_3_load_250 | 107 | 0.00019992 | 5.0103e-05 | 0 | 0 |  | 1 | TRUE | wye
81 | LV_573-4_1_3_load_167 | 108 | 0.00013819 | 3.4633e-05 | 0 | 0 |  | 1 | TRUE | wye
82 | LV_573-4_1_3_load_214 | 109 | 0.00026509 | 6.6437e-05 | 0 | 0 |  | 1 | TRUE | wye
83 | LV_573-4_1_3_load_247 | 110 | 0.00012646 | 3.1694e-05 | 0 | 0 |  | 1 | TRUE | wye
84 | LV_573-4_1_3_load_225 | 112 | 0.00013103 | 3.284e-05 | 0 | 0 |  | 1 | TRUE | wye
85 | LV_573-4_1_3_load_224 | 113 | 0.00029322 | 7.3489e-05 | 0 | 0 |  | 1 | TRUE | wye
86 | LV_573-4_1_3_load_172 | 114 | 0.0001257 | 3.1504e-05 | 0 | 0 |  | 1 | TRUE | wye
87 | LV_573-4_1_3_load_221 | 115 | 0.00013816 | 3.4626e-05 | 0 | 0 |  | 1 | TRUE | wye
88 | LV_573-4_1_3_load_239 | 119 | 0.00062348 | 0.00015626 | 0 | 0 |  | 1 | TRUE | wye
89 | LV_573-4_1_3_load_236 | 120 | 0.00014007 | 3.5104e-05 | 0 | 0 |  | 1 | TRUE | wye
90 | LV_573-4_1_3_load_189 | 121 | 0.00023648 | 5.9268e-05 | 0 | 0 |  | 1 | TRUE | wye
91 | LV_573-4_1_3_load_186 | 123 | 0.00019222 | 4.8174e-05 | 0 | 0 |  | 1 | TRUE | wye
92 | LV_573-4_1_3_load_187 | 124 | 0.00015412 | 3.8627e-05 | 0 | 0 |  | 1 | TRUE | wye
93 | LV_573-4_1_3_load_207 | 125 | 0.00018006 | 4.5127e-05 | 0 | 0 |  | 1 | TRUE | wye
94 | LV_573-4_1_3_load_209 | 126 | 0.00028062 | 7.0331e-05 | 0 | 0 |  | 1 | TRUE | wye
95 | LV_573-4_1_3_load_208 | 128 | 0.00029215 | 7.322e-05 | 0 | 0 |  | 1 | TRUE | wye
96 | LV_573-4_1_3_load_213 | 129 | 0.00025647 | 6.4278e-05 | 0 | 0 |  | 1 | TRUE | wye
97 | LV_573-4_1_3_load_238 | 130 | 0.0001366 | 3.4235e-05 | 0 | 0 |  | 1 | TRUE | wye

## ext_grid
| name | bus | vm_pu | va_degree | slack_weight | in_service
0 |  | 64 | 1 | 0 | 1 | TRUE

## line
| name | std_type | from_bus | to_bus | length_km | r_ohm_per_km | x_ohm_per_km | c_nf_per_km | g_us_per_km | max_i_ka | df | parallel | type | in_service
0 | LV_573-4_1_3_line_0 | NAYY 4x150 SE | 0 | 1 | 0.095745 | 0.208 | 0.08 | 261 | 0 | 0.27 | 1 | 2 | cs | TRUE
1 | LV_573-4_1_3_line_1 | NAYY 4x150 SE | 0 | 2 | 0.26197 | 0.208 | 0.08 | 261 | 0 | 0.27 | 1 | 2 | cs | TRUE
2 | LV_573-4_1_3_line_2 | NAYY 4x150 SE | 1 | 3 | 0.055201 | 0.208 | 0.08 | 261 | 0 | 0.27 | 1 | 2 | cs | TRUE
3 | LV_573-4_1_3_line_3 | NAYY 4x150 SE | 2 | 4 | 0.080707 | 0.208 | 0.08 | 261 | 0 | 0.27 | 1 | 1 | cs | TRUE
4 | LV_573-4_1_3_line_4 | NAYY 4x150 SE | 2 | 5 | 0.010029 | 0.208 | 0.08 | 261 | 0 | 0.27 | 1 | 2 | cs | TRUE
5 | LV_573-4_1_3_line_5 | NAYY 4x150 SE | 3 | 6 | 0.032894 | 0.208 | 0.08 | 261 | 0 | 0.27 | 1 | 2 | cs | TRUE
6 | LV_573-4_1_3_line_6 | NAYY 4x150 SE | 5 | 7 | 0.24702 | 0.208 | 0.08 | 261 | 0 | 0.27 | 1 | 1 | cs | TRUE
7 | LV_573-4_1_3_line_7 | NAYY 4x150 SE | 6 | 8 | 0.00066737 | 0.208 | 0.08 | 261 | 0 | 0.27 | 1 | 2 | cs | TRUE
8 | LV_573-4_1_3_line_8 | NAYY 4x150 SE | 7 | 9 | 0.037685 | 0.208 | 0.08 | 261 | 0 | 0.27 | 1 | 1 | cs | TRUE
9 | LV_573-4_1_3_line_9 | NAYY 4x150 SE | 8 | 10 | 0.08829 | 0.208 | 0.08 | 261 | 0 | 0.27 | 1 | 2 | cs | TRUE
10 | LV_573-4_1_3_line_10 | NAYY 4x150 SE | 9 | 11 | 0.039011 | 0.208 | 0.08 | 261 | 0 | 0.27 | 1 | 1 | cs | TRUE
11 | LV_573-4_1_3_line_11 | NAYY 4x150 SE | 10 | 29 | 0.0081597 | 0.208 | 0.08 | 261 | 0 | 0.27 | 1 | 2 | cs | TRUE
12 | LV_573-4_1_3_line_12 | NAYY 4x150 SE | 11 | 17 | 0.078075 | 0.208 | 0.08 | 261 | 0 | 0.27 | 1 | 1 | cs | TRUE
13 | LV_573-4_1_3_line_13 | NAYY 4x150 SE | 12 | 13 | 0.1753 | 0.208 | 0.08 | 261 | 0 | 0.27 | 1 | 1 | cs | TRUE
14 | LV_573-4_1_3_line_14 | NAYY 4x150 SE | 13 | 14 | 0.25193 | 0.208 | 0.08 | 261 | 0 | 0.27 | 1 | 1 | cs | TRUE
15 | LV_573-4_1_3_line_15 | NAYY 4x150 SE | 14 | 15 | 0.1968 | 0.208 | 0.08 | 261 | 0 | 0.27 | 1 | 1 | cs | TRUE
16 | LV_573-4_1_3_line_16 | NAYY 4x150 SE | 15 | 16 | 0.014261 | 0.208 | 0.08 | 261 | 0 | 0.27 | 1 | 1 | cs | TRUE
17 | LV_573-4_1_3_line_17 | NAYY 4x150 SE | 16 | 17 | 0.1454 | 0.208 | 0.08 | 261 | 0 | 0.27 | 1 | 1 | cs | TRUE
18 | LV_573-4_1_3_line_18 | NAYY 4x150 SE | 18 | 19 | 0.01789 | 0.208 | 0.08 | 261 | 0 | 0.27 | 1 | 1 | cs | TRUE
19 | LV_573-4_1_3_line_19 | NAYY 4x150 SE | 18 | 20 | 0.089844 | 0.208 | 0.08 | 261 | 0 | 0.27 | 1 | 1 | cs | TRUE
20 | LV_573-4_1_3_line_20 | NAYY 4x150 SE | 19 | 21 | 0.047328 | 0.208 | 0.08 | 261 | 0 | 0.27 | 1 | 1 | cs | TRUE
21 | LV_573-4_1_3_line_21 | NAYY 4x150 SE | 20 | 22 | 0.034681 | 0.208 | 0.08 | 261 | 0 | 0.27 | 1 | 1 | cs | TRUE
22 | LV_573-4_1_3_line_22 | NAYY 4x150 SE | 21 | 24 | 0.16314 | 0.208 | 0.08 | 261 | 0 | 0.27 | 1 | 1 | cs | TRUE
23 | LV_573-4_1_3_line_23 | NAYY 4x150 SE | 22 | 23 | 0.12804 | 0.208 | 0.08 | 261 | 0 | 0.27 | 1 | 1 | cs | TRUE
24 | LV_573-4_1_3_line_24 | NAYY 4x150 SE | 24 | 25 | 0.069651 | 0.208 | 0.08 | 261 | 0 | 0.27 | 1 | 1 | cs | TRUE
25 | LV_573-4_1_3_line_25 | NAYY 4x150 SE | 25 | 36 | 0.0039342 | 0.208 | 0.08 | 261 | 0 | 0.27 | 1 | 1 | cs | TRUE
26 | LV_573-4_1_3_line_26 | NAYY 4x150 SE | 26 | 27 | 0.089327 | 0.208 | 0.08 | 261 | 0 | 0.27 | 1 | 2 | cs | TRUE
27 | LV_573-4_1_3_line_27 | NAYY 4x150 SE | 26 | 28 | 0.089978 | 0.208 | 0.08 | 261 | 0 | 0.27 | 1 | 2 | cs | TRUE
28 | LV_573-4_1_3_line_28 | NAYY 4x150 SE | 27 | 29 | 0.055053 | 0.208 | 0.08 | 261 | 0 | 0.27 | 1 | 2 | cs | TRUE
29 | LV_573-4_1_3_line_29 | NAYY 4x150 SE | 28 | 30 | 0.037111 | 0.208 | 0.08 | 261 | 0 | 0.27 | 1 | 2 | cs | TRUE
30 | LV_573-4_1_3_line_30 | NAYY 4x150 SE | 30 | 31 | 0.1382 | 0.208 | 0.08 | 261 | 0 | 0.27 | 1 | 2 | cs | TRUE
31 | LV_573-4_1_3_line_31 | NAYY 4x150 SE | 31 | 32 | 0.076767 | 0.208 | 0.08 | 261 | 0 | 0.27 | 1 | 1 | cs | TRUE
32 | LV_573-4_1_3_line_32 | NAYY 4x150 SE | 31 | 33 | 0.14624 | 0.208 | 0.08 | 261 | 0 | 0.27 | 1 | 2 | cs | TRUE
33 | LV_573-4_1_3_line_33 | NAYY 4x150 SE | 32 | 34 | 0.30049 | 0.208 | 0.08 | 261 | 0 | 0.27 | 1 | 1 | cs | TRUE
34 | LV_573-4_1_3_line_34 | NAYY 4x150 SE | 33 | 35 | 0.039215 | 0.208 | 0.08 | 261 | 0 | 0.27 | 1 | 2 | cs | TRUE
35 | LV_573-4_1_3_line_35 | NAYY 4x150 SE | 34 | 76 | 0.0094927 | 0.208 | 0.08 | 261 | 0 | 0.27 | 1 | 1 | cs | TRUE
36 | LV_573-4_1_3_line_36 | NAYY 4x150 SE | 35 | 72 | 0.010049 | 0.208 | 0.08 | 261 | 0 | 0.27 | 1 | 2 | cs | TRUE
37 | LV_573-4_1_3_line_37 | NAYY 4x150 SE | 36 | 37 | 0.1229 | 0.208 | 0.08 | 261 | 0 | 0.27 | 1 | 1 | cs | TRUE
38 | LV_573-4_1_3_line_38 | NAYY 4x150 SE | 37 | 38 | 0.08728 | 0.208 | 0.08 | 261 | 0 | 0.27 | 1 | 1 | cs | TRUE
39 | LV_573-4_1_3_line_39 | NAYY 4x150 SE | 37 | 39 | 0.19471 | 0.208 | 0.08 | 261 | 0 | 0.27 | 1 | 1 | cs | TRUE
40 | LV_573-4_1_3_line_40 | NAYY 4x150 SE | 37 | 40 | 0.12701 | 0.208 | 0.08 | 261 | 0 | 0.27 | 1 | 1 | cs | TRUE
41 | LV_573-4_1_3_line_41 | NAYY 4x150 SE | 38 | 86 | 0.064013 | 0.208 | 0.08 | 261 | 0 | 0.27 | 1 | 1 | cs | TRUE
42 | LV_573-4_1_3_line_42 | NAYY 4x150 SE | 39 | 88 | 0.072566 | 0.208 | 0.08 | 261 | 0 | 0.27 | 1 | 1 | cs | TRUE
43 | LV_573-4_1_3_line_43 | NAYY 4x150 SE | 40 | 85 | 0.34209 | 0.208 | 0.08 | 261 | 0 | 0.27 | 1 | 1 | cs | TRUE
44 | LV_573-4_1_3_line_44 | NAYY 4x150 SE | 41 | 42 | 0.016996 | 0.208 | 0.08 | 261 | 0 | 0.27 | 1 | 1 | cs | TRUE
45 | LV_573-4_1_3_line_45 | NAYY 4x150 SE | 42 | 43 | 0.056784 | 0.208 | 0.08 | 261 | 0 | 0.27 | 1 | 1 | cs | TRUE
46 | LV_573-4_1_3_line_46 | NAYY 4x150 SE | 43 | 44 | 0.30572 | 0.208 | 0.08 | 261 | 0 | 0.27 | 1 | 2 | cs | TRUE
47 | LV_573-4_1_3_line_47 | NAYY 4x150 SE | 43 | 45 | 0.028829 | 0.208 | 0.08 | 261 | 0 | 0.27 | 1 | 2 | cs | TRUE
48 | LV_573-4_1_3_line_48 | NAYY 4x150 SE | 44 | 46 | 0.096791 | 0.208 | 0.08 | 261 | 0 | 0.27 | 1 | 2 | cs | TRUE
49 | LV_573-4_1_3_line_49 | NAYY 4x150 SE | 44 | 47 | 0.23635 | 0.208 | 0.08 | 261 | 0 | 0.27 | 1 | 1 | cs | TRUE
50 | LV_573-4_1_3_line_50 | NAYY 4x150 SE | 45 | 48 | 0.17908 | 0.208 | 0.08 | 261 | 0 | 0.27 | 1 | 2 | cs | TRUE
51 | LV_573-4_1_3_line_51 | NAYY 4x150 SE | 46 | 61 | 0.090304 | 0.208 | 0.08 | 261 | 0 | 0.27 | 1 | 1 | cs | TRUE
52 | LV_573-4_1_3_line_52 | NAYY 4x150 SE | 46 | 62 | 0.013203 | 0.208 | 0.08 | 261 | 0 | 0.27 | 1 | 2 | cs | TRUE
53 | LV_573-4_1_3_line_53 | NAYY 4x150 SE | 47 | 63 | 0.028772 | 0.208 | 0.08 | 261 | 0 | 0.27 | 1 | 1 | cs | TRUE
54 | LV_573-4_1_3_line_54 | NAYY 4x150 SE | 48 | 64 | 0.078522 | 0.208 | 0.08 | 261 | 0 | 0.27 | 1 | 2 | cs | TRUE
55 | LV_573-4_1_3_line_55 | NAYY 4x150 SE | 49 | 50 | 0.16046 | 0.208 | 0.08 | 261 | 0 | 0.27 | 1 | 1 | cs | TRUE
56 | LV_573-4_1_3_line_56 | NAYY 4x150 SE | 49 | 51 | 0.41461 | 0.208 | 0.08 | 261 | 0 | 0.27 | 1 | 1 | cs | TRUE
57 | LV_573-4_1_3_line_57 | NAYY 4x150 SE | 50 | 52 | 0.32138 | 0.208 | 0.08 | 261 | 0 | 0.27 | 1 | 1 | cs | TRUE
58 | LV_573-4_1_3_line_58 | NAYY 4x150 SE | 51 | 55 | 0.041387 | 0.208 | 0.08 | 261 | 0 | 0.27 | 1 | 1 | cs | TRUE
59 | LV_573-4_1_3_line_59 | NAYY 4x150 SE | 51 | 56 | 0.017123 | 0.208 | 0.08 | 261 | 0 | 0.27 | 1 | 1 | cs | TRUE
60 | LV_573-4_1_3_line_60 | NAYY 4x150 SE | 52 | 53 | 0.11773 | 0.208 | 0.08 | 261 | 0 | 0.27 | 1 | 1 | cs | TRUE
61 | LV_573-4_1_3_line_61 | NAYY 4x150 SE | 53 | 54 | 0.12762 | 0.208 | 0.08 | 261 | 0 | 0.27 | 1 | 1 | cs | TRUE
62 | LV_573-4_1_3_line_62 | NAYY 4x150 SE | 54 | 83 | 0.14579 | 0.208 | 0.08 | 261 | 0 | 0.27 | 1 | 1 | cs | TRUE
63 | LV_573-4_1_3_line_63 | NAYY 4x150 SE | 55 | 68 | 0.025185 | 0.208 | 0.08 | 261 | 0 | 0.27 | 1 | 1 | cs | TRUE
64 | LV_573-4_1_3_line_64 | NAYY 4x150 SE | 56 | 65 | 0.087675 | 0.208 | 0.08 | 261 | 0 | 0.27 | 1 | 1 | cs | TRUE
65 | LV_573-4_1_3_line_65 | NAYY 4x150 SE | 57 | 58 | 0.034633 | 0.208 | 0.08 | 261 | 0 | 0.27 | 1 | 1 | cs | TRUE
66 | LV_573-4_1_3_line_66 | NAYY 4x150 SE | 57 | 59 | 0.076587 | 0.208 | 0.08 | 261 | 0 | 0.27 | 1 | 1 | cs | TRUE
67 | LV_573-4_1_3_line_67 | NAYY 4x150 SE | 57 | 60 | 0.13398 | 0.208 | 0.08 | 261 | 0 | 0.27 | 1 | 1 | cs | TRUE
68 | LV_573-4_1_3_line_68 | NAYY 4x150 SE | 59 | 91 | 0.015515 | 0.208 | 0.08 | 261 | 0 | 0.27 | 1 | 1 | cs | TRUE
69 | LV_573-4_1_3_line_69 | NAYY 4x150 SE | 60 | 67 | 0.12125 | 0.208 | 0.08 | 261 | 0 | 0.27 | 1 | 1 | cs | TRUE
70 | LV_573-4_1_3_line_70 | NAYY 4x150 SE | 62 | 74 | 0.022824 | 0.208 | 0.08 | 261 | 0 | 0.27 | 1 | 1 | cs | TRUE
71 | LV_573-4_1_3_line_71 | NAYY 4x150 SE | 62 | 72 | 0.18656 | 0.208 | 0.08 | 261 | 0 | 0.27 | 1 | 2 | cs | TRUE
72 | LV_573-4_1_3_line_72 | NAYY 4x150 SE | 63 | 82 | 0.0076672 | 0.208 | 0.08 | 261 | 0 | 0.27 | 1 | 1 | cs | TRUE
73 | LV_573-4_1_3_line_73 | NAYY 4x150 SE | 64 | 84 | 0.1256 | 0.208 | 0.08 | 261 | 0 | 0.27 | 1 | 1 | cs | TRUE
74 | LV_573-4_1_3_line_74 | NAYY 4x150 SE | 65 | 66 | 0.029702 | 0.208 | 0.08 | 261 | 0 | 0.27 | 1 | 1 | cs | TRUE
75 | LV_573-4_1_3_line_75 | NAYY 4x150 SE | 66 | 67 | 0.04351 | 0.208 | 0.08 | 261 | 0 | 0.27 | 1 | 1 | cs | TRUE
76 | LV_573-4_1_3_line_76 | NAYY 4x150 SE | 68 | 69 | 0.02222 | 0.208 | 0.08 | 261 | 0 | 0.27 | 1 | 1 | cs | TRUE
77 | LV_573-4_1_3_line_77 | NAYY 4x150 SE | 69 | 70 | 0.031539 | 0.208 | 0.08 | 261 | 0 | 0.27 | 1 | 1 | cs | TRUE
78 | LV_573-4_1_3_line_78 | NAYY 4x150 SE | 70 | 71 | 0.056595 | 0.208 | 0.08 | 261 | 0 | 0.27 | 1 | 1 | cs | TRUE
79 | LV_573-4_1_3_line_79 | NAYY 4x150 SE | 71 | 82 | 0.017114 | 0.208 | 0.08 | 261 | 0 | 0.27 | 1 | 1 | cs | TRUE
80 | LV_573-4_1_3_line_80 | NAYY 4x150 SE | 72 | 73 | 0.074533 | 0.208 | 0.08 | 261 | 0 | 0.27 | 1 | 1 | cs | TRUE
81 | LV_573-4_1_3_line_81 | NAYY 4x150 SE | 73 | 75 | 0.027335 | 0.208 | 0.08 | 261 | 0 | 0.27 | 1 | 1 | cs | TRUE
82 | LV_573-4_1_3_line_82 | NAYY 4x150 SE | 74 | 77 | 0.0030179 | 0.208 | 0.08 | 261 | 0 | 0.27 | 1 | 1 | cs | TRUE
83 | LV_573-4_1_3_line_83 | NAYY 4x150 SE | 75 | 78 | 0.070339 | 0.208 | 0.08 | 261 | 0 | 0.27 | 1 | 1 | cs | TRUE
84 | LV_573-4_1_3_line_84 | NAYY 4x150 SE | 75 | 79 | 0.010043 | 0.208 | 0.08 | 261 | 0 | 0.27 | 1 | 1 | cs | TRUE
85 | LV_573-4_1_3_line_85 | NAYY 4x150 SE | 76 | 80 | 0.052542 | 0.208 | 0.08 | 261 | 0 | 0.27 | 1 | 1 | cs | TRUE
86 | LV_573-4_1_3_line_86 | NAYY 4x150 SE | 78 | 81 | 0.14558 | 0.208 | 0.08 | 261 | 0 | 0.27 | 1 | 1 | cs | TRUE
87 | LV_573-4_1_3_line_87 | NAYY 4x150 SE | 80 | 102 | 0.23991 | 0.208 | 0.08 | 261 | 0 | 0.27 | 1 | 1 | cs | TRUE
88 | LV_573-4_1_3_line_88 | NAYY 4x150 SE | 83 | 103 | 0.14403 | 0.208 | 0.08 | 261 | 0 | 0.27 | 1 | 1 | cs | TRUE
89 | LV_573-4_1_3_line_89 | NAYY 4x150 SE | 84 | 86 | 0.033224 | 0.208 | 0.08 | 261 | 0 | 0.27 | 1 | 1 | cs | TRUE
90 | LV_573-4_1_3_line_90 | NAYY 4x150 SE | 85 | 87 | 0.023861 | 0.208 | 0.08 | 261 | 0 | 0.27 | 1 | 1 | cs | TRUE
91 | LV_573-4_1_3_line_91 | NAYY 4x150 SE | 87 | 89 | 0.049053 | 0.208 | 0.08 | 261 | 0 | 0.27 | 1 | 1 | cs | TRUE
92 | LV_573-4_1_3_line_92 | NAYY 4x150 SE | 87 | 90 | 0.045301 | 0.208 | 0.08 | 261 | 0 | 0.27 | 1 | 1 | cs | TRUE
93 | LV_573-4_1_3_line_93 | NAYY 4x150 SE | 89 | 115 | 0.071747 | 0.208 | 0.08 | 261 | 0 | 0.27 | 1 | 1 | cs | TRUE
94 | LV_573-4_1_3_line_94 | NAYY 4x150 SE | 89 | 116 | 0.019788 | 0.208 | 0.08 | 261 | 0 | 0.27 | 1 | 1 | cs | TRUE
95 | LV_573-4_1_3_line_95 | NAYY 4x150 SE | 90 | 114 | 0.12668 | 0.208 | 0.08 | 261 | 0 | 0.27 | 1 | 1 | cs | TRUE
96 | LV_573-4_1_3_line_96 | NAYY 4x150 SE | 91 | 92 | 0.0074767 | 0.208 | 0.08 | 261 | 0 | 0.27 | 1 | 1 | cs | TRUE
97 | LV_573-4_1_3_line_97 | NAYY 4x150 SE | 93 | 94 | 0.15991 | 0.208 | 0.08 | 261 | 0 | 0.27 | 1 | 1 | cs | TRUE
98 | LV_573-4_1_3_line_98 | NAYY 4x150 SE | 93 | 95 | 0.081781 | 0.208 | 0.08 | 261 | 0 | 0.27 | 1 | 1 | cs | TRUE
99 | LV_573-4_1_3_line_99 | NAYY 4x150 SE | 95 | 96 | 0.20543 | 0.208 | 0.08 | 261 | 0 | 0.27 | 1 | 1 | cs | TRUE
100 | LV_573-4_1_3_line_100 | NAYY 4x150 SE | 96 | 99 | 0.23196 | 0.208 | 0.08 | 261 | 0 | 0.27 | 1 | 1 | cs | TRUE
101 | LV_573-4_1_3_line_101 | NAYY 4x150 SE | 96 | 100 | 0.08193 | 0.208 | 0.08 | 261 | 0 | 0.27 | 1 | 1 | cs | TRUE
102 | LV_573-4_1_3_line_102 | NAYY 4x150 SE | 96 | 101 | 0.40571 | 0.208 | 0.08 | 261 | 0 | 0.27 | 1 | 1 | cs | TRUE
103 | LV_573-4_1_3_line_103 | NAYY 4x150 SE | 97 | 98 | 0.032952 | 0.208 | 0.08 | 261 | 0 | 0.27 | 1 | 1 | cs | TRUE
104 | LV_573-4_1_3_line_104 | NAYY 4x150 SE | 98 | 118 | 0.063711 | 0.208 | 0.08 | 261 | 0 | 0.27 | 1 | 1 | cs | TRUE
105 | LV_573-4_1_3_line_105 | NAYY 4x150 SE | 98 | 99 | 0.081292 | 0.208 | 0.08 | 261 | 0 | 0.27 | 1 | 1 | cs | TRUE
106 | LV_573-4_1_3_line_106 | NAYY 4x150 SE | 101 | 117 | 0.0098972 | 0.208 | 0.08 | 261 | 0 | 0.27 | 1 | 1 | cs | TRUE
107 | LV_573-4_1_3_line_107 | NAYY 4x150 SE | 103 | 104 | 0.19022 | 0.208 | 0.08 | 261 | 0 | 0.27 | 1 | 1 | cs | TRUE
108 | LV_573-4_1_3_line_108 | NAYY 4x150 SE | 105 | 106 | 0.028687 | 0.208 | 0.08 | 261 | 0 | 0.27 | 1 | 1 | cs | TRUE
109 | LV_573-4_1_3_line_109 | NAYY 4x150 SE | 105 | 107 | 0.19486 | 0.208 | 0.08 | 261 | 0 | 0.27 | 1 | 1 | cs | TRUE
110 | LV_573-4_1_3_line_110 | NAYY 4x150 SE | 106 | 122 | 0.09885 | 0.208 | 0.08 | 261 | 0 | 0.27 | 1 | 1 | cs | TRUE
111 | LV_573-4_1_3_line_111 | NAYY 4x150 SE | 108 | 109 | 0.16622 | 0.208 | 0.08 | 261 | 0 | 0.27 | 1 | 1 | cs | TRUE
112 | LV_573-4_1_3_line_112 | NAYY 4x150 SE | 109 | 110 | 0.1713 | 0.208 | 0.08 | 261 | 0 | 0.27 | 1 | 1 | cs | TRUE
113 | LV_573-4_1_3_line_113 | NAYY 4x150 SE | 109 | 111 | 0.022929 | 0.208 | 0.08 | 261 | 0 | 0.27 | 1 | 1 | cs | TRUE
114 | LV_573-4_1_3_line_114 | NAYY 4x150 SE | 110 | 122 | 0.16267 | 0.208 | 0.08 | 261 | 0 | 0.27 | 1 | 1 | cs | TRUE
115 | LV_573-4_1_3_line_115 | NAYY 4x150 SE | 111 | 129 | 0.065652 | 0.208 | 0.08 | 261 | 0 | 0.27 | 1 | 1 | cs | TRUE
116 | LV_573-4_1_3_line_116 | NAYY 4x150 SE | 111 | 126 | 0.0073742 | 0.208 | 0.08 | 261 | 0 | 0.27 | 1 | 1 | cs | TRUE
117 | LV_573-4_1_3_line_117 | NAYY 4x150 SE | 112 | 113 | 0.0058322 | 0.208 | 0.08 | 261 | 0 | 0.27 | 1 | 1 | cs | TRUE
118 | LV_573-4_1_3_line_118 | NAYY 4x150 SE | 113 | 129 | 0.048829 | 0.208 | 0.08 | 261 | 0 | 0.27 | 1 | 1 | cs | TRUE
119 | LV_573-4_1_3_line_119 | NAYY 4x150 SE | 116 | 118 | 0.066407 | 0.208 | 0.08 | 261 | 0 | 0.27 | 1 | 1 | cs | TRUE
120 | LV_573-4_1_3_line_120 | NAYY 4x150 SE | 116 | 123 | 0.0096379 | 0.208 | 0.08 | 261 | 0 | 0.27 | 1 | 1 | cs | TRUE
121 | LV_573-4_1_3_line_121 | NAYY 4x150 SE | 117 | 119 | 0.052307 | 0.208 | 0.08 | 261 | 0 | 0.27 | 1 | 1 | cs | TRUE
122 | LV_573-4_1_3_line_122 | NAYY 4x150 SE | 117 | 120 | 0.014101 | 0.208 | 0.08 | 261 | 0 | 0.27 | 1 | 1 | cs | TRUE
123 | LV_573-4_1_3_line_123 | NAYY 4x150 SE | 118 | 121 | 0.021316 | 0.208 | 0.08 | 261 | 0 | 0.27 | 1 | 1 | cs | TRUE
124 | LV_573-4_1_3_line_124 | NAYY 4x150 SE | 119 | 122 | 0.00706 | 0.208 | 0.08 | 261 | 0 | 0.27 | 1 | 1 | cs | TRUE
125 | LV_573-4_1_3_line_125 | NAYY 4x150 SE | 121 | 124 | 0.0085817 | 0.208 | 0.08 | 261 | 0 | 0.27 | 1 | 1 | cs | TRUE
126 | LV_573-4_1_3_line_126 | NAYY 4x150 SE | 125 | 126 | 0.039649 | 0.208 | 0.08 | 261 | 0 | 0.27 | 1 | 1 | cs | TRUE
127 | LV_573-4_1_3_line_127 | NAYY 4x150 SE | 125 | 127 | 0.10976 | 0.208 | 0.08 | 261 | 0 | 0.27 | 1 | 1 | cs | TRUE
128 | LV_573-4_1_3_line_128 | NAYY 4x150 SE | 127 | 128 | 0.13219 | 0.208 | 0.08 | 261 | 0 | 0.27 | 1 | 1 | cs | TRUE
129 | LV_573-4_1_3_line_129 | NAYY 4x150 SE | 127 | 130 | 0.17569 | 0.208 | 0.08 | 261 | 0 | 0.27 | 1 | 1 | cs | TRUE

## trafo
| name | std_type | hv_bus | lv_bus | sn_mva | vn_hv_kv | vn_lv_kv | vk_percent | vkr_percent | pfe_kw | i0_percent | shift_degree | tap_side | tap_neutral | tap_min | tap_max | tap_step_percent | tap_step_degree | tap_pos | tap_phase_shifter | parallel | df | in_service
0 | LV_573-4_1_3_trafo_138 | 0.25 MVA 20/0.4 kV | 131 | 64 | 0.25 | 20 | 0.4 | 6 | 1.44 | 0.8 | 0.32 | 150 | hv | 0 | -2 | 2 | 2.5 | 0 | 0 | FALSE | 1 | 1 | TRUE

## line_geodata
| x0 | y0 | x1 | y1 | x2 | y2 | x3 | y3 | x4 | y4 | x5 | y5 | x6 | y6 | x7 | y7 | x8 | y8 | x9 | y9 | x10 | y10 | x11 | y11 | x12 | y12 | x13 | y13 | x14 | y14 | x15 | y15 | x16 | y16 | x17 | y17 | x18 | y18 | x19 | y19 | x20 | y20 | x21 | y21 | x22 | y22 | x23 | y23 | x24 | y24 | x25 | y25 | x26 | y26 | x27 | y27 | x28 | y28 | x29 | y29 | x30 | y30 | x31 | y31 | x32 | y32 | x33 | y33 | x34 | y34 | x35 | y35 | x36 | y36 | x37 | y37 | x38 | y38 | x39 | y39 | x40 | y40 | x41 | y41 | x42 | y42 | x43 | y43
0 | 2646109.7727 | 1175389.6362 | 2646122.0401 | 1175387.5101 | 2646135.2901 | 1175386.2223 | 2646150.3736 | 1175387.0942 | 2646165.2528 | 1175395.6242 | 2646181.0173 | 1175404.3501 | 2646197.5518 | 1175414.3381 | 2646197.9314 | 1175414.4141
1 | 2645854.8948 | 1175387.8646 | 2645888.3858 | 1175384.7743 | 2645918.6422 | 1175381.8151 | 2645941.8391 | 1175378.3351 | 2645959.9489 | 1175374.3382 | 2645974.547 | 1175368.7136 | 2645987.5024 | 1175366.9674 | 2646002.3977 | 1175369.4606 | 2646018.3324 | 1175374.9634 | 2646031.3617 | 1175379.5434 | 2646058.5221 | 1175389.5459 | 2646074.1785 | 1175394.4464 | 2646086.6237 | 1175394.4308 | 2646101.4644 | 1175391.0762 | 2646109.7727 | 1175389.6362
2 | 2646251.6675 | 1175426.2905 | 2646245.5635 | 1175423.6348 | 2646229.6915 | 1175419.9551 | 2646215.0534 | 1175417.8413 | 2646197.9314 | 1175414.4141
3 | 2645854.8948 | 1175387.8646 | 2645833.9681 | 1175413.4074 | 2645862.0727 | 1175451.9314
4 | 2645854.8948 | 1175387.8646 | 2645844.9673 | 1175389.2894
5 | 2646251.6675 | 1175426.2905 | 2646281.8309 | 1175439.4136
6 | 2645844.9673 | 1175389.2894 | 2645840.5535 | 1175389.9229 | 2645816.6581 | 1175393.7759 | 2645804.4393 | 1175393.1713 | 2645773.9065 | 1175383.2777 | 2645737.8504 | 1175360.8466 | 2645700.7486 | 1175338.1742 | 2645682.9855 | 1175330.7907 | 2645660.8583 | 1175325.2862 | 2645637.2525 | 1175319.1924 | 2645616.3047 | 1175313.6598
7 | 2646282.4428 | 1175439.6798 | 2646281.8309 | 1175439.4136
8 | 2645580.1943 | 1175302.9403 | 2645598.0307 | 1175308.8334 | 2645616.3047 | 1175313.6598
9 | 2646282.4428 | 1175439.6798 | 2646308.594 | 1175451.0574 | 2646325.4776 | 1175455.3788 | 2646336.8478 | 1175455.9779 | 2646362.6004 | 1175454.1535 | 2646367.7397 | 1175454.235
10 | 2645542.8594 | 1175291.6541 | 2645566.4844 | 1175298.4106 | 2645580.1943 | 1175302.9403
11 | 2646375.8983 | 1175454.3643 | 2646367.7397 | 1175454.235
12 | 2645542.8594 | 1175291.6541 | 2645534.8588 | 1175289.366 | 2645522.862 | 1175282.627 | 2645505.398 | 1175268.009 | 2645489.8368 | 1175253.4723 | 2645481.3341 | 1175245.112
13 | 2645824.9624 | 1175161.1373 | 2645784.724 | 1175178.7287 | 2645758.0185 | 1175199.125 | 2645766.5626 | 1175208.4951 | 2645741.6067 | 1175236.0752 | 2645747.4198 | 1175239.6659 | 2645741.4081 | 1175248.0912 | 2645755.0804 | 1175256.6222 | 2645746.4171 | 1175268.3812
14 | 2645824.9624 | 1175161.1373 | 2645803.5901 | 1175161.8302 | 2645790.0425 | 1175163.9947 | 2645769.2856 | 1175168.1943 | 2645736.6246 | 1175174.5823 | 2645709.6988 | 1175176.7451 | 2645662.4836 | 1175177.9532 | 2645641.8946 | 1175178.1858 | 2645615.109 | 1175176.9927 | 2645593.4196 | 1175173.1482 | 2645575.4092 | 1175168.1225
15 | 2645575.4092 | 1175168.1225 | 2645566.6358 | 1175165.6743 | 2645557.0898 | 1175163.3673 | 2645485.989 | 1175160.9938 | 2645463.8839 | 1175160.5484 | 2645445.0344 | 1175159.2162 | 2645426.1861 | 1175154.7045 | 2645398.5653 | 1175145.6687 | 2645390.2301 | 1175144.972 | 2645382.2495 | 1175148.9471 | 2645382.2495 | 1175148.9471
16 | 2645373.8365 | 1175159.8488 | 2645374.5646 | 1175156.293 | 2645382.2495 | 1175148.9471
17 | 2645373.8365 | 1175159.8488 | 2645372.4055 | 1175166.8378 | 2645375.5432 | 1175176.5111 | 2645380.0907 | 1175181.7038 | 2645385.9238 | 1175186.7395 | 2645399.2377 | 1175192.1985 | 2645422.0466 | 1175200.6644 | 2645441.8435 | 1175210.1192 | 2645456.3829 | 1175221.313 | 2645471.7544 | 1175235.6926 | 2645481.3341 | 1175245.112
18 | 2645282.4946 | 1175403.1519 | 2645292.4256 | 1175418.032
19 | 2645282.4946 | 1175403.1519 | 2645192.7416 | 1175399.1071
20 | 2645317.6332 | 1175457.9711 | 2645315.1642 | 1175452.1022 | 2645292.4256 | 1175418.032
21 | 2645192.7416 | 1175399.1071 | 2645189.0096 | 1175400.3241 | 2645180.8832 | 1175401.3968 | 2645159.1183 | 1175395.4633
22 | 2645385.0017 | 1175570.5483 | 2645403.6446 | 1175557.5934 | 2645383.286 | 1175548.7571 | 2645385.5702 | 1175537.8352 | 2645380.2551 | 1175528.0342 | 2645327.8554 | 1175482.2696 | 2645317.6332 | 1175457.9711
23 | 2645159.1183 | 1175395.4633 | 2645159.1183 | 1175395.4633 | 2645112.6325 | 1175375.1365 | 2645078.6913 | 1175353.748 | 2645058.0516 | 1175345.5554 | 2645045.2265 | 1175337.8182
24 | 2645385.0017 | 1175570.5483 | 2645441.8991 | 1175610.7222 | 2645441.8991 | 1175610.7222
25 | 2645441.8991 | 1175610.7222 | 2645443.4736 | 1175614.3276
26 | 2646510.4143 | 1175496.2523 | 2646510.4143 | 1175496.2523 | 2646482.4336 | 1175494.6014 | 2646465.1459 | 1175490.1764 | 2646447.057 | 1175479.6197 | 2646428.1844 | 1175467.3544
27 | 2646510.4143 | 1175496.2523 | 2646552.9835 | 1175505.3759 | 2646573.9676 | 1175510.2412 | 2646591.0425 | 1175515.4764 | 2646597.187 | 1175518.9163
28 | 2646375.8983 | 1175454.3643 | 2646398.1653 | 1175454.7174 | 2646420.1543 | 1175462.1357 | 2646428.1844 | 1175467.3544
29 | 2646629.8292 | 1175536.0525 | 2646620.5341 | 1175533.1926 | 2646609.0049 | 1175525.5323 | 2646597.187 | 1175518.9163
30 | 2646760.9225 | 1175560.4875 | 2646761.153 | 1175557.3877 | 2646758.6007 | 1175555.3111 | 2646756.6169 | 1175553.8616 | 2646753.3204 | 1175551.1456 | 2646742.6753 | 1175547.772 | 2646734.3174 | 1175547.1511 | 2646718.3295 | 1175547.6381 | 2646702.2356 | 1175547.0014 | 2646674.6862 | 1175543.0073 | 2646642.6268 | 1175539.99 | 2646629.8292 | 1175536.0525
31 | 2646760.9225 | 1175560.4875 | 2646781.4155 | 1175559.6578 | 2646811.7802 | 1175559.4276 | 2646837.5684 | 1175561.7356
32 | 2646760.9225 | 1175560.4875 | 2646756.551 | 1175565.2672 | 2646745.9399 | 1175569.309 | 2646730.5057 | 1175576.2481 | 2646714.4347 | 1175586.4396 | 2646694.1326 | 1175600.0779 | 2646657.9463 | 1175626.4664 | 2646637.5045 | 1175637.462
33 | 2646837.5684 | 1175561.7356 | 2646932.7649 | 1175570.2555 | 2646954.3568 | 1175569.6684 | 2646968.9785 | 1175565.9808 | 2646992.8483 | 1175556.6181 | 2647005.8919 | 1175554.3411 | 2647046.2593 | 1175551.6447 | 2647062.2959 | 1175546.9123 | 2647073.2949 | 1175545.0975 | 2647098.0402 | 1175545.9698 | 2647107.6927 | 1175542.3435 | 2647116.9377 | 1175537.0799 | 2647125.5312 | 1175529.1208 | 2647127.9113 | 1175526.4184
34 | 2646637.5045 | 1175637.462 | 2646617.485 | 1175648.2305 | 2646602.5291 | 1175655.159
35 | 2647134.1853 | 1175519.2946 | 2647127.9113 | 1175526.4184
36 | 2646593.4112 | 1175659.3829 | 2646602.5291 | 1175655.159
37 | 2645461.4987 | 1175697.5169 | 2645462.869 | 1175687.1551 | 2645483.8489 | 1175680.4993 | 2645461.228 | 1175665.6311 | 2645468.6307 | 1175658.1499 | 2645461.7732 | 1175656.2303 | 2645443.4736 | 1175614.3276
38 | 2645461.4987 | 1175697.5169 | 2645481.4115 | 1175696.5004 | 2645502.7708 | 1175694.2277 | 2645526.3394 | 1175686.9135 | 2645547.3504 | 1175684.2158
39 | 2645461.4987 | 1175697.5169 | 2645457.7747 | 1175697.6999 | 2645436.8319 | 1175704.5228 | 2645414.6868 | 1175710.6253 | 2645374.0187 | 1175715.9429 | 2645340.0364 | 1175719.5993 | 2645314.8504 | 1175719.4758 | 2645269.5667 | 1175714.104
40 | 2645461.4987 | 1175697.5169 | 2645485.3556 | 1175709.6373 | 2645466.2956 | 1175713.1282 | 2645480.5588 | 1175723.2749 | 2645533.543 | 1175729.8577 | 2645541.8981 | 1175735.8687
41 | 2645608.1769 | 1175673.783 | 2645608.1769 | 1175673.783 | 2645600.5571 | 1175679.6505 | 2645590.3629 | 1175684.2867 | 2645564.9472 | 1175686.2059 | 2645547.3504 | 1175684.2158 | 2645547.3504 | 1175684.2158
42 | 2645269.5667 | 1175714.104 | 2645231.2844 | 1175709.5628 | 2645198.7041 | 1175706.716 | 2645197.4198 | 1175706.9801
43 | 2645541.8981 | 1175735.8687 | 2645554.5485 | 1175744.9807 | 2645527.6103 | 1175744.087 | 2645526.0336 | 1175750.4007 | 2645542.207 | 1175758.6277 | 2645519.1762 | 1175769.659 | 2645542.3475 | 1175773.3588 | 2645508.9582 | 1175794.606 | 2645534.8035 | 1175802.495 | 2645514.7168 | 1175813.393 | 2645533.2279 | 1175822.7827 | 2645516.2968 | 1175828.8132 | 2645531.2367 | 1175834.3627 | 2645513.3465 | 1175837.8623 | 2645531.8885 | 1175847.1856 | 2645510.4348 | 1175852.9038 | 2645527.9566 | 1175863.7091
44 | 2646089.2643 | 1175768.9506 | 2646103.0287 | 1175778.9212
45 | 2646042.9503 | 1175736.3452 | 2646046.7414 | 1175740.3764 | 2646074.0486 | 1175757.9285 | 2646089.2643 | 1175768.9506
46 | 2646337.924 | 1175804.7283 | 2646313.9792 | 1175806.2444 | 2646292.3212 | 1175805.6104 | 2646266.5647 | 1175796.2403 | 2646237.3552 | 1175783.6085 | 2646210.592 | 1175777.8884 | 2646183.254 | 1175770.3629 | 2646156.2511 | 1175760.0053 | 2646143.2731 | 1175754.8473 | 2646131.0657 | 1175752.8524 | 2646098.6984 | 1175753.2041 | 2646082.0097 | 1175749.474 | 2646066.0519 | 1175744.1265 | 2646042.9503 | 1175736.3452
47 | 2646042.9503 | 1175736.3452 | 2646027.9387 | 1175731.2051 | 2646015.4403 | 1175727.769
48 | 2646418.0969 | 1175752.8753 | 2646403.5227 | 1175769.3048 | 2646386.6152 | 1175782.0477 | 2646370.4812 | 1175790.6388 | 2646356.4584 | 1175798.0678 | 2646337.924 | 1175804.7283
49 | 2646337.924 | 1175804.7283 | 2646368.3128 | 1175798.2372 | 2646383.7939 | 1175793.0095 | 2646399.1943 | 1175791.3053 | 2646438.5658 | 1175788.6527 | 2646454.1987 | 1175789.5074 | 2646468.8216 | 1175792.4666 | 2646506.9434 | 1175806.0801 | 2646522.6633 | 1175812.4608 | 2646543.0452 | 1175816.9767 | 2646567.6854 | 1175821.6591
50 | 2646015.4403 | 1175727.769 | 2646008.846 | 1175725.956 | 2645981.5203 | 1175724.7461 | 2645887.4008 | 1175724.6039 | 2645867.4573 | 1175719.6377 | 2645842.6143 | 1175710.621 | 2645839.0857 | 1175709.2566
51 | 2646329.0578 | 1175748.1852 | 2646341.5578 | 1175748.9043 | 2646352.6381 | 1175748.3673 | 2646371.7623 | 1175754.4404 | 2646385.0591 | 1175756.9 | 2646409.0839 | 1175752.9724 | 2646418.0969 | 1175752.8753
52 | 2646418.0969 | 1175752.8753 | 2646427.775 | 1175743.8675
53 | 2646567.6854 | 1175821.6591 | 2646595.9511 | 1175827.0304
54 | 2645763.7565 | 1175687.8407 | 2645784.3422 | 1175691.8109 | 2645812.8751 | 1175699.1213 | 2645839.0857 | 1175709.2566
55 | 2647093.23 | 1176196.9588 | 2647060.8949 | 1176193.5034 | 2647038.0356 | 1176187.3654 | 2647014.8507 | 1176183.7597 | 2646961.6488 | 1176172.4929 | 2646935.7004 | 1176167.4651 | 2646935.7004 | 1176167.4651
56 | 2646788.7368 | 1175779.7707 | 2646935.7004 | 1176167.4651
57 | 2647038.2989 | 1176513.6092 | 2647093.23 | 1176196.9588
58 | 2646788.7368 | 1175779.7707 | 2646768.0016 | 1175788.0089 | 2646750.1194 | 1175794.6485
59 | 2646788.7368 | 1175779.7707 | 2646804.6494 | 1175773.4485
60 | 2647038.2989 | 1176513.6092 | 2647029.5378 | 1176510.9614 | 2647018.3581 | 1176511.6742 | 2646998.4225 | 1176518.8442 | 2646965.7162 | 1176516.1424 | 2646957.2408 | 1176512.1406 | 2646945.3602 | 1176500.8528 | 2646927.7631 | 1176501.4758
61 | 2646801.67 | 1176511.7702 | 2646812.0667 | 1176511.4956 | 2646839.5417 | 1176513.6666 | 2646859.5948 | 1176512.9671 | 2646896.9516 | 1176505.4325 | 2646903.954 | 1176502.3189 | 2646927.7631 | 1176501.4758
62 | 2646659.7413 | 1176540.003 | 2646673.3104 | 1176534.7279 | 2646698.0127 | 1176526.849 | 2646731.7767 | 1176518.3739 | 2646757.7766 | 1176513.6737 | 2646777.3081 | 1176511.2579 | 2646791.5411 | 1176512.0248 | 2646801.67 | 1176511.7702
63 | 2646726.5097 | 1175803.4148 | 2646750.1194 | 1175794.6485
64 | 2646884.7165 | 1175738.1701 | 2646884.7165 | 1175738.1701 | 2646865.8879 | 1175749.1179 | 2646804.6494 | 1175773.4485
65 | 2647198.0943 | 1175719.2037 | 2647197.647 | 1175709.9841 | 2647196.1923 | 1175699.5782 | 2647190.3167 | 1175693.4065 | 2647186.4955 | 1175688.3052
66 | 2647198.0943 | 1175719.2037 | 2647214.5081 | 1175726.7145 | 2647230.043 | 1175737.1089 | 2647236.2603 | 1175738.7142 | 2647249.6758 | 1175735.7626 | 2647268.3379 | 1175729.4926
67 | 2647198.0943 | 1175719.2037 | 2647191.437 | 1175718.1397 | 2647183.0315 | 1175718.7406 | 2647164.8121 | 1175725.0453 | 2647153.634 | 1175725.3577 | 2647142.0614 | 1175724.333 | 2647121.638 | 1175719.2811 | 2647084.3253 | 1175710.7838 | 2647067.2942 | 1175707.1149
68 | 2647268.3379 | 1175729.4926 | 2647273.2129 | 1175727.8547 | 2647283.4856 | 1175726.4208
69 | 2646947.1281 | 1175706.5838 | 2646987.6526 | 1175700.8213 | 2647004.583 | 1175699.9978 | 2647031.3045 | 1175700.2738 | 2647051.4426 | 1175703.7001 | 2647067.2942 | 1175707.1149
70 | 2646427.775 | 1175743.8675 | 2646450.0326 | 1175738.8162
71 | 2646593.4112 | 1175659.3829 | 2646562.9673 | 1175672.8429 | 2646514.1238 | 1175692.2859 | 2646477.0839 | 1175708.6523 | 2646448.952 | 1175727.6559 | 2646427.775 | 1175743.8675
72 | 2646595.9511 | 1175827.0304 | 2646603.4835 | 1175828.4618
73 | 2645763.7565 | 1175687.8407 | 2645745.8005 | 1175685.8473 | 2645712.373 | 1175685.8483 | 2645698.2143 | 1175685.0957 | 2645681.6403 | 1175681.3121 | 2645653.8106 | 1175670.9505 | 2645640.6207 | 1175669.9432
74 | 2646884.7165 | 1175738.1701 | 2646899.2104 | 1175723.3865 | 2646905.4223 | 1175716.876 | 2646905.4223 | 1175716.876
75 | 2646947.1281 | 1175706.5838 | 2646930.0747 | 1175709.0088 | 2646913.8701 | 1175711.8393 | 2646905.4223 | 1175716.876
76 | 2646705.6792 | 1175811.1491 | 2646726.5097 | 1175803.4148
77 | 2646705.6792 | 1175811.1491 | 2646686.1815 | 1175818.3886 | 2646675.9726 | 1175821.7248
78 | 2646675.9726 | 1175821.7248 | 2646664.6168 | 1175825.4358 | 2646646.8491 | 1175828.8107 | 2646623.5625 | 1175831.2089 | 2646620.4377 | 1175830.7861
79 | 2646620.4377 | 1175830.7861 | 2646604.0376 | 1175828.5671 | 2646603.4835 | 1175828.4618
80 | 2646593.4112 | 1175659.3829 | 2646582.4145 | 1175650.1038 | 2646565.576 | 1175653.853 | 2646546.7776 | 1175657.9983 | 2646524.8846 | 1175666.9262
81 | 2646498.1355 | 1175671.173 | 2646518.3127 | 1175669.6062 | 2646524.8846 | 1175666.9262
82 | 2646452.9757 | 1175738.1482 | 2646450.0326 | 1175738.8162
83 | 2646498.1355 | 1175671.173 | 2646478.8032 | 1175674.1805 | 2646457.7193 | 1175677.3413 | 2646428.2757 | 1175678.1445
84 | 2646498.1355 | 1175671.173 | 2646488.0922 | 1175671.1823
85 | 2647168.9407 | 1175479.813 | 2647134.1853 | 1175519.2946
86 | 2646291.0354 | 1175634.3645 | 2646360.4731 | 1175666.2394 | 2646382.6418 | 1175672.0581 | 2646415.8133 | 1175678.4845 | 2646428.2757 | 1175678.1445
87 | 2646940.8372 | 1175452.9669 | 2646954.8607 | 1175455.4223 | 2646964.7764 | 1175457.2564 | 2646974.8204 | 1175457.335 | 2646986.3398 | 1175457.4251 | 2646994.4473 | 1175458.8004 | 2647001.9964 | 1175461.2052 | 2647011.0831 | 1175464.4559 | 2647022.8455 | 1175468.6391 | 2647029.8368 | 1175471.9845 | 2647038.3655 | 1175476.198 | 2647044.9806 | 1175478.7734 | 2647053.1275 | 1175481.9501 | 2647061.8307 | 1175484.3751 | 2647069.0629 | 1175486.2328 | 2647085.0032 | 1175488.9259 | 2647092.6227 | 1175490.1418 | 2647097.0625 | 1175490.3323 | 2647100.1897 | 1175490.2456 | 2647107.1648 | 1175489.8112 | 2647118.5815 | 1175488.3667 | 2647126.4364 | 1175487.828 | 2647134.5551 | 1175487.7806 | 2647140.04 | 1175487.279 | 2647143.676 | 1175485.6733 | 2647148.0971 | 1175481.4391 | 2647152.0817 | 1175477.3126 | 2647156.1586 | 1175475.0545 | 2647161.652 | 1175474.4418 | 2647164.4964 | 1175475.3312 | 2647168.9407 | 1175479.813
88 | 2646584.9215 | 1176561.0222 | 2646587.909 | 1176556.2206 | 2646589.3331 | 1176553.9304 | 2646602.7951 | 1176549.6326 | 2646636.5382 | 1176547.7491 | 2646664.1894 | 1176550.8323 | 2646669.5367 | 1176552.1746 | 2646686.387 | 1176556.4189 | 2646687.3521 | 1176553.2025 | 2646688.3172 | 1176549.9861 | 2646687.0374 | 1176549.4425 | 2646677.4015 | 1176545.2764 | 2646659.7413 | 1176540.003
89 | 2645640.6207 | 1175669.9432 | 2645636.9958 | 1175669.6664 | 2645618.045 | 1175669.8114 | 2645608.1769 | 1175673.783
90 | 2645505.3793 | 1175871.431 | 2645527.9566 | 1175863.7091
91 | 2645505.3793 | 1175871.431 | 2645519.3017 | 1175888.1676 | 2645533.8412 | 1175894.081 | 2645539.8202 | 1175898.9178 | 2645535.9398 | 1175898.566
92 | 2645505.3793 | 1175871.431 | 2645484.7937 | 1175875.5772 | 2645460.8326 | 1175880.3317
93 | 2645535.9398 | 1175898.566 | 2645507.5655 | 1175907.7225 | 2645467.4979 | 1175920.7037
94 | 2645555.6527 | 1175898.6155 | 2645545.6865 | 1175899.4515 | 2645539.8202 | 1175898.9178 | 2645535.9398 | 1175898.566
95 | 2645460.8326 | 1175880.3317 | 2645403.8719 | 1175872.1297 | 2645376.146 | 1175869.3298 | 2645335.2384 | 1175863.9038
96 | 2647283.4856 | 1175726.4208 | 2647290.8905 | 1175725.3872
97 | 2645961.566 | 1176092.5233 | 2645962.8641 | 1176088.709 | 2645957.8273 | 1176082.6783 | 2645938.4493 | 1176080.8957 | 2645923.6817 | 1176074.9351 | 2645907.6428 | 1176063.2952 | 2645888.6945 | 1176055.2794 | 2645862.7163 | 1176047.9659 | 2645831.057 | 1176036.8961 | 2645820.1952 | 1176032.485
98 | 2645961.566 | 1176092.5233 | 2645960.4633 | 1176095.7833 | 2645952.3301 | 1176098.8449 | 2645926.1248 | 1176092.2853 | 2645895.8861 | 1176085.3949 | 2645884.297 | 1176086.2677
99 | 2645685.2527 | 1176119.5737 | 2645697.7607 | 1176122.1591 | 2645715.3026 | 1176124.1604 | 2645741.5889 | 1176123.1156 | 2645756.4179 | 1176119.0152 | 2645770.997 | 1176110.6107 | 2645788.7048 | 1176102.8972 | 2645810.3567 | 1176099.1714 | 2645834.42 | 1176095.9755 | 2645857.4176 | 1176092.2158 | 2645877.9287 | 1176086.7473 | 2645884.297 | 1176086.2677
100 | 2645685.2527 | 1176119.5737 | 2645685.8253 | 1176116.6543 | 2645677.7237 | 1176104.5306 | 2645673.1021 | 1176098.1476 | 2645667.7593 | 1176093.1265 | 2645656.4719 | 1176091.84 | 2645640.9088 | 1176090.9434 | 2645633.7787 | 1176092.7902 | 2645627.0686 | 1176090.6492 | 2645622.863 | 1176086.8486 | 2645613.1194 | 1176073.523 | 2645604.3639 | 1176071.989 | 2645592.126 | 1176072.0628 | 2645585.1422 | 1176069.7307 | 2645575.1508 | 1176062.8512 | 2645565.3729 | 1176062.0877 | 2645555.6031 | 1176058.2226 | 2645546.1036 | 1176055.0155 | 2645535.4236 | 1176048.2087 | 2645528.883 | 1176039.8546 | 2645525.3761 | 1176027.5548 | 2645521.5835 | 1176011.6064 | 2645523.3495 | 1176008.5515 | 2645528.24 | 1176009.7448 | 2645531.8012 | 1176008.838
101 | 2645685.2527 | 1176119.5737 | 2645664.4496 | 1176117.2364 | 2645651.7352 | 1176117.6733 | 2645613.3475 | 1176131.011 | 2645606.0509 | 1176133.2603
102 | 2645685.2527 | 1176119.5737 | 2645684.429 | 1176123.3583 | 2645687.7094 | 1176128.197 | 2645688.0642 | 1176131.7905 | 2645689.7089 | 1176134.6268 | 2645695.2918 | 1176139.2384 | 2645694.7193 | 1176143.1472 | 2645690.46 | 1176143.4038 | 2645686.5117 | 1176144.9635 | 2645686.4198 | 1176146.9972 | 2645688.1525 | 1176149.3117 | 2645695.7408 | 1176152.5489 | 2645706.0721 | 1176154.8954 | 2645734.8644 | 1176156.9824 | 2645738.897 | 1176158.4028 | 2645742.4374 | 1176161.2202 | 2645744.1277 | 1176165.0796 | 2645749.3585 | 1176171.7452 | 2645752.2838 | 1176178.0375 | 2645755.4436 | 1176182.6529 | 2645759.2629 | 1176184.9722 | 2645760.5208 | 1176188.4058 | 2645762.8071 | 1176195.3047 | 2645770.349 | 1176203.6 | 2645776.8241 | 1176207.4625 | 2645778.7378 | 1176211.1012 | 2645778.9981 | 1176215.0498 | 2645776.917 | 1176218.3357 | 2645764.0993 | 1176224.319 | 2645766.5391 | 1176230.1295 | 2645768.2185 | 1176238.4246 | 2645772.3948 | 1176243.0366 | 2645793.4193 | 1176247.3437 | 2645816.7499 | 1176253.9474 | 2645823.4486 | 1176254.5322 | 2645842.5709 | 1176252.7105 | 2645849.0897 | 1176249.8254 | 2645855.1648 | 1176250.0052 | 2645885.9934 | 1176262.603 | 2645887.7673 | 1176263.5281 | 2645889.4 | 1176264.908 | 2645914.7422 | 1176305.2678 | 2645919.6289 | 1176311.9198 | 2645928.3966 | 1176333.517
103 | 2645547.8889 | 1175972.8518 | 2645571.4943 | 1175974.643 | 2645580.7724 | 1175974.7446
104 | 2645569.9378 | 1175947.0943 | 2645565.7726 | 1175950.0309 | 2645552.004 | 1175954.3621 | 2645537.6677 | 1175954.9314 | 2645532.7745 | 1175959.1188 | 2645533.5889 | 1175966.6401 | 2645538.8394 | 1175970.7599 | 2645547.8889 | 1175972.8518
105 | 2645547.8889 | 1175972.8518 | 2645540.5373 | 1175976.6648 | 2645534.5455 | 1175978.5759 | 2645530.4881 | 1175977.3779 | 2645527.8363 | 1175973.2778 | 2645524.6221 | 1175972.7754 | 2645521.67 | 1175975.0098 | 2645520.9322 | 1175977.5611 | 2645525.5559 | 1175982.6878 | 2645525.8356 | 1175985.1134 | 2645530.7167 | 1175989.575 | 2645531.5716 | 1175993.7504 | 2645528.2478 | 1175995.6151 | 2645521.5029 | 1175996.0419 | 2645521.749 | 1175998.8675 | 2645525.272 | 1176001.9737 | 2645529.5747 | 1176005.0857 | 2645531.8012 | 1176008.838
106 | 2645932.1194 | 1176342.6873 | 2645928.3966 | 1176333.517
107 | 2646584.9215 | 1176561.0222 | 2646613.4986 | 1176563.9678 | 2646672.9464 | 1176572.6898 | 2646688.3352 | 1176576.1669 | 2646739.5527 | 1176586.671 | 2646771.1845 | 1176597.224
108 | 2646106.6819 | 1176340.2112 | 2646079.4644 | 1176346.7962 | 2646078.7826 | 1176346.8564
109 | 2646065.5578 | 1176280.5541 | 2646101.3759 | 1176284.3198 | 2646106.7083 | 1176285.6615 | 2646115.4663 | 1176288.8082 | 2646128.3778 | 1176293.521 | 2646138.4256 | 1176294.9212 | 2646149.1467 | 1176293.2471 | 2646167.3905 | 1176285.3832 | 2646171.4157 | 1176290.717 | 2646152.2737 | 1176303.0653 | 2646140.8733 | 1176310.5817 | 2646129.03 | 1176321.0296 | 2646118.8697 | 1176334.2809 | 2646112.8662 | 1176338.715 | 2646106.6819 | 1176340.2112
110 | 2645983.638 | 1176369.1958 | 2645996.5474 | 1176368.183 | 2646009.8551 | 1176364.0828 | 2646032.4801 | 1176352.9725 | 2646043.0306 | 1176350.6077 | 2646055.3796 | 1176348.9237 | 2646078.7826 | 1176346.8564
111 | 2645830.8447 | 1176498.712 | 2645821.0937 | 1176664.6431
112 | 2645830.8447 | 1176498.712 | 2645834.1644 | 1176499.7562 | 2645842.9899 | 1176504.037 | 2645851.5064 | 1176511.7617 | 2645861.0003 | 1176523.585 | 2645872.3366 | 1176534.3662 | 2645887.1029 | 1176541.3495 | 2645913.8776 | 1176548.1578 | 2645932.0147 | 1176550.1087 | 2645950.0875 | 1176547.4789 | 2645967.8577 | 1176539.455 | 2645981.6427 | 1176531.8565
113 | 2645811.1904 | 1176487.6189 | 2645821.6675 | 1176495.8254 | 2645830.8447 | 1176498.712
114 | 2645983.638 | 1176369.1958 | 2645981.6427 | 1176531.8565
115 | 2645811.1904 | 1176487.6189 | 2645796.9182 | 1176480.9509 | 2645782.2648 | 1176476.1699 | 2645772.6618 | 1176474.607 | 2645760.7064 | 1176473.8154 | 2645751.3864 | 1176476.2346 | 2645748.8124 | 1176478.0419
116 | 2645811.1904 | 1176487.6189 | 2645806.5855 | 1176481.8592
117 | 2645725.6052 | 1176524.5418 | 2645726.798 | 1176518.8328
118 | 2645726.798 | 1176518.8328 | 2645727.9056 | 1176513.5312 | 2645731.123 | 1176499.526 | 2645733.0859 | 1176492.6818 | 2645736.6789 | 1176486.5614 | 2645748.8124 | 1176478.0419
119 | 2645555.6527 | 1175898.6155 | 2645547.7007 | 1175910.028 | 2645547.4951 | 1175917.9862 | 2645554.6893 | 1175921.8206 | 2645563.8766 | 1175921.8904 | 2645566.7576 | 1175932.0399 | 2645565.3813 | 1175941.1565 | 2645569.9378 | 1175947.0943
120 | 2645555.6527 | 1175898.6155 | 2645563.3626 | 1175897.9626 | 2645565.2561 | 1175897.801
121 | 2645932.1194 | 1176342.6873 | 2645939.6268 | 1176346.4579 | 2645948.7213 | 1176355.5546 | 2645957.8128 | 1176362.061 | 2645970.9513 | 1176367.0642 | 2645976.6755 | 1176368.026
122 | 2645932.1194 | 1176342.6873 | 2645927.6729 | 1176340.4521 | 2645919.1565 | 1176337.1774
123 | 2645569.9378 | 1175947.0943 | 2645587.3611 | 1175934.8144
124 | 2645983.638 | 1176369.1958 | 2645976.6755 | 1176368.026
125 | 2645587.3611 | 1175934.8144 | 2645594.3756 | 1175929.8705
126 | 2645779.409 | 1176453.3465 | 2645790.9083 | 1176462.2506 | 2645806.5855 | 1176481.8592
127 | 2645739.4461 | 1176351.1211 | 2645779.409 | 1176453.3465
128 | 2645739.4461 | 1176351.1211 | 2645646.0236 | 1176444.649
129 | 2645739.4461 | 1176351.1211 | 2645730.571 | 1176353.3103 | 2645724.5079 | 1176352.5748 | 2645718.8413 | 1176350.953 | 2645710.6484 | 1176346.8551 | 2645701.9966 | 1176341.7977 | 2645694.5909 | 1176338.7063 | 2645670.0036 | 1176335.5732 | 2645647.828 | 1176327.8782 | 2645631.7702 | 1176323.7762 | 2645613.134 | 1176322.0337 | 2645592.1932 | 1176322.8195 | 2645578.6658 | 1176322.6612 | 2645569.4483 | 1176321.3955

## bus_geodata
| x | y | coords
0 | 2646109.7727 | 1175389.6362
1 | 2646197.9314 | 1175414.4141
2 | 2645854.8948 | 1175387.8646
3 | 2646251.6675 | 1175426.2905
4 | 2645862.0727 | 1175451.9314
5 | 2645844.9673 | 1175389.2894
6 | 2646281.8309 | 1175439.4136
7 | 2645616.3047 | 1175313.6598
8 | 2646282.4428 | 1175439.6798
9 | 2645580.1943 | 1175302.9403
10 | 2646367.7397 | 1175454.235
11 | 2645542.8594 | 1175291.6541
12 | 2645746.4171 | 1175268.3812
13 | 2645824.9624 | 1175161.1373
14 | 2645575.4092 | 1175168.1225
15 | 2645382.2495 | 1175148.9471
16 | 2645373.8365 | 1175159.8488
17 | 2645481.3341 | 1175245.1119
18 | 2645282.4946 | 1175403.1519
19 | 2645292.4256 | 1175418.032
20 | 2645192.7416 | 1175399.1071
21 | 2645317.6332 | 1175457.9711
22 | 2645159.1183 | 1175395.4633
23 | 2645045.2265 | 1175337.8182
24 | 2645385.0017 | 1175570.5483
25 | 2645441.8991 | 1175610.7222
26 | 2646510.4143 | 1175496.2523
27 | 2646428.1844 | 1175467.3544
28 | 2646597.187 | 1175518.9163
29 | 2646375.8983 | 1175454.3643
30 | 2646629.8292 | 1175536.0525
31 | 2646760.9225 | 1175560.4875
32 | 2646837.5684 | 1175561.7356
33 | 2646637.5045 | 1175637.462
34 | 2647127.9113 | 1175526.4184
35 | 2646602.5291 | 1175655.159
36 | 2645443.4736 | 1175614.3276
37 | 2645461.4987 | 1175697.5169
38 | 2645547.3504 | 1175684.2158
39 | 2645269.5667 | 1175714.104
40 | 2645541.8981 | 1175735.8687
41 | 2646103.0287 | 1175778.9212
42 | 2646089.2643 | 1175768.9506
43 | 2646042.9503 | 1175736.3452
44 | 2646337.924 | 1175804.7283
45 | 2646015.4403 | 1175727.769
46 | 2646418.0969 | 1175752.8753
47 | 2646567.6854 | 1175821.6591
48 | 2645839.0857 | 1175709.2566
49 | 2646935.7004 | 1176167.4651
50 | 2647093.23 | 1176196.9588
51 | 2646788.7368 | 1175779.7707
52 | 2647038.2989 | 1176513.6092
53 | 2646927.7631 | 1176501.4758
54 | 2646801.67 | 1176511.7702
55 | 2646750.1194 | 1175794.6485
56 | 2646804.6494 | 1175773.4485
57 | 2647198.0943 | 1175719.2037
58 | 2647186.4955 | 1175688.3052
59 | 2647268.3379 | 1175729.4926
60 | 2647067.2942 | 1175707.1149
61 | 2646329.0578 | 1175748.1852
62 | 2646427.775 | 1175743.8675
63 | 2646595.9511 | 1175827.0304
64 | 2645763.7565 | 1175687.8407
65 | 2646884.7165 | 1175738.1701
66 | 2646905.4223 | 1175716.876
67 | 2646947.1281 | 1175706.5838
68 | 2646726.5097 | 1175803.4148
69 | 2646705.6792 | 1175811.1491
70 | 2646675.9726 | 1175821.7248
71 | 2646620.4377 | 1175830.7861
72 | 2646593.4112 | 1175659.3829
73 | 2646524.8846 | 1175666.9262
74 | 2646450.0326 | 1175738.8162
75 | 2646498.1355 | 1175671.173
76 | 2647134.1853 | 1175519.2946
77 | 2646452.9757 | 1175738.1482
78 | 2646428.2757 | 1175678.1445
79 | 2646488.0922 | 1175671.1823
80 | 2647168.9407 | 1175479.813
81 | 2646291.0354 | 1175634.3645
82 | 2646603.4835 | 1175828.4618
83 | 2646659.7413 | 1176540.003
84 | 2645640.6207 | 1175669.9432
85 | 2645527.9566 | 1175863.7091
86 | 2645608.1769 | 1175673.783
87 | 2645505.3793 | 1175871.431
88 | 2645197.4198 | 1175706.9801
89 | 2645535.9398 | 1175898.566
90 | 2645460.8326 | 1175880.3317
91 | 2647283.4856 | 1175726.4208
92 | 2647290.8905 | 1175725.3872
93 | 2645961.566 | 1176092.5233
94 | 2645820.1952 | 1176032.485
95 | 2645884.297 | 1176086.2677
96 | 2645685.2527 | 1176119.5737
97 | 2645580.7724 | 1175974.7446
98 | 2645547.8889 | 1175972.8518
99 | 2645531.8012 | 1176008.838
100 | 2645606.0509 | 1176133.2603
101 | 2645928.3966 | 1176333.517
102 | 2646940.8372 | 1175452.9669
103 | 2646584.9215 | 1176561.0222
104 | 2646771.1845 | 1176597.224
105 | 2646106.6819 | 1176340.2112
106 | 2646078.7826 | 1176346.8564
107 | 2646065.5578 | 1176280.5541
108 | 2645821.0937 | 1176664.6431
109 | 2645830.8447 | 1176498.712
110 | 2645981.6427 | 1176531.8565
111 | 2645811.1904 | 1176487.6189
112 | 2645725.6052 | 1176524.5418
113 | 2645726.798 | 1176518.8328
114 | 2645335.2384 | 1175863.9038
115 | 2645467.4979 | 1175920.7037
116 | 2645555.6527 | 1175898.6155
117 | 2645932.1194 | 1176342.6873
118 | 2645569.9378 | 1175947.0943
119 | 2645976.6755 | 1176368.026
120 | 2645919.1565 | 1176337.1774
121 | 2645587.3611 | 1175934.8144
122 | 2645983.638 | 1176369.1958
123 | 2645565.2561 | 1175897.801
124 | 2645594.3756 | 1175929.8705
125 | 2645779.409 | 1176453.3465
126 | 2645806.5855 | 1176481.8592
127 | 2645739.4461 | 1176351.1211
128 | 2645646.0236 | 1176444.649
129 | 2645748.8124 | 1176478.0419
130 | 2645569.4483 | 1176321.3955
131 | 2645763.7565 | 1175687.8407

## line_std_types
| c_nf_per_km | r_ohm_per_km | x_ohm_per_km | max_i_ka | type | q_mm2 | alpha | voltage_rating
NAYY 4x50 SE | 210 | 0.642 | 0.083 | 0.142 | cs | 50 | 0.00403 | LV
NAYY 4x120 SE | 264 | 0.225 | 0.08 | 0.242 | cs | 120 | 0.00403 | LV
NAYY 4x150 SE | 261 | 0.208 | 0.08 | 0.27 | cs | 150 | 0.00403 | LV
NA2XS2Y 1x95 RM/25 12/20 kV | 216 | 0.313 | 0.132 | 0.252 | cs | 95 | 0.00403 | MV
NA2XS2Y 1x185 RM/25 12/20 kV | 273 | 0.161 | 0.117 | 0.362 | cs | 185 | 0.00403 | MV
NA2XS2Y 1x240 RM/25 12/20 kV | 304 | 0.122 | 0.112 | 0.421 | cs | 240 | 0.00403 | MV
NA2XS2Y 1x95 RM/25 6/10 kV | 315 | 0.313 | 0.123 | 0.249 | cs | 95 | 0.00403 | MV
NA2XS2Y 1x185 RM/25 6/10 kV | 406 | 0.161 | 0.11 | 0.358 | cs | 185 | 0.00403 | MV
NA2XS2Y 1x240 RM/25 6/10 kV | 456 | 0.122 | 0.105 | 0.416 | cs | 240 | 0.00403 | MV
NA2XS2Y 1x150 RM/25 12/20 kV | 250 | 0.206 | 0.116 | 0.319 | cs | 150 | 0.00403 | MV
NA2XS2Y 1x120 RM/25 12/20 kV | 230 | 0.253 | 0.119 | 0.283 | cs | 120 | 0.00403 | MV
NA2XS2Y 1x70 RM/25 12/20 kV | 190 | 0.443 | 0.132 | 0.22 | cs | 70 | 0.00403 | MV
NA2XS2Y 1x150 RM/25 6/10 kV | 360 | 0.206 | 0.11 | 0.315 | cs | 150 | 0.00403 | MV
NA2XS2Y 1x120 RM/25 6/10 kV | 340 | 0.253 | 0.113 | 0.28 | cs | 120 | 0.00403 | MV
NA2XS2Y 1x70 RM/25 6/10 kV | 280 | 0.443 | 0.123 | 0.217 | cs | 70 | 0.00403 | MV
N2XS(FL)2Y 1x120 RM/35 64/110 kV | 112 | 0.153 | 0.166 | 0.366 | cs | 120 | 0.00393 | HV
N2XS(FL)2Y 1x185 RM/35 64/110 kV | 125 | 0.099 | 0.156 | 0.457 | cs | 185 | 0.00393 | HV
N2XS(FL)2Y 1x240 RM/35 64/110 kV | 135 | 0.075 | 0.149 | 0.526 | cs | 240 | 0.00393 | HV
N2XS(FL)2Y 1x300 RM/35 64/110 kV | 144 | 0.06 | 0.144 | 0.588 | cs | 300 | 0.00393 | HV
15-AL1/3-ST1A 0.4 | 11 | 1.8769 | 0.35 | 0.105 | ol | 16 | 0.00403 | LV
24-AL1/4-ST1A 0.4 | 11.25 | 1.2012 | 0.335 | 0.14 | ol | 24 | 0.00403 | LV
48-AL1/8-ST1A 0.4 | 12.2 | 0.5939 | 0.3 | 0.21 | ol | 48 | 0.00403 | LV
94-AL1/15-ST1A 0.4 | 13.2 | 0.306 | 0.29 | 0.35 | ol | 94 | 0.00403 | LV
34-AL1/6-ST1A 10.0 | 9.7 | 0.8342 | 0.36 | 0.17 | ol | 34 | 0.00403 | MV
48-AL1/8-ST1A 10.0 | 10.1 | 0.5939 | 0.35 | 0.21 | ol | 48 | 0.00403 | MV
70-AL1/11-ST1A 10.0 | 10.4 | 0.4132 | 0.339 | 0.29 | ol | 70 | 0.00403 | MV
94-AL1/15-ST1A 10.0 | 10.75 | 0.306 | 0.33 | 0.35 | ol | 94 | 0.00403 | MV
122-AL1/20-ST1A 10.0 | 11.1 | 0.2376 | 0.323 | 0.41 | ol | 122 | 0.00403 | MV
149-AL1/24-ST1A 10.0 | 11.25 | 0.194 | 0.315 | 0.47 | ol | 149 | 0.00403 | MV
34-AL1/6-ST1A 20.0 | 9.15 | 0.8342 | 0.382 | 0.17 | ol | 34 | 0.00403 | MV
48-AL1/8-ST1A 20.0 | 9.5 | 0.5939 | 0.372 | 0.21 | ol | 48 | 0.00403 | MV
70-AL1/11-ST1A 20.0 | 9.7 | 0.4132 | 0.36 | 0.29 | ol | 70 | 0.00403 | MV
94-AL1/15-ST1A 20.0 | 10 | 0.306 | 0.35 | 0.35 | ol | 94 | 0.00403 | MV
122-AL1/20-ST1A 20.0 | 10.3 | 0.2376 | 0.344 | 0.41 | ol | 122 | 0.00403 | MV
149-AL1/24-ST1A 20.0 | 10.5 | 0.194 | 0.337 | 0.47 | ol | 149 | 0.00403 | MV
184-AL1/30-ST1A 20.0 | 10.75 | 0.1571 | 0.33 | 0.535 | ol | 184 | 0.00403 | MV
243-AL1/39-ST1A 20.0 | 11 | 0.1188 | 0.32 | 0.645 | ol | 243 | 0.00403 | MV
48-AL1/8-ST1A 110.0 | 8 | 0.5939 | 0.46 | 0.21 | ol | 48 | 0.00403 | HV
70-AL1/11-ST1A 110.0 | 8.4 | 0.4132 | 0.45 | 0.29 | ol | 70 | 0.00403 | HV
94-AL1/15-ST1A 110.0 | 8.65 | 0.306 | 0.44 | 0.35 | ol | 94 | 0.00403 | HV
122-AL1/20-ST1A 110.0 | 8.5 | 0.2376 | 0.43 | 0.41 | ol | 122 | 0.00403 | HV
149-AL1/24-ST1A 110.0 | 8.75 | 0.194 | 0.41 | 0.47 | ol | 149 | 0.00403 | HV
184-AL1/30-ST1A 110.0 | 8.8 | 0.1571 | 0.4 | 0.535 | ol | 184 | 0.00403 | HV
243-AL1/39-ST1A 110.0 | 9 | 0.1188 | 0.39 | 0.645 | ol | 243 | 0.00403 | HV
305-AL1/39-ST1A 110.0 | 9.2 | 0.0949 | 0.38 | 0.74 | ol | 305 | 0.00403 | HV
490-AL1/64-ST1A 110.0 | 9.75 | 0.059 | 0.37 | 0.96 | ol | 490 | 0.00403 | HV
679-AL1/86-ST1A 110.0 | 9.95 | 0.042 | 0.36 | 1.15 | ol | 679 | 0.00403 | HV
490-AL1/64-ST1A 220.0 | 10 | 0.059 | 0.285 | 0.96 | ol | 490 | 0.00403 | HV
679-AL1/86-ST1A 220.0 | 11.7 | 0.042 | 0.275 | 1.15 | ol | 679 | 0.00403 | HV
490-AL1/64-ST1A 380.0 | 11 | 0.059 | 0.253 | 0.96 | ol | 490 | 0.00403 | HV
679-AL1/86-ST1A 380.0 | 14.6 | 0.042 | 0.25 | 1.15 | ol | 679 | 0.00403 | HV

## trafo_std_types
| i0_percent | pfe_kw | vkr_percent | sn_mva | vn_lv_kv | vn_hv_kv | vk_percent | shift_degree | vector_group | tap_side | tap_neutral | tap_min | tap_max | tap_step_degree | tap_step_percent | tap_phase_shifter
160 MVA 380/110 kV | 0.06 | 60 | 0.25 | 160 | 110 | 380 | 12.2 | 0 | Yy0 | hv | 0 | -9 | 9 | 0 | 1.5 | FALSE
100 MVA 220/110 kV | 0.06 | 55 | 0.26 | 100 | 110 | 220 | 12 | 0 | Yy0 | hv | 0 | -9 | 9 | 0 | 1.5 | FALSE
63 MVA 110/20 kV | 0.04 | 22 | 0.32 | 63 | 20 | 110 | 18 | 150 | YNd5 | hv | 0 | -9 | 9 | 0 | 1.5 | FALSE
40 MVA 110/20 kV | 0.05 | 18 | 0.34 | 40 | 20 | 110 | 16.2 | 150 | YNd5 | hv | 0 | -9 | 9 | 0 | 1.5 | FALSE
25 MVA 110/20 kV | 0.07 | 14 | 0.41 | 25 | 20 | 110 | 12 | 150 | YNd5 | hv | 0 | -9 | 9 | 0 | 1.5 | FALSE
63 MVA 110/10 kV | 0.04 | 22 | 0.32 | 63 | 10 | 110 | 18 | 150 | YNd5 | hv | 0 | -9 | 9 | 0 | 1.5 | FALSE
40 MVA 110/10 kV | 0.05 | 18 | 0.34 | 40 | 10 | 110 | 16.2 | 150 | YNd5 | hv | 0 | -9 | 9 | 0 | 1.5 | FALSE
25 MVA 110/10 kV | 0.07 | 14 | 0.41 | 25 | 10 | 110 | 12 | 150 | YNd5 | hv | 0 | -9 | 9 | 0 | 1.5 | FALSE
0.25 MVA 20/0.4 kV | 0.32 | 0.8 | 1.44 | 0.25 | 0.4 | 20 | 6 | 150 | Yzn5 | hv | 0 | -2 | 2 | 0 | 2.5 | FALSE
0.4 MVA 20/0.4 kV | 0.3375 | 1.35 | 1.425 | 0.4 | 0.4 | 20 | 6 | 150 | Dyn5 | hv | 0 | -2 | 2 | 0 | 2.5 | FALSE
0.63 MVA 20/0.4 kV | 0.2619 | 1.65 | 1.206 | 0.63 | 0.4 | 20 | 6 | 150 | Dyn5 | hv | 0 | -2 | 2 | 0 | 2.5 | FALSE
0.25 MVA 10/0.4 kV | 0.24 | 0.6 | 1.2 | 0.25 | 0.4 | 10 | 4 | 150 | Dyn5 | hv | 0 | -2 | 2 | 0 | 2.5 | FALSE
0.4 MVA 10/0.4 kV | 0.2375 | 0.95 | 1.325 | 0.4 | 0.4 | 10 | 4 | 150 | Dyn5 | hv | 0 | -2 | 2 | 0 | 2.5 | FALSE
0.63 MVA 10/0.4 kV | 0.1873 | 1.18 | 1.0794 | 0.63 | 0.4 | 10 | 4 | 150 | Dyn5 | hv | 0 | -2 | 2 | 0 | 2.5 | FALSE

## trafo3w_std_types
| sn_hv_mva | sn_mv_mva | sn_lv_mva | vn_hv_kv | vn_mv_kv | vn_lv_kv | vk_hv_percent | vk_mv_percent | vk_lv_percent | vkr_hv_percent | vkr_mv_percent | vkr_lv_percent | pfe_kw | i0_percent | shift_mv_degree | shift_lv_degree | vector_group | tap_side | tap_neutral | tap_min | tap_max | tap_step_percent
63/25/38 MVA 110/20/10 kV | 63 | 25 | 38 | 110 | 20 | 10 | 10.4 | 10.4 | 10.4 | 0.28 | 0.32 | 0.35 | 35 | 0.89 | 0 | 0 | YN0yn0yn0 | hv | 0 | -10 | 10 | 1.2
63/25/38 MVA 110/10/10 kV | 63 | 25 | 38 | 110 | 10 | 10 | 10.4 | 10.4 | 10.4 | 0.28 | 0.32 | 0.35 | 35 | 0.89 | 0 | 0 | YN0yn0yn0 | hv | 0 | -10 | 10 | 1.2

## fuse_std_types
| fuse_type | i_rated_a | t_avg | t_min | t_total | x_avg | x_min | x_total
HV 100A | HV 100A | 100 | 0 | [10.0, 3.64, 0.854, 0.281, 0.1, 0.0531, 0.022, 0.01] | [10.0, 4.267, 1.21, 0.403, 0.1, 0.058, 0.022, 0.01] | 0 | [300.0, 350.0, 450.0, 550.0, 700.0, 850.0, 1200.0, 1752.0] | [600.0, 700.0, 900.0, 1150.0, 1665.0, 2000.0, 3000.0, 4313.0]
HV 10A | HV 10A | 10 | 0 | [10.0, 1675.0, 0.344, 0.156, 0.1, 0.0417, 0.0171, 0.01] | [10.0, 1.3, 0.3, 0.155, 0.1, 0.0555, 0.023, 0.01] | 0 | [30.0, 32.0, 35.0, 37.0, 39.0, 50.0, 70.0, 88.0] | [60.0, 70.0, 80.0, 87.0, 94.0, 110.0, 150.0, 216.0]
HV 125A | HV 125A | 125 | 0 | [10.0, 1.82, 0.344, 0.1, 0.0467, 0.0269, 0.01] | [10.0, 2.478, 0.426, 0.1, 0.0427, 0.0211, 0.01] | 0 | [375.0, 500.0, 700.0, 925.0, 1200.0, 1500.0, 2341.0] | [750.0, 1000.0, 1500.0, 2200.0, 3000.0, 4000.0, 5765.0]
HV 160A | HV 160A | 160 | 0 | [10.0, 4.15, 1.03, 0.198, 0.1, 0.051, 0.0172, 0.01] | [10.0, 2.3, 0.734, 0.274, 0.1, 0.046, 0.0177, 0.01] | 0 | [480.0, 550.0, 700.0, 1000.0, 1260.0, 1600.0, 2500.0, 3227.0] | [960.0, 1300.0, 1700.0, 2200.0, 2996.0, 4000.0, 6000.0, 7946.0]
HV 16A | HV 16A | 16 | 0 | [10.0, 0.352, 0.164, 0.1, 0.0649, 0.0342, 0.01] | [10.0, 2.34, 0.722, 0.181, 0.1, 0.055, 0.0296, 0.01] | 0 | [48.0, 60.0, 65.0, 71.0, 80.0, 100.0, 162.0] | [96.0, 110.0, 125.0, 150.0, 168.0, 200.0, 250.0, 398.0]
HV 200A | HV 200A | 200 | 0 | [10.0, 4.267, 1.21, 0.403, 0.1, 0.058, 0.022, 0.01] | [10.0, 3.73, 1.654, 0.328, 0.1, 0.0531, 0.019, 0.01] | 0 | [600.0, 700.0, 900.0, 1150.0, 1665.0, 2000.0, 3000.0, 4313.0] | [1200.0, 1500.0, 1800.0, 2700.0, 3960.0, 5000.0, 7500.0, 10620.0]
HV 20A | HV 20A | 20 | 0 | [10.0, 1.3, 0.3, 0.155, 0.1, 0.0555, 0.023, 0.01] | [10.0, 1.3, 0.161, 0.1, 0.0611, 0.0399, 0.0141, 0.01] | 0 | [60.0, 70.0, 80.0, 87.0, 94.0, 110.0, 150.0, 216.0] | [120.0, 150.0, 200.0, 223.0, 260.0, 300.0, 450.0, 532.0]
HV 25A | HV 25A | 25 | 0 | [10.0, 2.512, 0.833, 0.299, 0.1, 0.0372, 0.0223, 0.01] | [10.0, 3.125, 0.597, 0.198, 0.1, 0.0378, 0.022, 0.01] | 0 | [75.0, 82.0, 90.0, 100.0, 124.0, 170.0, 200.0, 289.0] | [150.0, 170.0, 210.0, 250.0, 294.0, 400.0, 500.0, 711.0]
HV 31.5A | HV 31.5A | 31.5 | 0 | [10.0, 2.34, 0.722, 0.181, 0.1, 0.055, 0.0296, 0.01] | [10.0, 2.84, 0.368, 0.164, 0.1, 0.0621, 0.0378, 0.0195, 0.01] | 0 | [95.0, 110.0, 125.0, 150.0, 165.0, 200.0, 250.0, 390.0] | [189.0, 220.0, 300.0, 350.0, 393.0, 450.0, 530.0, 700.0, 960.0]
HV 40A | HV 40A | 40 | 0 | [10.0, 1.3, 0.161, 0.1, 0.0611, 0.0399, 0.0141, 0.01] | [10.0, 2.05, 0.369, 0.198, 0.1, 0.051, 0.0298, 0.01] | 0 | [120.0, 150.0, 200.0, 223.0, 260.0, 300.0, 450.0, 532.0] | [240.0, 300.0, 400.0, 450.0, 530.0, 650.0, 800.0, 1311.0]
HV 50A | HV 50A | 50 | 0 | [10.0, 3.215, 0.597, 0.198, 0.1, 0.0378, 0.022, 0.01] | [10.0, 3.64, 0.854, 0.281, 0.1, 0.0531, 0.022, 0.01] | 0 | [150.0, 170.0, 210.0, 250.0, 294.0, 400.0, 500.0, 711.0] | [300.0, 350.0, 450.0, 550.0, 700.0, 850.0, 1200.0, 1752.0]
HV 6.3A | HV 6.3A | 6.3 | 0 | [10.0, 1.39, 0.344, 0.168, 0.1, 0.056, 0.0263, 0.01] | [10.0, 1.711, 0.516, 0.198, 0.1, 0.0634, 0.0303, 0.01] | 0 | [19.0, 19.5, 20.4, 20.8, 22.0, 25.0, 32.0, 48.0] | [38.0, 40.0, 43.0, 48.0, 53.0, 60.0, 75.0, 118.0]
HV 63A | HV 63A | 63 | 0 | [10.0, 2.84, 0.368, 0.164, 0.1, 0.0621, 0.0378, 0.0195, 0.01] | [10.0, 1.82, 0.344, 0.1, 0.0467, 0.0269, 0.01] | 0 | [189.0, 220.0, 300.0, 350.0, 393.0, 450.0, 530.0, 700.0, 961.0] | [378.0, 500.0, 700.0, 934.0, 1200.0, 1500.0, 2366.0]
HV 80A | HV 80A | 80 | 0 | [10.0, 2.05, 0.369, 0.198, 0.1, 0.051, 0.0298, 0.01] | [10.0, 4.15, 1.03, 0.198, 0.1, 0.051, 0.0172, 0.01] | 0 | [240.0, 300.0, 400.0, 450.0, 530.0, 650.0, 800.0, 1311.0] | [480.0, 550.0, 700.0, 1000.0, 1260.0, 1600.0, 2500.0, 3227.0]
Siemens NH-1-100 | Siemens NH-1-100 | 100 | [5400.0, 2000.0, 400.0, 20.0, 1.0, 0.2, 0.012, 0.004] | 0 | 0 | [150.0, 190.0, 250.0, 430.0, 900.0, 1250.0, 2700.0, 3600.0] | 0 | 0
Siemens NH-1-125 | Siemens NH-1-125 | 125 | [4800.0, 120.0, 7.0, 0.1, 0.004] | 0 | 0 | [180.0, 400.0, 740.0, 2000.0, 4250.0] | 0 | 0
Siemens NH-1-16 | Siemens NH-1-16 | 16 | [4000.0, 400.0, 2.0, 0.1, 0.04, 0.01] | 0 | 0 | [26.0, 35.0, 75.0, 150.0, 200.0, 300.0] | 0 | 0
Siemens NH-1-160 | Siemens NH-1-160 | 160 | [4800.0, 120.0, 7.0, 0.1, 0.004] | 0 | 0 | [210.0, 500.0, 900.0, 2300.0, 5000.0] | 0 | 0
Siemens NH-1-25 | Siemens NH-1-25 | 25 | [4000.0, 1000.0, 10.0, 0.2, 0.02, 0.01] | 0 | 0 | [40.0, 50.0, 100.0, 210.0, 400.0, 500.0] | 0 | 0
Siemens NH-1-50 | Siemens NH-1-50 | 50 | [4000.0, 40.0, 4.0, 1.0, 0.02, 0.01] | 0 | 0 | [86.0, 200.0, 300.0, 400.0, 1000.0, 1280.0] | 0 | 0
Siemens NH-1-63 | Siemens NH-1-63 | 63 | [4000.0, 100.0, 10.0, 2.0, 0.04, 0.01] | 0 | 0 | [100.0, 200.0, 300.0, 400.0, 1000.0, 1500.0] | 0 | 0
Siemens NH-1-80 | Siemens NH-1-80 | 80 | [4800.0, 120.0, 7.0, 0.1, 0.01] | 0 | 0 | [150.58, 250.0, 450.0, 1150.0, 2470.0] | 0 | 0
Siemens NH-2-1000 | Siemens NH-2-1000 | 1000 | [4800.0, 120.0, 7.0, 0.1, 0.004] | 0 | 0 | [1900.0, 3500.0, 8400.0, 24000.0, 52000.0] | 0 | 0
Siemens NH-2-200 | Siemens NH-2-200 | 200 | [4800.0, 120.0, 7.0, 0.1, 0.004] | 0 | 0 | [280.0, 650.0, 1200.0, 3000.0, 7000.0] | 0 | 0
Siemens NH-2-224 | Siemens NH-2-224 | 224 | [4800.0, 120.0, 7.0, 0.2, 0.04, 0.004] | 0 | 0 | [400.0, 750.0, 1453.0, 3025.0, 4315.0, 7600.0] | 0 | 0
Siemens NH-2-250 | Siemens NH-2-250 | 250 | [4800.0, 120.0, 7.0, 0.1, 0.004] | 0 | 0 | [450.0, 800.0, 1650.0, 4000.0, 8500.0] | 0 | 0
Siemens NH-2-315 | Siemens NH-2-315 | 315 | [4800.0, 120.0, 7.0, 0.1, 0.004] | 0 | 0 | [550.0, 920.0, 1900.0, 5000.0, 11000.0] | 0 | 0
Siemens NH-2-355 | Siemens NH-2-355 | 355 | [4800.0, 120.0, 6.0, 0.1, 0.004] | 0 | 0 | [650.0, 1116.27, 2350.0, 5840.0, 12790.0] | 0 | 0
Siemens NH-2-400 | Siemens NH-2-400 | 400 | [4800.0, 120.0, 7.0, 0.1, 0.004] | 0 | 0 | [720.0, 1350.0, 2800.0, 6500.0, 15000.0] | 0 | 0
Siemens NH-2-425 | Siemens NH-2-425 | 425 | [4800.0, 120.0, 7.0, 0.1, 0.004] | 0 | 0 | [850.0, 1500.0, 3050.0, 7500.0, 16500.0] | 0 | 0
Siemens NH-2-630 | Siemens NH-2-630 | 630 | [4800.0, 120.0, 7.0, 0.1, 0.004] | 0 | 0 | [1200.0, 2000.0, 4800.0, 12000.0, 26000.0] | 0 | 0

## dtypes
| element | column | dtype
0 | bus | name | object
1 | bus | vn_kv | float64
2 | bus | type | object
3 | bus | zone | object
4 | bus | in_service | bool
5 | load | name | object
6 | load | bus | uint32
7 | load | p_mw | float64
8 | load | q_mvar | float64
9 | load | const_z_percent | float64
10 | load | const_i_percent | float64
11 | load | sn_mva | float64
12 | load | scaling | float64
13 | load | in_service | bool
14 | load | type | object
15 | ext_grid | name | object
16 | ext_grid | bus | uint32
17 | ext_grid | vm_pu | float64
18 | ext_grid | va_degree | float64
19 | ext_grid | slack_weight | float64
20 | ext_grid | in_service | bool
21 | line | name | object
22 | line | std_type | object
23 | line | from_bus | uint32
24 | line | to_bus | uint32
25 | line | length_km | float64
26 | line | r_ohm_per_km | float64
27 | line | x_ohm_per_km | float64
28 | line | c_nf_per_km | float64
29 | line | g_us_per_km | float64
30 | line | max_i_ka | float64
31 | line | df | float64
32 | line | parallel | uint32
33 | line | type | object
34 | line | in_service | bool
35 | trafo | name | object
36 | trafo | std_type | object
37 | trafo | hv_bus | uint32
38 | trafo | lv_bus | uint32
39 | trafo | sn_mva | float64
40 | trafo | vn_hv_kv | float64
41 | trafo | vn_lv_kv | float64
42 | trafo | vk_percent | float64
43 | trafo | vkr_percent | float64
44 | trafo | pfe_kw | float64
45 | trafo | i0_percent | float64
46 | trafo | shift_degree | float64
47 | trafo | tap_side | object
48 | trafo | tap_neutral | int32
49 | trafo | tap_min | int32
50 | trafo | tap_max | int32
51 | trafo | tap_step_percent | float64
52 | trafo | tap_step_degree | float64
53 | trafo | tap_pos | int32
54 | trafo | tap_phase_shifter | bool
55 | trafo | parallel | uint32
56 | trafo | df | float64
57 | trafo | in_service | bool
58 | line_geodata | coords | object
59 | bus_geodata | x | float64
60 | bus_geodata | y | float64
61 | bus_geodata | coords | object

## parameters
| version | format_version | converged | OPF_converged | name | f_hz | sn_mva
0 | 2.14.6 | 2.14.0 | FALSE | FALSE |  | 50 | 1