## bus
| name | vn_kv | type | zone | in_service
0 | bus_LV_573-6_0_3_node_0 | 0.4 | n |  | TRUE
1 | bus_LV_573-6_0_3_node_2 | 0.4 | n |  | TRUE
2 | bus_LV_573-6_0_3_node_1 | 0.4 | n |  | TRUE
3 | bus_LV_573-6_0_3_node_3 | 0.4 | n |  | TRUE
4 | bus_LV_573-6_0_3_node_41 | 0.4 | n |  | TRUE
5 | bus_LV_573-6_0_3_node_4 | 0.4 | n |  | TRUE
6 | bus_LV_573-6_0_3_node_5 | 0.4 | n |  | TRUE
7 | bus_LV_573-6_0_3_node_6 | 0.4 | n |  | TRUE
8 | bus_LV_573-6_0_3_node_38 | 0.4 | n |  | TRUE
9 | bus_LV_573-6_0_3_node_39 | 0.4 | n |  | TRUE
10 | bus_LV_573-6_0_3_node_40 | 0.4 | n |  | TRUE
11 | bus_LV_573-6_0_3_node_43 | 0.4 | n |  | TRUE
12 | bus_LV_573-6_0_3_node_44 | 0.4 | n |  | TRUE
13 | bus_LV_573-6_0_3_node_53 | 0.4 | n |  | TRUE
14 | bus_LV_573-6_0_3_node_50 | 0.4 | n |  | TRUE
15 | bus_LV_573-6_0_3_node_48 | 0.4 | n |  | TRUE
16 | bus_LV_573-6_0_3_node_183 | 0.4 | n |  | TRUE
17 | bus_LV_573-6_0_3_node_184 | 0.4 | n |  | TRUE
18 | bus_LV_573-6_0_3_node_185 | 0.4 | n |  | TRUE
19 | bus_LV_573-6_0_3_node_187 | 0.4 | n |  | TRUE
20 | bus_LV_573-6_0_3_node_188 | 0.4 | n |  | TRUE
21 | bus_LV_573-6_0_3_node_214 | 0.4 | n |  | TRUE
22 | bus_LV_573-6_0_3_node_211 | 0.4 | n |  | TRUE
23 | bus_LV_573-6_0_3_node_196 | 0.4 | n |  | TRUE
24 | bus_LV_573-6_0_3_node_213 | 0.4 | n |  | TRUE
25 | bus_LV_573-6_0_3_node_54 | 0.4 | n |  | TRUE
26 | bus_LV_573-6_0_3_node_55 | 0.4 | n |  | TRUE
27 | bus_LV_573-6_0_3_node_56 | 0.4 | n |  | TRUE
28 | bus_LV_573-6_0_3_node_128 | 0.4 | n |  | TRUE
29 | bus_LV_573-6_0_3_node_65 | 0.4 | n |  | TRUE
30 | bus_LV_573-6_0_3_node_7 | 0.4 | n |  | TRUE
31 | bus_LV_573-6_0_3_node_8 | 0.4 | n |  | TRUE
32 | bus_LV_573-6_0_3_node_9 | 0.4 | n |  | TRUE
33 | bus_LV_573-6_0_3_node_11 | 0.4 | n |  | TRUE
34 | bus_LV_573-6_0_3_node_12 | 0.4 | n |  | TRUE
35 | bus_LV_573-6_0_3_node_10 | 0.4 | n |  | TRUE
36 | bus_LV_573-6_0_3_node_13 | 0.4 | n |  | TRUE
37 | bus_LV_573-6_0_3_node_14 | 0.4 | n |  | TRUE
38 | bus_LV_573-6_0_3_node_15 | 0.4 | n |  | TRUE
39 | bus_LV_573-6_0_3_node_16 | 0.4 | n |  | TRUE
40 | bus_LV_573-6_0_3_node_200 | 0.4 | n |  | TRUE
41 | bus_LV_573-6_0_3_node_201 | 0.4 | n |  | TRUE
42 | bus_LV_573-6_0_3_node_221 | 0.4 | n |  | TRUE
43 | bus_LV_573-6_0_3_node_235 | 0.4 | n |  | TRUE
44 | bus_LV_573-6_0_3_node_206 | 0.4 | n |  | TRUE
45 | bus_LV_573-6_0_3_node_207 | 0.4 | n |  | TRUE
46 | bus_LV_573-6_0_3_node_84 | 0.4 | n |  | TRUE
47 | bus_LV_573-6_0_3_node_205 | 0.4 | n |  | TRUE
48 | bus_LV_573-6_0_3_node_219 | 0.4 | n |  | TRUE
49 | bus_LV_573-6_0_3_node_217 | 0.4 | n |  | TRUE
50 | bus_LV_573-6_0_3_node_218 | 0.4 | n |  | TRUE
51 | bus_LV_573-6_0_3_node_220 | 0.4 | n |  | TRUE
52 | bus_LV_573-6_0_3_node_230 | 0.4 | n |  | TRUE
53 | bus_LV_573-6_0_3_node_231 | 0.4 | n |  | TRUE
54 | bus_LV_573-6_0_3_node_232 | 0.4 | n |  | TRUE
55 | bus_LV_573-6_0_3_node_233 | 0.4 | n |  | TRUE
56 | bus_LV_573-6_0_3_node_234 | 0.4 | n |  | TRUE
57 | bus_LV_573-6_0_3_node_236 | 0.4 | n |  | TRUE
58 | bus_LV_573-6_0_3_node_237 | 0.4 | n |  | TRUE
59 | bus_LV_573-6_0_3_node_240 | 0.4 | n |  | TRUE
60 | bus_LV_573-6_0_3_node_241 | 0.4 | n |  | TRUE
61 | bus_LV_573-6_0_3_node_238 | 0.4 | n |  | TRUE
62 | bus_LV_573-6_0_3_node_37 | 0.4 | n |  | TRUE
63 | bus_LV_573-6_0_3_node_17 | 0.4 | n |  | TRUE
64 | bus_LV_573-6_0_3_node_82 | 0.4 | n |  | TRUE
65 | bus_LV_573-6_0_3_node_83 | 0.4 | n |  | TRUE
66 | bus_LV_573-6_0_3_node_45 | 0.4 | n |  | TRUE
67 | bus_LV_573-6_0_3_node_35 | 0.4 | n |  | TRUE
68 | bus_LV_573-6_0_3_node_29 | 0.4 | n |  | TRUE
69 | bus_LV_573-6_0_3_node_204 | 0.4 | n |  | TRUE
70 | bus_LV_573-6_0_3_node_26 | 0.4 | n |  | TRUE
71 | bus_LV_573-6_0_3_node_199 | 0.4 | n |  | TRUE
72 | bus_LV_573-6_0_3_node_28 | 0.4 | n |  | TRUE
73 | bus_LV_573-6_0_3_node_197 | 0.4 | n |  | TRUE
74 | bus_LV_573-6_0_3_node_242 | 0.4 | n |  | TRUE
75 | bus_LV_573-6_0_3_node_243 | 0.4 | n |  | TRUE
76 | bus_LV_573-6_0_3_node_81 | 0.4 | n |  | TRUE
77 | bus_LV_573-6_0_3_node_18 | 0.4 | n |  | TRUE
78 | bus_LV_573-6_0_3_node_19 | 0.4 | n |  | TRUE
79 | bus_LV_573-6_0_3_node_20 | 0.4 | n |  | TRUE
80 | bus_LV_573-6_0_3_node_21 | 0.4 | n |  | TRUE
81 | bus_LV_573-6_0_3_node_22 | 0.4 | n |  | TRUE
82 | bus_LV_573-6_0_3_node_23 | 0.4 | n |  | TRUE
83 | bus_LV_573-6_0_3_node_24 | 0.4 | n |  | TRUE
84 | bus_LV_573-6_0_3_node_25 | 0.4 | n |  | TRUE
85 | bus_LV_573-6_0_3_node_57 | 0.4 | n |  | TRUE
86 | bus_LV_573-6_0_3_node_36 | 0.4 | n |  | TRUE
87 | bus_LV_573-6_0_3_node_27 | 0.4 | n |  | TRUE
88 | bus_LV_573-6_0_3_node_30 | 0.4 | n |  | TRUE
89 | bus_LV_573-6_0_3_node_31 | 0.4 | n |  | TRUE
90 | bus_LV_573-6_0_3_node_32 | 0.4 | n |  | TRUE
91 | bus_LV_573-6_0_3_node_33 | 0.4 | n |  | TRUE
92 | bus_LV_573-6_0_3_node_34 | 0.4 | n |  | TRUE
93 | bus_LV_573-6_0_3_node_49 | 0.4 | n |  | TRUE
94 | bus_LV_573-6_0_3_node_47 | 0.4 | n |  | TRUE
95 | bus_LV_573-6_0_3_node_51 | 0.4 | n |  | TRUE
96 | bus_LV_573-6_0_3_node_52 | 0.4 | n |  | TRUE
97 | bus_LV_573-6_0_3_node_189 | 0.4 | n |  | TRUE
98 | bus_LV_573-6_0_3_node_173 | 0.4 | n |  | TRUE
99 | bus_LV_573-6_0_3_node_174 | 0.4 | n |  | TRUE
100 | bus_LV_573-6_0_3_node_175 | 0.4 | n |  | TRUE
101 | bus_LV_573-6_0_3_node_176 | 0.4 | n |  | TRUE
102 | bus_LV_573-6_0_3_node_177 | 0.4 | n |  | TRUE
103 | bus_LV_573-6_0_3_node_178 | 0.4 | n |  | TRUE
104 | bus_LV_573-6_0_3_node_179 | 0.4 | n |  | TRUE
105 | bus_LV_573-6_0_3_node_180 | 0.4 | n |  | TRUE
106 | bus_LV_573-6_0_3_node_182 | 0.4 | n |  | TRUE
107 | bus_LV_573-6_0_3_node_181 | 0.4 | n |  | TRUE
108 | bus_LV_573-6_0_3_node_227 | 0.4 | n |  | TRUE
109 | bus_LV_573-6_0_3_node_186 | 0.4 | n |  | TRUE
110 | bus_LV_573-6_0_3_node_198 | 0.4 | n |  | TRUE
111 | bus_LV_573-6_0_3_node_222 | 0.4 | n |  | TRUE
112 | bus_LV_573-6_0_3_node_223 | 0.4 | n |  | TRUE
113 | bus_LV_573-6_0_3_node_224 | 0.4 | n |  | TRUE
114 | bus_LV_573-6_0_3_node_225 | 0.4 | n |  | TRUE
115 | bus_LV_573-6_0_3_node_226 | 0.4 | n |  | TRUE
116 | bus_LV_573-6_0_3_node_46 | 0.4 | n |  | TRUE
117 | bus_LV_573-6_0_3_node_193 | 0.4 | n |  | TRUE
118 | bus_LV_573-6_0_3_node_133 | 0.4 | n |  | TRUE
119 | bus_LV_573-6_0_3_node_58 | 0.4 | n |  | TRUE
120 | bus_LV_573-6_0_3_node_74 | 0.4 | n |  | TRUE
121 | bus_LV_573-6_0_3_node_132 | 0.4 | n |  | TRUE
122 | bus_LV_573-6_0_3_node_70 | 0.4 | n |  | TRUE
123 | bus_LV_573-6_0_3_node_61 | 0.4 | n |  | TRUE
124 | bus_LV_573-6_0_3_node_73 | 0.4 | n |  | TRUE
125 | bus_LV_573-6_0_3_node_59 | 0.4 | n |  | TRUE
126 | bus_LV_573-6_0_3_node_60 | 0.4 | n |  | TRUE
127 | bus_LV_573-6_0_3_node_62 | 0.4 | n |  | TRUE
128 | bus_LV_573-6_0_3_node_63 | 0.4 | n |  | TRUE
129 | bus_LV_573-6_0_3_node_64 | 0.4 | n |  | TRUE
130 | bus_LV_573-6_0_3_node_67 | 0.4 | n |  | TRUE
131 | bus_LV_573-6_0_3_node_69 | 0.4 | n |  | TRUE
132 | bus_LV_573-6_0_3_node_72 | 0.4 | n |  | TRUE
133 | bus_LV_573-6_0_3_node_66 | 0.4 | n |  | TRUE
134 | bus_LV_573-6_0_3_node_77 | 0.4 | n |  | TRUE
135 | bus_LV_573-6_0_3_node_75 | 0.4 | n |  | TRUE
136 | bus_LV_573-6_0_3_node_68 | 0.4 | n |  | TRUE
137 | bus_LV_573-6_0_3_node_159 | 0.4 | n |  | TRUE
138 | bus_LV_573-6_0_3_node_117 | 0.4 | n |  | TRUE
139 | bus_LV_573-6_0_3_node_118 | 0.4 | n |  | TRUE
140 | bus_LV_573-6_0_3_node_71 | 0.4 | n |  | TRUE
141 | bus_LV_573-6_0_3_node_89 | 0.4 | n |  | TRUE
142 | bus_LV_573-6_0_3_node_85 | 0.4 | n |  | TRUE
143 | bus_LV_573-6_0_3_node_79 | 0.4 | n |  | TRUE
144 | bus_LV_573-6_0_3_node_76 | 0.4 | n |  | TRUE
145 | bus_LV_573-6_0_3_node_158 | 0.4 | n |  | TRUE
146 | bus_LV_573-6_0_3_node_136 | 0.4 | n |  | TRUE
147 | bus_LV_573-6_0_3_node_134 | 0.4 | n |  | TRUE
148 | bus_LV_573-6_0_3_node_143 | 0.4 | n |  | TRUE
149 | bus_LV_573-6_0_3_node_98 | 0.4 | n |  | TRUE
150 | bus_LV_573-6_0_3_node_86 | 0.4 | n |  | TRUE
151 | bus_LV_573-6_0_3_node_78 | 0.4 | n |  | TRUE
152 | bus_LV_573-6_0_3_node_80 | 0.4 | n |  | TRUE
153 | bus_LV_573-6_0_3_node_87 | 0.4 | n |  | TRUE
154 | bus_LV_573-6_0_3_node_88 | 0.4 | n |  | TRUE
155 | bus_LV_573-6_0_3_node_91 | 0.4 | n |  | TRUE
156 | bus_LV_573-6_0_3_node_90 | 0.4 | n |  | TRUE
157 | bus_LV_573-6_0_3_node_103 | 0.4 | n |  | TRUE
158 | bus_LV_573-6_0_3_node_99 | 0.4 | n |  | TRUE
159 | bus_LV_573-6_0_3_node_104 | 0.4 | n |  | TRUE
160 | bus_LV_573-6_0_3_node_92 | 0.4 | n |  | TRUE
161 | bus_LV_573-6_0_3_node_93 | 0.4 | n |  | TRUE
162 | bus_LV_573-6_0_3_node_94 | 0.4 | n |  | TRUE
163 | bus_LV_573-6_0_3_node_96 | 0.4 | n |  | TRUE
164 | bus_LV_573-6_0_3_node_97 | 0.4 | n |  | TRUE
165 | bus_LV_573-6_0_3_node_95 | 0.4 | n |  | TRUE
166 | bus_LV_573-6_0_3_node_131 | 0.4 | n |  | TRUE
167 | bus_LV_573-6_0_3_node_130 | 0.4 | n |  | TRUE
168 | bus_LV_573-6_0_3_node_155 | 0.4 | n |  | TRUE
169 | bus_LV_573-6_0_3_node_154 | 0.4 | n |  | TRUE
170 | bus_LV_573-6_0_3_node_151 | 0.4 | n |  | TRUE
171 | bus_LV_573-6_0_3_node_162 | 0.4 | n |  | TRUE
172 | bus_LV_573-6_0_3_node_129 | 0.4 | n |  | TRUE
173 | bus_LV_573-6_0_3_node_156 | 0.4 | n |  | TRUE
174 | bus_LV_573-6_0_3_node_139 | 0.4 | n |  | TRUE
175 | bus_LV_573-6_0_3_node_100 | 0.4 | n |  | TRUE
176 | bus_LV_573-6_0_3_node_101 | 0.4 | n |  | TRUE
177 | bus_LV_573-6_0_3_node_102 | 0.4 | n |  | TRUE
178 | bus_LV_573-6_0_3_node_119 | 0.4 | n |  | TRUE
179 | bus_LV_573-6_0_3_node_106 | 0.4 | n |  | TRUE
180 | bus_LV_573-6_0_3_node_105 | 0.4 | n |  | TRUE
181 | bus_LV_573-6_0_3_node_107 | 0.4 | n |  | TRUE
182 | bus_LV_573-6_0_3_node_108 | 0.4 | n |  | TRUE
183 | bus_LV_573-6_0_3_node_109 | 0.4 | n |  | TRUE
184 | bus_LV_573-6_0_3_node_110 | 0.4 | n |  | TRUE
185 | bus_LV_573-6_0_3_node_111 | 0.4 | n |  | TRUE
186 | bus_LV_573-6_0_3_node_112 | 0.4 | n |  | TRUE
187 | bus_LV_573-6_0_3_node_113 | 0.4 | n |  | TRUE
188 | bus_LV_573-6_0_3_node_114 | 0.4 | n |  | TRUE
189 | bus_LV_573-6_0_3_node_115 | 0.4 | n |  | TRUE
190 | bus_LV_573-6_0_3_node_116 | 0.4 | n |  | TRUE
191 | bus_LV_573-6_0_3_node_144 | 0.4 | n |  | TRUE
192 | bus_LV_573-6_0_3_node_164 | 0.4 | n |  | TRUE
193 | bus_LV_573-6_0_3_node_171 | 0.4 | n |  | TRUE
194 | bus_LV_573-6_0_3_node_244 | 0.4 | n |  | TRUE
195 | bus_LV_573-6_0_3_node_163 | 0.4 | n |  | TRUE
196 | bus_LV_573-6_0_3_node_167 | 0.4 | n |  | TRUE
197 | bus_LV_573-6_0_3_node_168 | 0.4 | n |  | TRUE
198 | bus_LV_573-6_0_3_node_169 | 0.4 | n |  | TRUE
199 | bus_LV_573-6_0_3_node_170 | 0.4 | n |  | TRUE
200 | bus_LV_573-6_0_3_node_172 | 0.4 | n |  | TRUE
201 | bus_LV_573-6_0_3_node_195 | 0.4 | n |  | TRUE
202 | bus_LV_573-6_0_3_node_191 | 0.4 | n |  | TRUE
203 | bus_LV_573-6_0_3_node_202 | 0.4 | n |  | TRUE
204 | bus_LV_573-6_0_3_node_203 | 0.4 | n |  | TRUE
205 | bus_LV_573-6_0_3_node_150 | 0.4 | n |  | TRUE
206 | bus_LV_573-6_0_3_node_120 | 0.4 | n |  | TRUE
207 | bus_LV_573-6_0_3_node_121 | 0.4 | n |  | TRUE
208 | bus_LV_573-6_0_3_node_122 | 0.4 | n |  | TRUE
209 | bus_LV_573-6_0_3_node_123 | 0.4 | n |  | TRUE
210 | bus_LV_573-6_0_3_node_124 | 0.4 | n |  | TRUE
211 | bus_LV_573-6_0_3_node_125 | 0.4 | n |  | TRUE
212 | bus_LV_573-6_0_3_node_126 | 0.4 | n |  | TRUE
213 | bus_LV_573-6_0_3_node_127 | 0.4 | n |  | TRUE
214 | bus_LV_573-6_0_3_node_166 | 0.4 | n |  | TRUE
215 | bus_LV_573-6_0_3_node_161 | 0.4 | n |  | TRUE
216 | bus_LV_573-6_0_3_node_160 | 0.4 | n |  | TRUE
217 | bus_LV_573-6_0_3_node_190 | 0.4 | n |  | TRUE
218 | bus_LV_573-6_0_3_node_192 | 0.4 | n |  | TRUE
219 | bus_LV_573-6_0_3_node_194 | 0.4 | n |  | TRUE
220 | bus_LV_573-6_0_3_node_228 | 0.4 | n |  | TRUE
221 | bus_LV_573-6_0_3_node_208 | 0.4 | n |  | TRUE
222 | bus_LV_573-6_0_3_node_209 | 0.4 | n |  | TRUE
223 | bus_LV_573-6_0_3_node_210 | 0.4 | n |  | TRUE
224 | bus_LV_573-6_0_3_node_212 | 0.4 | n |  | TRUE
225 | bus_LV_573-6_0_3_node_216 | 0.4 | n |  | TRUE
226 | bus_LV_573-6_0_3_node_215 | 0.4 | n |  | TRUE
227 | bus_LV_573-6_0_3_node_135 | 0.4 | n |  | TRUE
228 | bus_LV_573-6_0_3_node_137 | 0.4 | n |  | TRUE
229 | bus_LV_573-6_0_3_node_138 | 0.4 | n |  | TRUE
230 | bus_LV_573-6_0_3_node_140 | 0.4 | n |  | TRUE
231 | bus_LV_573-6_0_3_node_141 | 0.4 | n |  | TRUE
232 | bus_LV_573-6_0_3_node_142 | 0.4 | n |  | TRUE
233 | bus_LV_573-6_0_3_node_157 | 0.4 | n |  | TRUE
234 | bus_LV_573-6_0_3_node_152 | 0.4 | n |  | TRUE
235 | bus_LV_573-6_0_3_node_153 | 0.4 | n |  | TRUE
236 | bus_LV_573-6_0_3_node_145 | 0.4 | n |  | TRUE
237 | bus_LV_573-6_0_3_node_146 | 0.4 | n |  | TRUE
238 | bus_LV_573-6_0_3_node_147 | 0.4 | n |  | TRUE
239 | bus_LV_573-6_0_3_node_148 | 0.4 | n |  | TRUE
240 | bus_LV_573-6_0_3_node_149 | 0.4 | n |  | TRUE
241 | bus_LV_573-6_0_3_node_165 | 0.4 | n |  | TRUE
242 | bus_MV_82_0_node_71 | 20 | n |  | TRUE

## load
| name | bus | p_mw | q_mvar | const_z_percent | const_i_percent | sn_mva | scaling | in_service | type
0 | LV_573-6_0_3_load_0 | 0 | 0.0045825 | 0.0011485 | 0 | 0 |  | 1 | TRUE | wye
1 | LV_573-6_0_3_load_2 | 1 | 0.0072885 | 0.0018267 | 0 | 0 |  | 1 | TRUE | wye
2 | LV_573-6_0_3_load_1 | 2 | 0.015845 | 0.003971 | 0 | 0 |  | 1 | TRUE | wye
3 | LV_573-6_0_3_load_41 | 4 | 0.00014185 | 3.5551e-05 | 0 | 0 |  | 1 | TRUE | wye
4 | LV_573-6_0_3_load_4 | 5 | 0.0045852 | 0.0011492 | 0 | 0 |  | 1 | TRUE | wye
5 | LV_573-6_0_3_load_5 | 6 | 0.015039 | 0.0037692 | 0 | 0 |  | 1 | TRUE | wye
6 | LV_573-6_0_3_load_6 | 7 | 0.0022039 | 0.00055235 | 0 | 0 |  | 1 | TRUE | wye
7 | LV_573-6_0_3_load_38 | 8 | 0.00061737 | 0.00015473 | 0 | 0 |  | 1 | TRUE | wye
8 | LV_573-6_0_3_load_39 | 9 | 0.00010913 | 2.7351e-05 | 0 | 0 |  | 1 | TRUE | wye
9 | LV_573-6_0_3_load_40 | 10 | 4.49e-05 | 1.1253e-05 | 0 | 0 |  | 1 | TRUE | wye
10 | LV_573-6_0_3_load_43 | 11 | 0.00028546 | 7.1543e-05 | 0 | 0 |  | 1 | TRUE | wye
11 | LV_573-6_0_3_load_44 | 12 | 0.00016069 | 4.0274e-05 | 0 | 0 |  | 1 | TRUE | wye
12 | LV_573-6_0_3_load_50 | 14 | 6.4621e-05 | 1.6196e-05 | 0 | 0 |  | 1 | TRUE | wye
13 | LV_573-6_0_3_load_183 | 16 | 4.8357e-05 | 1.2119e-05 | 0 | 0 |  | 1 | TRUE | wye
14 | LV_573-6_0_3_load_184 | 17 | 3.6183e-05 | 9.0683e-06 | 0 | 0 |  | 1 | TRUE | wye
15 | LV_573-6_0_3_load_188 | 20 | 5.0695e-05 | 1.2705e-05 | 0 | 0 |  | 1 | TRUE | wye
16 | LV_573-6_0_3_load_211 | 22 | 0.00013641 | 3.4187e-05 | 0 | 0 |  | 1 | TRUE | wye
17 | LV_573-6_0_3_load_196 | 23 | 0.00063804 | 0.00015991 | 0 | 0 |  | 1 | TRUE | wye
18 | LV_573-6_0_3_load_213 | 24 | 7.3523e-05 | 1.8427e-05 | 0 | 0 |  | 1 | TRUE | wye
19 | LV_573-6_0_3_load_54 | 25 | 0.0025081 | 0.0006286 | 0 | 0 |  | 1 | TRUE | wye
20 | LV_573-6_0_3_load_55 | 26 | 0.005709 | 0.0014308 | 0 | 0 |  | 1 | TRUE | wye
21 | LV_573-6_0_3_load_56 | 27 | 0.001107 | 0.00027744 | 0 | 0 |  | 1 | TRUE | wye
22 | LV_573-6_0_3_load_128 | 28 | 0.00059777 | 0.00014981 | 0 | 0 |  | 1 | TRUE | wye
23 | LV_573-6_0_3_load_7 | 30 | 0.0006194 | 0.00015524 | 0 | 0 |  | 1 | TRUE | wye
24 | LV_573-6_0_3_load_11 | 33 | 7.0185e-05 | 1.759e-05 | 0 | 0 |  | 1 | TRUE | wye
25 | LV_573-6_0_3_load_13 | 36 | 6.2643e-05 | 1.57e-05 | 0 | 0 |  | 1 | TRUE | wye
26 | LV_573-6_0_3_load_14 | 37 | 9.9467e-05 | 2.4929e-05 | 0 | 0 |  | 1 | TRUE | wye
27 | LV_573-6_0_3_load_15 | 38 | 0.00037432 | 9.3813e-05 | 0 | 0 |  | 1 | TRUE | wye
28 | LV_573-6_0_3_load_16 | 39 | 0.00033128 | 8.3026e-05 | 0 | 0 |  | 1 | TRUE | wye
29 | LV_573-6_0_3_load_200 | 40 | 0.00058155 | 0.00014575 | 0 | 0 |  | 1 | TRUE | wye
30 | LV_573-6_0_3_load_201 | 41 | 0.00026691 | 6.6894e-05 | 0 | 0 |  | 1 | TRUE | wye
31 | LV_573-6_0_3_load_235 | 43 | 0.00034565 | 8.6628e-05 | 0 | 0 |  | 1 | TRUE | wye
32 | LV_573-6_0_3_load_206 | 44 | 0.00014195 | 3.5577e-05 | 0 | 0 |  | 1 | TRUE | wye
33 | LV_573-6_0_3_load_207 | 45 | 0.00029184 | 7.3143e-05 | 0 | 0 |  | 1 | TRUE | wye
34 | LV_573-6_0_3_load_84 | 46 | 0.00032452 | 8.1333e-05 | 0 | 0 |  | 1 | TRUE | wye
35 | LV_573-6_0_3_load_219 | 48 | 0.00050174 | 0.00012575 | 0 | 0 |  | 1 | TRUE | wye
36 | LV_573-6_0_3_load_217 | 49 | 0.00054191 | 0.00013582 | 0 | 0 |  | 1 | TRUE | wye
37 | LV_573-6_0_3_load_218 | 50 | 0.00060013 | 0.00015041 | 0 | 0 |  | 1 | TRUE | wye
38 | LV_573-6_0_3_load_220 | 51 | 0.00021407 | 5.3652e-05 | 0 | 0 |  | 1 | TRUE | wye
39 | LV_573-6_0_3_load_230 | 52 | 0.00030229 | 7.5762e-05 | 0 | 0 |  | 1 | TRUE | wye
40 | LV_573-6_0_3_load_231 | 53 | 0.00022893 | 5.7375e-05 | 0 | 0 |  | 1 | TRUE | wye
41 | LV_573-6_0_3_load_232 | 54 | 0.00045154 | 0.00011317 | 0 | 0 |  | 1 | TRUE | wye
42 | LV_573-6_0_3_load_233 | 55 | 0.0019544 | 0.00048982 | 0 | 0 |  | 1 | TRUE | wye
43 | LV_573-6_0_3_load_236 | 57 | 0.00016617 | 4.1645e-05 | 0 | 0 |  | 1 | TRUE | wye
44 | LV_573-6_0_3_load_237 | 58 | 0.0004305 | 0.00010789 | 0 | 0 |  | 1 | TRUE | wye
45 | LV_573-6_0_3_load_241 | 60 | 0.00023307 | 5.8413e-05 | 0 | 0 |  | 1 | TRUE | wye
46 | LV_573-6_0_3_load_238 | 61 | 0.00077524 | 0.00019429 | 0 | 0 |  | 1 | TRUE | wye
47 | LV_573-6_0_3_load_37 | 62 | 7.3814e-05 | 1.85e-05 | 0 | 0 |  | 1 | TRUE | wye
48 | LV_573-6_0_3_load_17 | 63 | 7.5671e-05 | 1.8965e-05 | 0 | 0 |  | 1 | TRUE | wye
49 | LV_573-6_0_3_load_82 | 64 | 0.00033053 | 8.2839e-05 | 0 | 0 |  | 1 | TRUE | wye
50 | LV_573-6_0_3_load_83 | 65 | 0.0001722 | 4.3157e-05 | 0 | 0 |  | 1 | TRUE | wye
51 | LV_573-6_0_3_load_45 | 66 | 0.00038097 | 9.548e-05 | 0 | 0 |  | 1 | TRUE | wye
52 | LV_573-6_0_3_load_35 | 67 | 0.00010399 | 2.6062e-05 | 0 | 0 |  | 1 | TRUE | wye
53 | LV_573-6_0_3_load_29 | 68 | 0.00011614 | 2.9107e-05 | 0 | 0 |  | 1 | TRUE | wye
54 | LV_573-6_0_3_load_204 | 69 | 6.4057e-05 | 1.6054e-05 | 0 | 0 |  | 1 | TRUE | wye
55 | LV_573-6_0_3_load_28 | 72 | 0.00052291 | 0.00013105 | 0 | 0 |  | 1 | TRUE | wye
56 | LV_573-6_0_3_load_197 | 73 | 0.0002415 | 6.0526e-05 | 0 | 0 |  | 1 | TRUE | wye
57 | LV_573-6_0_3_load_242 | 74 | 0.0018059 | 0.0004526 | 0 | 0 |  | 1 | TRUE | wye
58 | LV_573-6_0_3_load_243 | 75 | 0.00028161 | 7.0578e-05 | 0 | 0 |  | 1 | TRUE | wye
59 | LV_573-6_0_3_load_81 | 76 | 0.00033142 | 8.3062e-05 | 0 | 0 |  | 1 | TRUE | wye
60 | LV_573-6_0_3_load_18 | 77 | 0.00010691 | 2.6794e-05 | 0 | 0 |  | 1 | TRUE | wye
61 | LV_573-6_0_3_load_19 | 78 | 0.00010979 | 2.7515e-05 | 0 | 0 |  | 1 | TRUE | wye
62 | LV_573-6_0_3_load_20 | 79 | 0.00026807 | 6.7185e-05 | 0 | 0 |  | 1 | TRUE | wye
63 | LV_573-6_0_3_load_22 | 81 | 0.00059694 | 0.00014961 | 0 | 0 |  | 1 | TRUE | wye
64 | LV_573-6_0_3_load_23 | 82 | 0.00039377 | 9.8687e-05 | 0 | 0 |  | 1 | TRUE | wye
65 | LV_573-6_0_3_load_57 | 85 | 0.00017352 | 4.3488e-05 | 0 | 0 |  | 1 | TRUE | wye
66 | LV_573-6_0_3_load_27 | 87 | 0.00039093 | 9.7976e-05 | 0 | 0 |  | 1 | TRUE | wye
67 | LV_573-6_0_3_load_30 | 88 | 0.0004382 | 0.00010982 | 0 | 0 |  | 1 | TRUE | wye
68 | LV_573-6_0_3_load_33 | 91 | 7.0599e-05 | 1.7694e-05 | 0 | 0 |  | 1 | TRUE | wye
69 | LV_573-6_0_3_load_34 | 92 | 8.4598e-05 | 2.1202e-05 | 0 | 0 |  | 1 | TRUE | wye
70 | LV_573-6_0_3_load_47 | 94 | 6.2249e-05 | 1.5601e-05 | 0 | 0 |  | 1 | TRUE | wye
71 | LV_573-6_0_3_load_51 | 95 | 0.00012618 | 3.1623e-05 | 0 | 0 |  | 1 | TRUE | wye
72 | LV_573-6_0_3_load_189 | 97 | 5.9645e-05 | 1.4948e-05 | 0 | 0 |  | 1 | TRUE | wye
73 | LV_573-6_0_3_load_173 | 98 | 4.273e-05 | 1.0709e-05 | 0 | 0 |  | 1 | TRUE | wye
74 | LV_573-6_0_3_load_174 | 99 | 0.00028402 | 7.1183e-05 | 0 | 0 |  | 1 | TRUE | wye
75 | LV_573-6_0_3_load_176 | 101 | 0.00010968 | 2.7489e-05 | 0 | 0 |  | 1 | TRUE | wye
76 | LV_573-6_0_3_load_178 | 103 | 5.3136e-05 | 1.3317e-05 | 0 | 0 |  | 1 | TRUE | wye
77 | LV_573-6_0_3_load_180 | 105 | 0.0001631 | 4.0876e-05 | 0 | 0 |  | 1 | TRUE | wye
78 | LV_573-6_0_3_load_182 | 106 | 4.5871e-05 | 1.1496e-05 | 0 | 0 |  | 1 | TRUE | wye
79 | LV_573-6_0_3_load_181 | 107 | 0.00010024 | 2.5123e-05 | 0 | 0 |  | 1 | TRUE | wye
80 | LV_573-6_0_3_load_227 | 108 | 5.3914e-05 | 1.3512e-05 | 0 | 0 |  | 1 | TRUE | wye
81 | LV_573-6_0_3_load_186 | 109 | 4.9585e-05 | 1.2427e-05 | 0 | 0 |  | 1 | TRUE | wye
82 | LV_573-6_0_3_load_198 | 110 | 0.00033974 | 8.5148e-05 | 0 | 0 |  | 1 | TRUE | wye
83 | LV_573-6_0_3_load_222 | 111 | 0.00016558 | 4.1499e-05 | 0 | 0 |  | 1 | TRUE | wye
84 | LV_573-6_0_3_load_224 | 113 | 0.0001786 | 4.4761e-05 | 0 | 0 |  | 1 | TRUE | wye
85 | LV_573-6_0_3_load_225 | 114 | 0.00012522 | 3.1384e-05 | 0 | 0 |  | 1 | TRUE | wye
86 | LV_573-6_0_3_load_226 | 115 | 0.00036176 | 9.0665e-05 | 0 | 0 |  | 1 | TRUE | wye
87 | LV_573-6_0_3_load_46 | 116 | 3.523e-05 | 8.8294e-06 | 0 | 0 |  | 1 | TRUE | wye
88 | LV_573-6_0_3_load_193 | 117 | 0.00010217 | 2.5607e-05 | 0 | 0 |  | 1 | TRUE | wye
89 | LV_573-6_0_3_load_133 | 118 | 0.0003884 | 9.7342e-05 | 0 | 0 |  | 1 | TRUE | wye
90 | LV_573-6_0_3_load_58 | 119 | 7.6462e-05 | 1.9163e-05 | 0 | 0 |  | 1 | TRUE | wye
91 | LV_573-6_0_3_load_74 | 120 | 4.3246e-05 | 1.0839e-05 | 0 | 0 |  | 1 | TRUE | wye
92 | LV_573-6_0_3_load_132 | 121 | 0.00012191 | 3.0554e-05 | 0 | 0 |  | 1 | TRUE | wye
93 | LV_573-6_0_3_load_70 | 122 | 0.048501 | 0.012156 | 0 | 0 |  | 1 | TRUE | wye
94 | LV_573-6_0_3_load_73 | 124 | 0.0001557 | 3.9022e-05 | 0 | 0 |  | 1 | TRUE | wye
95 | LV_573-6_0_3_load_59 | 125 | 0.005811 | 0.0014564 | 0 | 0 |  | 1 | TRUE | wye
96 | LV_573-6_0_3_load_62 | 127 | 0.0036416 | 0.00091266 | 0 | 0 |  | 1 | TRUE | wye
97 | LV_573-6_0_3_load_72 | 132 | 0.00071287 | 0.00017866 | 0 | 0 |  | 1 | TRUE | wye
98 | LV_573-6_0_3_load_77 | 134 | 0.0018074 | 0.00045298 | 0 | 0 |  | 1 | TRUE | wye
99 | LV_573-6_0_3_load_159 | 137 | 0.0012129 | 0.00030397 | 0 | 0 |  | 1 | TRUE | wye
100 | LV_573-6_0_3_load_117 | 138 | 0.001719 | 0.00043083 | 0 | 0 |  | 1 | TRUE | wye
101 | LV_573-6_0_3_load_118 | 139 | 0.0021867 | 0.00054804 | 0 | 0 |  | 1 | TRUE | wye
102 | LV_573-6_0_3_load_71 | 140 | 0.00058449 | 0.00014649 | 0 | 0 |  | 1 | TRUE | wye
103 | LV_573-6_0_3_load_89 | 141 | 0.0005831 | 0.00014614 | 0 | 0 |  | 1 | TRUE | wye
104 | LV_573-6_0_3_load_85 | 142 | 0.0007505 | 0.00018809 | 0 | 0 |  | 1 | TRUE | wye
105 | LV_573-6_0_3_load_76 | 144 | 0.00050645 | 0.00012693 | 0 | 0 |  | 1 | TRUE | wye
106 | LV_573-6_0_3_load_158 | 145 | 0.00054828 | 0.00013741 | 0 | 0 |  | 1 | TRUE | wye
107 | LV_573-6_0_3_load_136 | 146 | 0.0032423 | 0.00081259 | 0 | 0 |  | 1 | TRUE | wye
108 | LV_573-6_0_3_load_134 | 147 | 0.0041295 | 0.001035 | 0 | 0 |  | 1 | TRUE | wye
109 | LV_573-6_0_3_load_143 | 148 | 0.0069108 | 0.001732 | 0 | 0 |  | 1 | TRUE | wye
110 | LV_573-6_0_3_load_98 | 149 | 0.0007965 | 0.00019962 | 0 | 0 |  | 1 | TRUE | wye
111 | LV_573-6_0_3_load_78 | 151 | 0.0010971 | 0.00027496 | 0 | 0 |  | 1 | TRUE | wye
112 | LV_573-6_0_3_load_87 | 153 | 0.0022582 | 0.00056596 | 0 | 0 |  | 1 | TRUE | wye
113 | LV_573-6_0_3_load_88 | 154 | 0.0032281 | 0.00080905 | 0 | 0 |  | 1 | TRUE | wye
114 | LV_573-6_0_3_load_91 | 155 | 0.0010069 | 0.00025234 | 0 | 0 |  | 1 | TRUE | wye
115 | LV_573-6_0_3_load_90 | 156 | 0.0028383 | 0.00071135 | 0 | 0 |  | 1 | TRUE | wye
116 | LV_573-6_0_3_load_103 | 157 | 0.0016836 | 0.00042196 | 0 | 0 |  | 1 | TRUE | wye
117 | LV_573-6_0_3_load_99 | 158 | 0.00037676 | 9.4426e-05 | 0 | 0 |  | 1 | TRUE | wye
118 | LV_573-6_0_3_load_104 | 159 | 0.0017964 | 0.00045022 | 0 | 0 |  | 1 | TRUE | wye
119 | LV_573-6_0_3_load_92 | 160 | 0.00099708 | 0.00024989 | 0 | 0 |  | 1 | TRUE | wye
120 | LV_573-6_0_3_load_94 | 162 | 0.00051928 | 0.00013014 | 0 | 0 |  | 1 | TRUE | wye
121 | LV_573-6_0_3_load_97 | 164 | 0.00042517 | 0.00010656 | 0 | 0 |  | 1 | TRUE | wye
122 | LV_573-6_0_3_load_131 | 166 | 0.00073792 | 0.00018494 | 0 | 0 |  | 1 | TRUE | wye
123 | LV_573-6_0_3_load_130 | 167 | 0.0012198 | 0.00030572 | 0 | 0 |  | 1 | TRUE | wye
124 | LV_573-6_0_3_load_155 | 168 | 0.0011435 | 0.00028658 | 0 | 0 |  | 1 | TRUE | wye
125 | LV_573-6_0_3_load_154 | 169 | 0.002056 | 0.00051528 | 0 | 0 |  | 1 | TRUE | wye
126 | LV_573-6_0_3_load_151 | 170 | 0.0022961 | 0.00057545 | 0 | 0 |  | 1 | TRUE | wye
127 | LV_573-6_0_3_load_162 | 171 | 0.0014304 | 0.00035849 | 0 | 0 |  | 1 | TRUE | wye
128 | LV_573-6_0_3_load_129 | 172 | 0.00042962 | 0.00010767 | 0 | 0 |  | 1 | TRUE | wye
129 | LV_573-6_0_3_load_156 | 173 | 0.00064316 | 0.00016119 | 0 | 0 |  | 1 | TRUE | wye
130 | LV_573-6_0_3_load_101 | 176 | 0.00034376 | 8.6154e-05 | 0 | 0 |  | 1 | TRUE | wye
131 | LV_573-6_0_3_load_102 | 177 | 0.00040969 | 0.00010268 | 0 | 0 |  | 1 | TRUE | wye
132 | LV_573-6_0_3_load_119 | 178 | 0.00072604 | 0.00018196 | 0 | 0 |  | 1 | TRUE | wye
133 | LV_573-6_0_3_load_106 | 179 | 0.00091406 | 0.00022909 | 0 | 0 |  | 1 | TRUE | wye
134 | LV_573-6_0_3_load_105 | 180 | 0.0010738 | 0.00026912 | 0 | 0 |  | 1 | TRUE | wye
135 | LV_573-6_0_3_load_107 | 181 | 0.00080497 | 0.00020174 | 0 | 0 |  | 1 | TRUE | wye
136 | LV_573-6_0_3_load_108 | 182 | 0.0033278 | 0.00083402 | 0 | 0 |  | 1 | TRUE | wye
137 | LV_573-6_0_3_load_110 | 184 | 0.00055022 | 0.0001379 | 0 | 0 |  | 1 | TRUE | wye
138 | LV_573-6_0_3_load_112 | 186 | 0.00021336 | 5.3474e-05 | 0 | 0 |  | 1 | TRUE | wye
139 | LV_573-6_0_3_load_113 | 187 | 0.0020801 | 0.00052132 | 0 | 0 |  | 1 | TRUE | wye
140 | LV_573-6_0_3_load_115 | 189 | 0.00057641 | 0.00014446 | 0 | 0 |  | 1 | TRUE | wye
141 | LV_573-6_0_3_load_116 | 190 | 0.00015927 | 3.9916e-05 | 0 | 0 |  | 1 | TRUE | wye
142 | LV_573-6_0_3_load_144 | 191 | 0.0061498 | 0.0015413 | 0 | 0 |  | 1 | TRUE | wye
143 | LV_573-6_0_3_load_164 | 192 | 0.00012507 | 3.1345e-05 | 0 | 0 |  | 1 | TRUE | wye
144 | LV_573-6_0_3_load_171 | 193 | 0.00064694 | 0.00016214 | 0 | 0 |  | 1 | TRUE | wye
145 | LV_573-6_0_3_load_244 | 194 | 0.0001876 | 4.7016e-05 | 0 | 0 |  | 1 | TRUE | wye
146 | LV_573-6_0_3_load_163 | 195 | 0.00059068 | 0.00014804 | 0 | 0 |  | 1 | TRUE | wye
147 | LV_573-6_0_3_load_167 | 196 | 6.4629e-05 | 1.6198e-05 | 0 | 0 |  | 1 | TRUE | wye
148 | LV_573-6_0_3_load_168 | 197 | 6.9237e-05 | 1.7352e-05 | 0 | 0 |  | 1 | TRUE | wye
149 | LV_573-6_0_3_load_170 | 199 | 0.00041985 | 0.00010522 | 0 | 0 |  | 1 | TRUE | wye
150 | LV_573-6_0_3_load_195 | 201 | 0.00015288 | 3.8315e-05 | 0 | 0 |  | 1 | TRUE | wye
151 | LV_573-6_0_3_load_202 | 203 | 5.0447e-05 | 1.2643e-05 | 0 | 0 |  | 1 | TRUE | wye
152 | LV_573-6_0_3_load_203 | 204 | 0.0006044 | 0.00015148 | 0 | 0 |  | 1 | TRUE | wye
153 | LV_573-6_0_3_load_150 | 205 | 6.681e-05 | 1.6744e-05 | 0 | 0 |  | 1 | TRUE | wye
154 | LV_573-6_0_3_load_120 | 206 | 0.00074221 | 0.00018602 | 0 | 0 |  | 1 | TRUE | wye
155 | LV_573-6_0_3_load_121 | 207 | 0.0010786 | 0.00027033 | 0 | 0 |  | 1 | TRUE | wye
156 | LV_573-6_0_3_load_123 | 209 | 0.00067783 | 0.00016988 | 0 | 0 |  | 1 | TRUE | wye
157 | LV_573-6_0_3_load_124 | 210 | 0.0021375 | 0.00053572 | 0 | 0 |  | 1 | TRUE | wye
158 | LV_573-6_0_3_load_125 | 211 | 0.00076092 | 0.00019071 | 0 | 0 |  | 1 | TRUE | wye
159 | LV_573-6_0_3_load_126 | 212 | 0.00052316 | 0.00013112 | 0 | 0 |  | 1 | TRUE | wye
160 | LV_573-6_0_3_load_127 | 213 | 0.00063123 | 0.0001582 | 0 | 0 |  | 1 | TRUE | wye
161 | LV_573-6_0_3_load_161 | 215 | 0.0010294 | 0.00025799 | 0 | 0 |  | 1 | TRUE | wye
162 | LV_573-6_0_3_load_160 | 216 | 0.0012444 | 0.00031187 | 0 | 0 |  | 1 | TRUE | wye
163 | LV_573-6_0_3_load_190 | 217 | 0.0002388 | 5.9849e-05 | 0 | 0 |  | 1 | TRUE | wye
164 | LV_573-6_0_3_load_194 | 219 | 6.1174e-05 | 1.5332e-05 | 0 | 0 |  | 1 | TRUE | wye
165 | LV_573-6_0_3_load_228 | 220 | 0.00021689 | 5.4357e-05 | 0 | 0 |  | 1 | TRUE | wye
166 | LV_573-6_0_3_load_208 | 221 | 7.7034e-05 | 1.9307e-05 | 0 | 0 |  | 1 | TRUE | wye
167 | LV_573-6_0_3_load_209 | 222 | 6.5322e-05 | 1.6371e-05 | 0 | 0 |  | 1 | TRUE | wye
168 | LV_573-6_0_3_load_210 | 223 | 6.5075e-05 | 1.6309e-05 | 0 | 0 |  | 1 | TRUE | wye
169 | LV_573-6_0_3_load_215 | 226 | 5.5475e-05 | 1.3903e-05 | 0 | 0 |  | 1 | TRUE | wye
170 | LV_573-6_0_3_load_137 | 228 | 0.0012911 | 0.00032358 | 0 | 0 |  | 1 | TRUE | wye
171 | LV_573-6_0_3_load_140 | 230 | 0.0011135 | 0.00027907 | 0 | 0 |  | 1 | TRUE | wye
172 | LV_573-6_0_3_load_141 | 231 | 0.0010876 | 0.00027257 | 0 | 0 |  | 1 | TRUE | wye
173 | LV_573-6_0_3_load_142 | 232 | 0.0011674 | 0.00029258 | 0 | 0 |  | 1 | TRUE | wye
174 | LV_573-6_0_3_load_157 | 233 | 0.00048409 | 0.00012132 | 0 | 0 |  | 1 | TRUE | wye
175 | LV_573-6_0_3_load_152 | 234 | 0.00053687 | 0.00013455 | 0 | 0 |  | 1 | TRUE | wye
176 | LV_573-6_0_3_load_153 | 235 | 0.0012829 | 0.00032153 | 0 | 0 |  | 1 | TRUE | wye
177 | LV_573-6_0_3_load_145 | 236 | 0.0010238 | 0.0002566 | 0 | 0 |  | 1 | TRUE | wye
178 | LV_573-6_0_3_load_147 | 238 | 0.0014407 | 0.00036108 | 0 | 0 |  | 1 | TRUE | wye
179 | LV_573-6_0_3_load_148 | 239 | 0.0015032 | 0.00037674 | 0 | 0 |  | 1 | TRUE | wye
180 | LV_573-6_0_3_load_149 | 240 | 0.0013096 | 0.00032821 | 0 | 0 |  | 1 | TRUE | wye
181 | LV_573-6_0_3_load_165 | 241 | 0.00010521 | 2.6369e-05 | 0 | 0 |  | 1 | TRUE | wye

## ext_grid
| name | bus | vm_pu | va_degree | slack_weight | in_service
0 |  | 28 | 1 | 0 | 1 | TRUE

## line
| name | std_type | from_bus | to_bus | length_km | r_ohm_per_km | x_ohm_per_km | c_nf_per_km | g_us_per_km | max_i_ka | df | parallel | type | in_service
0 | LV_573-6_0_3_line_0 | NAYY 4x150 SE | 0 | 1 | 0.022064 | 0.208 | 0.08 | 261 | 0 | 0.27 | 1 | 1 | cs | TRUE
1 | LV_573-6_0_3_line_1 | NAYY 4x150 SE | 1 | 4 | 0.12552 | 0.208 | 0.08 | 261 | 0 | 0.27 | 1 | 1 | cs | TRUE
2 | LV_573-6_0_3_line_2 | NAYY 4x150 SE | 2 | 3 | 0.05159 | 0.208 | 0.08 | 261 | 0 | 0.27 | 1 | 1 | cs | TRUE
3 | LV_573-6_0_3_line_3 | NAYY 4x150 SE | 3 | 5 | 0.011067 | 0.208 | 0.08 | 261 | 0 | 0.27 | 1 | 3 | cs | TRUE
4 | LV_573-6_0_3_line_4 | NAYY 4x150 SE | 3 | 6 | 0.039653 | 0.208 | 0.08 | 261 | 0 | 0.27 | 1 | 1 | cs | TRUE
5 | LV_573-6_0_3_line_5 | NAYY 4x150 SE | 3 | 7 | 0.033004 | 0.208 | 0.08 | 261 | 0 | 0.27 | 1 | 3 | cs | TRUE
6 | LV_573-6_0_3_line_6 | NAYY 4x150 SE | 4 | 11 | 0.091672 | 0.208 | 0.08 | 261 | 0 | 0.27 | 1 | 1 | cs | TRUE
7 | LV_573-6_0_3_line_7 | NAYY 4x150 SE | 4 | 9 | 0.031302 | 0.208 | 0.08 | 261 | 0 | 0.27 | 1 | 1 | cs | TRUE
8 | LV_573-6_0_3_line_8 | NAYY 4x150 SE | 5 | 25 | 0.0092176 | 0.208 | 0.08 | 261 | 0 | 0.27 | 1 | 3 | cs | TRUE
9 | LV_573-6_0_3_line_9 | NAYY 4x150 SE | 6 | 26 | 0.0073896 | 0.208 | 0.08 | 261 | 0 | 0.27 | 1 | 1 | cs | TRUE
10 | LV_573-6_0_3_line_10 | NAYY 4x150 SE | 7 | 27 | 0.020675 | 0.208 | 0.08 | 261 | 0 | 0.27 | 1 | 3 | cs | TRUE
11 | LV_573-6_0_3_line_11 | NAYY 4x150 SE | 8 | 9 | 0.07778 | 0.208 | 0.08 | 261 | 0 | 0.27 | 1 | 1 | cs | TRUE
12 | LV_573-6_0_3_line_12 | NAYY 4x150 SE | 8 | 10 | 0.035044 | 0.208 | 0.08 | 261 | 0 | 0.27 | 1 | 1 | cs | TRUE
13 | LV_573-6_0_3_line_13 | NAYY 4x150 SE | 11 | 12 | 0.028957 | 0.208 | 0.08 | 261 | 0 | 0.27 | 1 | 1 | cs | TRUE
14 | LV_573-6_0_3_line_14 | NAYY 4x150 SE | 12 | 13 | 0.11574 | 0.208 | 0.08 | 261 | 0 | 0.27 | 1 | 1 | cs | TRUE
15 | LV_573-6_0_3_line_15 | NAYY 4x150 SE | 13 | 117 | 0.010846 | 0.208 | 0.08 | 261 | 0 | 0.27 | 1 | 1 | cs | TRUE
16 | LV_573-6_0_3_line_16 | NAYY 4x150 SE | 13 | 118 | 0.14969 | 0.208 | 0.08 | 261 | 0 | 0.27 | 1 | 1 | cs | TRUE
17 | LV_573-6_0_3_line_17 | NAYY 4x150 SE | 14 | 15 | 0.041491 | 0.208 | 0.08 | 261 | 0 | 0.27 | 1 | 1 | cs | TRUE
18 | LV_573-6_0_3_line_18 | NAYY 4x150 SE | 15 | 95 | 0.032429 | 0.208 | 0.08 | 261 | 0 | 0.27 | 1 | 1 | cs | TRUE
19 | LV_573-6_0_3_line_19 | NAYY 4x150 SE | 15 | 94 | 0.13656 | 0.208 | 0.08 | 261 | 0 | 0.27 | 1 | 1 | cs | TRUE
20 | LV_573-6_0_3_line_20 | NAYY 4x150 SE | 16 | 17 | 0.086536 | 0.208 | 0.08 | 261 | 0 | 0.27 | 1 | 1 | cs | TRUE
21 | LV_573-6_0_3_line_21 | NAYY 4x150 SE | 16 | 18 | 0.090579 | 0.208 | 0.08 | 261 | 0 | 0.27 | 1 | 1 | cs | TRUE
22 | LV_573-6_0_3_line_22 | NAYY 4x150 SE | 17 | 19 | 0.17512 | 0.208 | 0.08 | 261 | 0 | 0.27 | 1 | 1 | cs | TRUE
23 | LV_573-6_0_3_line_23 | NAYY 4x150 SE | 18 | 109 | 0.077435 | 0.208 | 0.08 | 261 | 0 | 0.27 | 1 | 1 | cs | TRUE
24 | LV_573-6_0_3_line_24 | NAYY 4x150 SE | 19 | 20 | 0.054826 | 0.208 | 0.08 | 261 | 0 | 0.27 | 1 | 1 | cs | TRUE
25 | LV_573-6_0_3_line_25 | NAYY 4x150 SE | 20 | 21 | 0.06462 | 0.208 | 0.08 | 261 | 0 | 0.27 | 1 | 1 | cs | TRUE
26 | LV_573-6_0_3_line_26 | NAYY 4x150 SE | 21 | 226 | 0.075331 | 0.208 | 0.08 | 261 | 0 | 0.27 | 1 | 1 | cs | TRUE
27 | LV_573-6_0_3_line_27 | NAYY 4x150 SE | 21 | 24 | 0.031386 | 0.208 | 0.08 | 261 | 0 | 0.27 | 1 | 1 | cs | TRUE
28 | LV_573-6_0_3_line_28 | NAYY 4x150 SE | 22 | 23 | 0.14155 | 0.208 | 0.08 | 261 | 0 | 0.27 | 1 | 1 | cs | TRUE
29 | LV_573-6_0_3_line_29 | NAYY 4x150 SE | 23 | 117 | 0.094764 | 0.208 | 0.08 | 261 | 0 | 0.27 | 1 | 1 | cs | TRUE
30 | LV_573-6_0_3_line_30 | NAYY 4x150 SE | 25 | 28 | 0.010436 | 0.208 | 0.08 | 261 | 0 | 0.27 | 1 | 3 | cs | TRUE
31 | LV_573-6_0_3_line_31 | NAYY 4x150 SE | 27 | 29 | 0.0117 | 0.208 | 0.08 | 261 | 0 | 0.27 | 1 | 3 | cs | TRUE
32 | LV_573-6_0_3_line_32 | NAYY 4x150 SE | 29 | 122 | 0.030598 | 0.208 | 0.08 | 261 | 0 | 0.27 | 1 | 3 | cs | TRUE
33 | LV_573-6_0_3_line_33 | NAYY 4x150 SE | 29 | 123 | 0.032993 | 0.208 | 0.08 | 261 | 0 | 0.27 | 1 | 3 | cs | TRUE
34 | LV_573-6_0_3_line_34 | NAYY 4x150 SE | 30 | 31 | 0.027214 | 0.208 | 0.08 | 261 | 0 | 0.27 | 1 | 1 | cs | TRUE
35 | LV_573-6_0_3_line_35 | NAYY 4x150 SE | 30 | 32 | 0.034523 | 0.208 | 0.08 | 261 | 0 | 0.27 | 1 | 1 | cs | TRUE
36 | LV_573-6_0_3_line_36 | NAYY 4x150 SE | 31 | 33 | 0.0028131 | 0.208 | 0.08 | 261 | 0 | 0.27 | 1 | 1 | cs | TRUE
37 | LV_573-6_0_3_line_37 | NAYY 4x150 SE | 32 | 34 | 0.009442 | 0.208 | 0.08 | 261 | 0 | 0.27 | 1 | 1 | cs | TRUE
38 | LV_573-6_0_3_line_38 | NAYY 4x150 SE | 33 | 38 | 0.01676 | 0.208 | 0.08 | 261 | 0 | 0.27 | 1 | 1 | cs | TRUE
39 | LV_573-6_0_3_line_39 | NAYY 4x150 SE | 34 | 39 | 0.053582 | 0.208 | 0.08 | 261 | 0 | 0.27 | 1 | 1 | cs | TRUE
40 | LV_573-6_0_3_line_40 | NAYY 4x150 SE | 35 | 36 | 0.063099 | 0.208 | 0.08 | 261 | 0 | 0.27 | 1 | 3 | cs | TRUE
41 | LV_573-6_0_3_line_41 | NAYY 4x150 SE | 35 | 37 | 0.057839 | 0.208 | 0.08 | 261 | 0 | 0.27 | 1 | 3 | cs | TRUE
42 | LV_573-6_0_3_line_42 | NAYY 4x150 SE | 36 | 62 | 0.0022829 | 0.208 | 0.08 | 261 | 0 | 0.27 | 1 | 3 | cs | TRUE
43 | LV_573-6_0_3_line_43 | NAYY 4x150 SE | 37 | 63 | 0.11551 | 0.208 | 0.08 | 261 | 0 | 0.27 | 1 | 3 | cs | TRUE
44 | LV_573-6_0_3_line_44 | NAYY 4x150 SE | 39 | 64 | 0.024444 | 0.208 | 0.08 | 261 | 0 | 0.27 | 1 | 1 | cs | TRUE
45 | LV_573-6_0_3_line_45 | NAYY 4x150 SE | 40 | 41 | 0.016315 | 0.208 | 0.08 | 261 | 0 | 0.27 | 1 | 1 | cs | TRUE
46 | LV_573-6_0_3_line_46 | NAYY 4x150 SE | 40 | 42 | 0.25061 | 0.208 | 0.08 | 261 | 0 | 0.27 | 1 | 2 | cs | TRUE
47 | LV_573-6_0_3_line_47 | NAYY 4x150 SE | 41 | 43 | 0.00081565 | 0.208 | 0.08 | 261 | 0 | 0.27 | 1 | 1 | cs | TRUE
48 | LV_573-6_0_3_line_48 | NAYY 4x150 SE | 42 | 51 | 0.06093 | 0.208 | 0.08 | 261 | 0 | 0.27 | 1 | 3 | cs | TRUE
49 | LV_573-6_0_3_line_49 | NAYY 4x150 SE | 43 | 55 | 0.0068509 | 0.208 | 0.08 | 261 | 0 | 0.27 | 1 | 1 | cs | TRUE
50 | LV_573-6_0_3_line_50 | NAYY 4x150 SE | 44 | 45 | 0.046967 | 0.208 | 0.08 | 261 | 0 | 0.27 | 1 | 3 | cs | TRUE
51 | LV_573-6_0_3_line_51 | NAYY 4x150 SE | 44 | 46 | 0.15545 | 0.208 | 0.08 | 261 | 0 | 0.27 | 1 | 1 | cs | TRUE
52 | LV_573-6_0_3_line_52 | NAYY 4x150 SE | 44 | 47 | 0.074038 | 0.208 | 0.08 | 261 | 0 | 0.27 | 1 | 3 | cs | TRUE
53 | LV_573-6_0_3_line_53 | NAYY 4x150 SE | 45 | 48 | 0.019984 | 0.208 | 0.08 | 261 | 0 | 0.27 | 1 | 3 | cs | TRUE
54 | LV_573-6_0_3_line_54 | NAYY 4x150 SE | 46 | 65 | 0.023445 | 0.208 | 0.08 | 261 | 0 | 0.27 | 1 | 1 | cs | TRUE
55 | LV_573-6_0_3_line_55 | NAYY 4x150 SE | 47 | 69 | 0.09517 | 0.208 | 0.08 | 261 | 0 | 0.27 | 1 | 3 | cs | TRUE
56 | LV_573-6_0_3_line_56 | NAYY 4x150 SE | 48 | 49 | 0.0074063 | 0.208 | 0.08 | 261 | 0 | 0.27 | 1 | 3 | cs | TRUE
57 | LV_573-6_0_3_line_57 | NAYY 4x150 SE | 49 | 50 | 0.028994 | 0.208 | 0.08 | 261 | 0 | 0.27 | 1 | 3 | cs | TRUE
58 | LV_573-6_0_3_line_58 | NAYY 4x150 SE | 50 | 51 | 0.019926 | 0.208 | 0.08 | 261 | 0 | 0.27 | 1 | 3 | cs | TRUE
59 | LV_573-6_0_3_line_59 | NAYY 4x150 SE | 52 | 53 | 0.0021166 | 0.208 | 0.08 | 261 | 0 | 0.27 | 1 | 1 | cs | TRUE
60 | LV_573-6_0_3_line_60 | NAYY 4x150 SE | 52 | 54 | 0.0057919 | 0.208 | 0.08 | 261 | 0 | 0.27 | 1 | 1 | cs | TRUE
61 | LV_573-6_0_3_line_61 | NAYY 4x150 SE | 53 | 55 | 0.017648 | 0.208 | 0.08 | 261 | 0 | 0.27 | 1 | 1 | cs | TRUE
62 | LV_573-6_0_3_line_62 | NAYY 4x150 SE | 54 | 56 | 0.12958 | 0.208 | 0.08 | 261 | 0 | 0.27 | 1 | 1 | cs | TRUE
63 | LV_573-6_0_3_line_63 | NAYY 4x150 SE | 56 | 57 | 0.012046 | 0.208 | 0.08 | 261 | 0 | 0.27 | 1 | 1 | cs | TRUE
64 | LV_573-6_0_3_line_64 | NAYY 4x150 SE | 56 | 58 | 0.10331 | 0.208 | 0.08 | 261 | 0 | 0.27 | 1 | 1 | cs | TRUE
65 | LV_573-6_0_3_line_65 | NAYY 4x150 SE | 57 | 59 | 0.23601 | 0.208 | 0.08 | 261 | 0 | 0.27 | 1 | 1 | cs | TRUE
66 | LV_573-6_0_3_line_66 | NAYY 4x150 SE | 58 | 60 | 0.062136 | 0.208 | 0.08 | 261 | 0 | 0.27 | 1 | 1 | cs | TRUE
67 | LV_573-6_0_3_line_67 | NAYY 4x150 SE | 59 | 61 | 0.10711 | 0.208 | 0.08 | 261 | 0 | 0.27 | 1 | 1 | cs | TRUE
68 | LV_573-6_0_3_line_68 | NAYY 4x150 SE | 60 | 74 | 0.0083883 | 0.208 | 0.08 | 261 | 0 | 0.27 | 1 | 1 | cs | TRUE
69 | LV_573-6_0_3_line_69 | NAYY 4x150 SE | 62 | 66 | 0.038847 | 0.208 | 0.08 | 261 | 0 | 0.27 | 1 | 3 | cs | TRUE
70 | LV_573-6_0_3_line_70 | NAYY 4x150 SE | 63 | 67 | 0.12982 | 0.208 | 0.08 | 261 | 0 | 0.27 | 1 | 3 | cs | TRUE
71 | LV_573-6_0_3_line_71 | NAYY 4x150 SE | 64 | 76 | 0.021218 | 0.208 | 0.08 | 261 | 0 | 0.27 | 1 | 1 | cs | TRUE
72 | LV_573-6_0_3_line_72 | NAYY 4x150 SE | 66 | 116 | 0.016663 | 0.208 | 0.08 | 261 | 0 | 0.27 | 1 | 3 | cs | TRUE
73 | LV_573-6_0_3_line_73 | NAYY 4x150 SE | 67 | 91 | 0.017622 | 0.208 | 0.08 | 261 | 0 | 0.27 | 1 | 3 | cs | TRUE
74 | LV_573-6_0_3_line_74 | NAYY 4x150 SE | 68 | 69 | 0.0071324 | 0.208 | 0.08 | 261 | 0 | 0.27 | 1 | 3 | cs | TRUE
75 | LV_573-6_0_3_line_75 | NAYY 4x150 SE | 68 | 70 | 0.10295 | 0.208 | 0.08 | 261 | 0 | 0.27 | 1 | 3 | cs | TRUE
76 | LV_573-6_0_3_line_76 | NAYY 4x150 SE | 70 | 72 | 0.035649 | 0.208 | 0.08 | 261 | 0 | 0.27 | 1 | 1 | cs | TRUE
77 | LV_573-6_0_3_line_77 | NAYY 4x150 SE | 70 | 84 | 0.093588 | 0.208 | 0.08 | 261 | 0 | 0.27 | 1 | 3 | cs | TRUE
78 | LV_573-6_0_3_line_78 | NAYY 4x150 SE | 71 | 72 | 0.049108 | 0.208 | 0.08 | 261 | 0 | 0.27 | 1 | 1 | cs | TRUE
79 | LV_573-6_0_3_line_79 | NAYY 4x150 SE | 71 | 73 | 0.075656 | 0.208 | 0.08 | 261 | 0 | 0.27 | 1 | 1 | cs | TRUE
80 | LV_573-6_0_3_line_80 | NAYY 4x150 SE | 73 | 110 | 0.0096483 | 0.208 | 0.08 | 261 | 0 | 0.27 | 1 | 1 | cs | TRUE
81 | LV_573-6_0_3_line_81 | NAYY 4x150 SE | 74 | 75 | 0.18437 | 0.208 | 0.08 | 261 | 0 | 0.27 | 1 | 1 | cs | TRUE
82 | LV_573-6_0_3_line_82 | NAYY 4x150 SE | 75 | 115 | 0.26426 | 0.208 | 0.08 | 261 | 0 | 0.27 | 1 | 1 | cs | TRUE
83 | LV_573-6_0_3_line_83 | NAYY 4x150 SE | 76 | 152 | 0.054145 | 0.208 | 0.08 | 261 | 0 | 0.27 | 1 | 1 | cs | TRUE
84 | LV_573-6_0_3_line_84 | NAYY 4x150 SE | 77 | 78 | 0.0046539 | 0.208 | 0.08 | 261 | 0 | 0.27 | 1 | 3 | cs | TRUE
85 | LV_573-6_0_3_line_85 | NAYY 4x150 SE | 77 | 79 | 0.012664 | 0.208 | 0.08 | 261 | 0 | 0.27 | 1 | 3 | cs | TRUE
86 | LV_573-6_0_3_line_86 | NAYY 4x150 SE | 78 | 80 | 0.098417 | 0.208 | 0.08 | 261 | 0 | 0.27 | 1 | 3 | cs | TRUE
87 | LV_573-6_0_3_line_87 | NAYY 4x150 SE | 79 | 81 | 0.01758 | 0.208 | 0.08 | 261 | 0 | 0.27 | 1 | 3 | cs | TRUE
88 | LV_573-6_0_3_line_88 | NAYY 4x150 SE | 80 | 82 | 0.089162 | 0.208 | 0.08 | 261 | 0 | 0.27 | 1 | 1 | cs | TRUE
89 | LV_573-6_0_3_line_89 | NAYY 4x150 SE | 80 | 83 | 0.10752 | 0.208 | 0.08 | 261 | 0 | 0.27 | 1 | 3 | cs | TRUE
90 | LV_573-6_0_3_line_90 | NAYY 4x150 SE | 81 | 84 | 0.0056842 | 0.208 | 0.08 | 261 | 0 | 0.27 | 1 | 3 | cs | TRUE
91 | LV_573-6_0_3_line_91 | NAYY 4x150 SE | 83 | 85 | 0.10383 | 0.208 | 0.08 | 261 | 0 | 0.27 | 1 | 1 | cs | TRUE
92 | LV_573-6_0_3_line_92 | NAYY 4x150 SE | 83 | 86 | 0.082456 | 0.208 | 0.08 | 261 | 0 | 0.27 | 1 | 3 | cs | TRUE
93 | LV_573-6_0_3_line_93 | NAYY 4x150 SE | 84 | 87 | 0.066622 | 0.208 | 0.08 | 261 | 0 | 0.27 | 1 | 1 | cs | TRUE
94 | LV_573-6_0_3_line_94 | NAYY 4x150 SE | 86 | 93 | 0.026683 | 0.208 | 0.08 | 261 | 0 | 0.27 | 1 | 1 | cs | TRUE
95 | LV_573-6_0_3_line_95 | NAYY 4x150 SE | 86 | 92 | 0.046478 | 0.208 | 0.08 | 261 | 0 | 0.27 | 1 | 3 | cs | TRUE
96 | LV_573-6_0_3_line_96 | NAYY 4x150 SE | 88 | 89 | 0.033848 | 0.208 | 0.08 | 261 | 0 | 0.27 | 1 | 3 | cs | TRUE
97 | LV_573-6_0_3_line_97 | NAYY 4x150 SE | 88 | 90 | 0.035853 | 0.208 | 0.08 | 261 | 0 | 0.27 | 1 | 3 | cs | TRUE
98 | LV_573-6_0_3_line_98 | NAYY 4x150 SE | 89 | 91 | 0.020664 | 0.208 | 0.08 | 261 | 0 | 0.27 | 1 | 3 | cs | TRUE
99 | LV_573-6_0_3_line_99 | NAYY 4x150 SE | 90 | 92 | 0.016837 | 0.208 | 0.08 | 261 | 0 | 0.27 | 1 | 3 | cs | TRUE
100 | LV_573-6_0_3_line_100 | NAYY 4x150 SE | 93 | 94 | 0.069671 | 0.208 | 0.08 | 261 | 0 | 0.27 | 1 | 1 | cs | TRUE
101 | LV_573-6_0_3_line_101 | NAYY 4x150 SE | 95 | 96 | 0.0076795 | 0.208 | 0.08 | 261 | 0 | 0.27 | 1 | 1 | cs | TRUE
102 | LV_573-6_0_3_line_102 | NAYY 4x150 SE | 96 | 97 | 0.024177 | 0.208 | 0.08 | 261 | 0 | 0.27 | 1 | 1 | cs | TRUE
103 | LV_573-6_0_3_line_103 | NAYY 4x150 SE | 97 | 109 | 0.018145 | 0.208 | 0.08 | 261 | 0 | 0.27 | 1 | 1 | cs | TRUE
104 | LV_573-6_0_3_line_104 | NAYY 4x150 SE | 98 | 99 | 0.010992 | 0.208 | 0.08 | 261 | 0 | 0.27 | 1 | 1 | cs | TRUE
105 | LV_573-6_0_3_line_105 | NAYY 4x150 SE | 98 | 100 | 0.13886 | 0.208 | 0.08 | 261 | 0 | 0.27 | 1 | 1 | cs | TRUE
106 | LV_573-6_0_3_line_106 | NAYY 4x150 SE | 99 | 101 | 0.019953 | 0.208 | 0.08 | 261 | 0 | 0.27 | 1 | 1 | cs | TRUE
107 | LV_573-6_0_3_line_107 | NAYY 4x150 SE | 100 | 102 | 0.025689 | 0.208 | 0.08 | 261 | 0 | 0.27 | 1 | 1 | cs | TRUE
108 | LV_573-6_0_3_line_108 | NAYY 4x150 SE | 100 | 103 | 0.11259 | 0.208 | 0.08 | 261 | 0 | 0.27 | 1 | 1 | cs | TRUE
109 | LV_573-6_0_3_line_109 | NAYY 4x150 SE | 101 | 104 | 0.011164 | 0.208 | 0.08 | 261 | 0 | 0.27 | 1 | 1 | cs | TRUE
110 | LV_573-6_0_3_line_110 | NAYY 4x150 SE | 102 | 105 | 0.11558 | 0.208 | 0.08 | 261 | 0 | 0.27 | 1 | 1 | cs | TRUE
111 | LV_573-6_0_3_line_111 | NAYY 4x150 SE | 104 | 106 | 0.011916 | 0.208 | 0.08 | 261 | 0 | 0.27 | 1 | 1 | cs | TRUE
112 | LV_573-6_0_3_line_112 | NAYY 4x150 SE | 104 | 107 | 0.0087451 | 0.208 | 0.08 | 261 | 0 | 0.27 | 1 | 1 | cs | TRUE
113 | LV_573-6_0_3_line_113 | NAYY 4x150 SE | 105 | 108 | 0.056297 | 0.208 | 0.08 | 261 | 0 | 0.27 | 1 | 1 | cs | TRUE
114 | LV_573-6_0_3_line_114 | NAYY 4x150 SE | 108 | 114 | 0.064158 | 0.208 | 0.08 | 261 | 0 | 0.27 | 1 | 1 | cs | TRUE
115 | LV_573-6_0_3_line_115 | NAYY 4x150 SE | 111 | 112 | 0.016821 | 0.208 | 0.08 | 261 | 0 | 0.27 | 1 | 1 | cs | TRUE
116 | LV_573-6_0_3_line_116 | NAYY 4x150 SE | 111 | 113 | 0.10965 | 0.208 | 0.08 | 261 | 0 | 0.27 | 1 | 1 | cs | TRUE
117 | LV_573-6_0_3_line_117 | NAYY 4x150 SE | 112 | 114 | 0.032598 | 0.208 | 0.08 | 261 | 0 | 0.27 | 1 | 1 | cs | TRUE
118 | LV_573-6_0_3_line_118 | NAYY 4x150 SE | 112 | 115 | 0.10352 | 0.208 | 0.08 | 261 | 0 | 0.27 | 1 | 1 | cs | TRUE
119 | LV_573-6_0_3_line_119 | NAYY 4x150 SE | 116 | 119 | 0.0021195 | 0.208 | 0.08 | 261 | 0 | 0.27 | 1 | 3 | cs | TRUE
120 | LV_573-6_0_3_line_120 | NAYY 4x150 SE | 118 | 121 | 0.0034415 | 0.208 | 0.08 | 261 | 0 | 0.27 | 1 | 1 | cs | TRUE
121 | LV_573-6_0_3_line_121 | NAYY 4x150 SE | 119 | 120 | 0.00098453 | 0.208 | 0.08 | 261 | 0 | 0.27 | 1 | 3 | cs | TRUE
122 | LV_573-6_0_3_line_122 | NAYY 4x150 SE | 120 | 124 | 0.013482 | 0.208 | 0.08 | 261 | 0 | 0.27 | 1 | 3 | cs | TRUE
123 | LV_573-6_0_3_line_123 | NAYY 4x150 SE | 121 | 190 | 0.018651 | 0.208 | 0.08 | 261 | 0 | 0.27 | 1 | 1 | cs | TRUE
124 | LV_573-6_0_3_line_124 | NAYY 4x150 SE | 122 | 128 | 0.0017564 | 0.208 | 0.08 | 261 | 0 | 0.27 | 1 | 3 | cs | TRUE
125 | LV_573-6_0_3_line_125 | NAYY 4x150 SE | 123 | 129 | 0.004511 | 0.208 | 0.08 | 261 | 0 | 0.27 | 1 | 1 | cs | TRUE
126 | LV_573-6_0_3_line_126 | NAYY 4x150 SE | 123 | 130 | 0.033061 | 0.208 | 0.08 | 261 | 0 | 0.27 | 1 | 3 | cs | TRUE
127 | LV_573-6_0_3_line_127 | NAYY 4x150 SE | 124 | 135 | 0.027944 | 0.208 | 0.08 | 261 | 0 | 0.27 | 1 | 3 | cs | TRUE
128 | LV_573-6_0_3_line_128 | NAYY 4x150 SE | 125 | 126 | 0.0074688 | 0.208 | 0.08 | 261 | 0 | 0.27 | 1 | 1 | cs | TRUE
129 | LV_573-6_0_3_line_129 | NAYY 4x150 SE | 126 | 127 | 0.029027 | 0.208 | 0.08 | 261 | 0 | 0.27 | 1 | 1 | cs | TRUE
130 | LV_573-6_0_3_line_130 | NAYY 4x150 SE | 126 | 128 | 0.024216 | 0.208 | 0.08 | 261 | 0 | 0.27 | 1 | 1 | cs | TRUE
131 | LV_573-6_0_3_line_131 | NAYY 4x150 SE | 128 | 131 | 0.052179 | 0.208 | 0.08 | 261 | 0 | 0.27 | 1 | 3 | cs | TRUE
132 | LV_573-6_0_3_line_132 | NAYY 4x150 SE | 129 | 132 | 0.024538 | 0.208 | 0.08 | 261 | 0 | 0.27 | 1 | 1 | cs | TRUE
133 | LV_573-6_0_3_line_133 | NAYY 4x150 SE | 130 | 136 | 0.01219 | 0.208 | 0.08 | 261 | 0 | 0.27 | 1 | 3 | cs | TRUE
134 | LV_573-6_0_3_line_134 | NAYY 4x150 SE | 131 | 138 | 0.040446 | 0.208 | 0.08 | 261 | 0 | 0.27 | 1 | 1 | cs | TRUE
135 | LV_573-6_0_3_line_135 | NAYY 4x150 SE | 131 | 139 | 0.025696 | 0.208 | 0.08 | 261 | 0 | 0.27 | 1 | 3 | cs | TRUE
136 | LV_573-6_0_3_line_136 | NAYY 4x150 SE | 132 | 142 | 0.022925 | 0.208 | 0.08 | 261 | 0 | 0.27 | 1 | 1 | cs | TRUE
137 | LV_573-6_0_3_line_137 | NAYY 4x150 SE | 133 | 134 | 0.0085054 | 0.208 | 0.08 | 261 | 0 | 0.27 | 1 | 1 | cs | TRUE
138 | LV_573-6_0_3_line_138 | NAYY 4x150 SE | 133 | 135 | 0.027845 | 0.208 | 0.08 | 261 | 0 | 0.27 | 1 | 1 | cs | TRUE
139 | LV_573-6_0_3_line_139 | NAYY 4x150 SE | 134 | 143 | 0.069271 | 0.208 | 0.08 | 261 | 0 | 0.27 | 1 | 1 | cs | TRUE
140 | LV_573-6_0_3_line_140 | NAYY 4x150 SE | 135 | 144 | 0.0094433 | 0.208 | 0.08 | 261 | 0 | 0.27 | 1 | 3 | cs | TRUE
141 | LV_573-6_0_3_line_141 | NAYY 4x150 SE | 136 | 137 | 0.016646 | 0.208 | 0.08 | 261 | 0 | 0.27 | 1 | 3 | cs | TRUE
142 | LV_573-6_0_3_line_142 | NAYY 4x150 SE | 137 | 145 | 0.0072783 | 0.208 | 0.08 | 261 | 0 | 0.27 | 1 | 3 | cs | TRUE
143 | LV_573-6_0_3_line_143 | NAYY 4x150 SE | 138 | 146 | 0.027255 | 0.208 | 0.08 | 261 | 0 | 0.27 | 1 | 1 | cs | TRUE
144 | LV_573-6_0_3_line_144 | NAYY 4x150 SE | 138 | 147 | 0.01939 | 0.208 | 0.08 | 261 | 0 | 0.27 | 1 | 1 | cs | TRUE
145 | LV_573-6_0_3_line_145 | NAYY 4x150 SE | 139 | 148 | 0.0040999 | 0.208 | 0.08 | 261 | 0 | 0.27 | 1 | 3 | cs | TRUE
146 | LV_573-6_0_3_line_146 | NAYY 4x150 SE | 140 | 141 | 0.00098595 | 0.208 | 0.08 | 261 | 0 | 0.27 | 1 | 1 | cs | TRUE
147 | LV_573-6_0_3_line_147 | NAYY 4x150 SE | 141 | 149 | 0.032823 | 0.208 | 0.08 | 261 | 0 | 0.27 | 1 | 1 | cs | TRUE
148 | LV_573-6_0_3_line_148 | NAYY 4x150 SE | 142 | 150 | 0.016419 | 0.208 | 0.08 | 261 | 0 | 0.27 | 1 | 1 | cs | TRUE
149 | LV_573-6_0_3_line_149 | NAYY 4x150 SE | 143 | 152 | 0.091192 | 0.208 | 0.08 | 261 | 0 | 0.27 | 1 | 1 | cs | TRUE
150 | LV_573-6_0_3_line_150 | NAYY 4x150 SE | 144 | 151 | 0.0071869 | 0.208 | 0.08 | 261 | 0 | 0.27 | 1 | 3 | cs | TRUE
151 | LV_573-6_0_3_line_151 | NAYY 4x150 SE | 145 | 151 | 0.012455 | 0.208 | 0.08 | 261 | 0 | 0.27 | 1 | 3 | cs | TRUE
152 | LV_573-6_0_3_line_152 | NAYY 4x150 SE | 146 | 174 | 0.014895 | 0.208 | 0.08 | 261 | 0 | 0.27 | 1 | 1 | cs | TRUE
153 | LV_573-6_0_3_line_153 | NAYY 4x150 SE | 148 | 191 | 0.029611 | 0.208 | 0.08 | 261 | 0 | 0.27 | 1 | 3 | cs | TRUE
154 | LV_573-6_0_3_line_154 | NAYY 4x150 SE | 149 | 158 | 0.022601 | 0.208 | 0.08 | 261 | 0 | 0.27 | 1 | 1 | cs | TRUE
155 | LV_573-6_0_3_line_155 | NAYY 4x150 SE | 150 | 153 | 0.013018 | 0.208 | 0.08 | 261 | 0 | 0.27 | 1 | 1 | cs | TRUE
156 | LV_573-6_0_3_line_156 | NAYY 4x150 SE | 150 | 154 | 0.021456 | 0.208 | 0.08 | 261 | 0 | 0.27 | 1 | 1 | cs | TRUE
157 | LV_573-6_0_3_line_157 | NAYY 4x150 SE | 153 | 155 | 0.00050417 | 0.208 | 0.08 | 261 | 0 | 0.27 | 1 | 1 | cs | TRUE
158 | LV_573-6_0_3_line_158 | NAYY 4x150 SE | 154 | 156 | 0.0096522 | 0.208 | 0.08 | 261 | 0 | 0.27 | 1 | 1 | cs | TRUE
159 | LV_573-6_0_3_line_159 | NAYY 4x150 SE | 155 | 157 | 0.02032 | 0.208 | 0.08 | 261 | 0 | 0.27 | 1 | 1 | cs | TRUE
160 | LV_573-6_0_3_line_160 | NAYY 4x150 SE | 157 | 159 | 0.011473 | 0.208 | 0.08 | 261 | 0 | 0.27 | 1 | 1 | cs | TRUE
161 | LV_573-6_0_3_line_161 | NAYY 4x150 SE | 158 | 175 | 0.0016738 | 0.208 | 0.08 | 261 | 0 | 0.27 | 1 | 1 | cs | TRUE
162 | LV_573-6_0_3_line_162 | NAYY 4x150 SE | 159 | 180 | 0.007159 | 0.208 | 0.08 | 261 | 0 | 0.27 | 1 | 1 | cs | TRUE
163 | LV_573-6_0_3_line_163 | NAYY 4x150 SE | 160 | 161 | 0.020615 | 0.208 | 0.08 | 261 | 0 | 0.27 | 1 | 1 | cs | TRUE
164 | LV_573-6_0_3_line_164 | NAYY 4x150 SE | 161 | 162 | 0.030532 | 0.208 | 0.08 | 261 | 0 | 0.27 | 1 | 1 | cs | TRUE
165 | LV_573-6_0_3_line_165 | NAYY 4x150 SE | 161 | 163 | 0.035203 | 0.208 | 0.08 | 261 | 0 | 0.27 | 1 | 1 | cs | TRUE
166 | LV_573-6_0_3_line_166 | NAYY 4x150 SE | 162 | 164 | 0.011052 | 0.208 | 0.08 | 261 | 0 | 0.27 | 1 | 1 | cs | TRUE
167 | LV_573-6_0_3_line_167 | NAYY 4x150 SE | 163 | 168 | 0.023727 | 0.208 | 0.08 | 261 | 0 | 0.27 | 1 | 1 | cs | TRUE
168 | LV_573-6_0_3_line_168 | NAYY 4x150 SE | 163 | 169 | 0.0073826 | 0.208 | 0.08 | 261 | 0 | 0.27 | 1 | 1 | cs | TRUE
169 | LV_573-6_0_3_line_169 | NAYY 4x150 SE | 164 | 170 | 0.0028854 | 0.208 | 0.08 | 261 | 0 | 0.27 | 1 | 1 | cs | TRUE
170 | LV_573-6_0_3_line_170 | NAYY 4x150 SE | 165 | 166 | 0.0207 | 0.208 | 0.08 | 261 | 0 | 0.27 | 1 | 1 | cs | TRUE
171 | LV_573-6_0_3_line_171 | NAYY 4x150 SE | 165 | 167 | 0.019446 | 0.208 | 0.08 | 261 | 0 | 0.27 | 1 | 1 | cs | TRUE
172 | LV_573-6_0_3_line_172 | NAYY 4x150 SE | 166 | 171 | 0.0073794 | 0.208 | 0.08 | 261 | 0 | 0.27 | 1 | 1 | cs | TRUE
173 | LV_573-6_0_3_line_173 | NAYY 4x150 SE | 167 | 172 | 0.0092628 | 0.208 | 0.08 | 261 | 0 | 0.27 | 1 | 1 | cs | TRUE
174 | LV_573-6_0_3_line_174 | NAYY 4x150 SE | 168 | 173 | 0.027083 | 0.208 | 0.08 | 261 | 0 | 0.27 | 1 | 1 | cs | TRUE
175 | LV_573-6_0_3_line_175 | NAYY 4x150 SE | 169 | 174 | 0.021352 | 0.208 | 0.08 | 261 | 0 | 0.27 | 1 | 1 | cs | TRUE
176 | LV_573-6_0_3_line_176 | NAYY 4x150 SE | 171 | 214 | 0.026124 | 0.208 | 0.08 | 261 | 0 | 0.27 | 1 | 1 | cs | TRUE
177 | LV_573-6_0_3_line_177 | NAYY 4x150 SE | 173 | 214 | 0.029891 | 0.208 | 0.08 | 261 | 0 | 0.27 | 1 | 1 | cs | TRUE
178 | LV_573-6_0_3_line_178 | NAYY 4x150 SE | 175 | 176 | 0.019571 | 0.208 | 0.08 | 261 | 0 | 0.27 | 1 | 1 | cs | TRUE
179 | LV_573-6_0_3_line_179 | NAYY 4x150 SE | 175 | 177 | 0.006299 | 0.208 | 0.08 | 261 | 0 | 0.27 | 1 | 1 | cs | TRUE
180 | LV_573-6_0_3_line_180 | NAYY 4x150 SE | 176 | 178 | 0.035898 | 0.208 | 0.08 | 261 | 0 | 0.27 | 1 | 1 | cs | TRUE
181 | LV_573-6_0_3_line_181 | NAYY 4x150 SE | 177 | 179 | 0.013719 | 0.208 | 0.08 | 261 | 0 | 0.27 | 1 | 1 | cs | TRUE
182 | LV_573-6_0_3_line_182 | NAYY 4x150 SE | 179 | 180 | 0.020847 | 0.208 | 0.08 | 261 | 0 | 0.27 | 1 | 1 | cs | TRUE
183 | LV_573-6_0_3_line_183 | NAYY 4x150 SE | 181 | 182 | 0.052382 | 0.208 | 0.08 | 261 | 0 | 0.27 | 1 | 3 | cs | TRUE
184 | LV_573-6_0_3_line_184 | NAYY 4x150 SE | 181 | 183 | 0.055825 | 0.208 | 0.08 | 261 | 0 | 0.27 | 1 | 3 | cs | TRUE
185 | LV_573-6_0_3_line_185 | NAYY 4x150 SE | 182 | 184 | 0.010099 | 0.208 | 0.08 | 261 | 0 | 0.27 | 1 | 3 | cs | TRUE
186 | LV_573-6_0_3_line_186 | NAYY 4x150 SE | 183 | 185 | 0.03224 | 0.208 | 0.08 | 261 | 0 | 0.27 | 1 | 1 | cs | TRUE
187 | LV_573-6_0_3_line_187 | NAYY 4x150 SE | 183 | 186 | 0.0511 | 0.208 | 0.08 | 261 | 0 | 0.27 | 1 | 1 | cs | TRUE
188 | LV_573-6_0_3_line_188 | NAYY 4x150 SE | 184 | 187 | 0.10994 | 0.208 | 0.08 | 261 | 0 | 0.27 | 1 | 3 | cs | TRUE
189 | LV_573-6_0_3_line_189 | NAYY 4x150 SE | 185 | 188 | 0.079065 | 0.208 | 0.08 | 261 | 0 | 0.27 | 1 | 1 | cs | TRUE
190 | LV_573-6_0_3_line_190 | NAYY 4x150 SE | 185 | 189 | 0.05905 | 0.208 | 0.08 | 261 | 0 | 0.27 | 1 | 1 | cs | TRUE
191 | LV_573-6_0_3_line_191 | NAYY 4x150 SE | 186 | 190 | 0.009185 | 0.208 | 0.08 | 261 | 0 | 0.27 | 1 | 1 | cs | TRUE
192 | LV_573-6_0_3_line_192 | NAYY 4x150 SE | 187 | 191 | 0.073413 | 0.208 | 0.08 | 261 | 0 | 0.27 | 1 | 3 | cs | TRUE
193 | LV_573-6_0_3_line_193 | NAYY 4x150 SE | 188 | 192 | 0.023562 | 0.208 | 0.08 | 261 | 0 | 0.27 | 1 | 1 | cs | TRUE
194 | LV_573-6_0_3_line_194 | NAYY 4x150 SE | 188 | 193 | 0.16553 | 0.208 | 0.08 | 261 | 0 | 0.27 | 1 | 1 | cs | TRUE
195 | LV_573-6_0_3_line_195 | NAYY 4x150 SE | 189 | 194 | 0.055269 | 0.208 | 0.08 | 261 | 0 | 0.27 | 1 | 1 | cs | TRUE
196 | LV_573-6_0_3_line_196 | NAYY 4x150 SE | 192 | 195 | 0.028272 | 0.208 | 0.08 | 261 | 0 | 0.27 | 1 | 1 | cs | TRUE
197 | LV_573-6_0_3_line_197 | NAYY 4x150 SE | 193 | 198 | 0.023575 | 0.208 | 0.08 | 261 | 0 | 0.27 | 1 | 1 | cs | TRUE
198 | LV_573-6_0_3_line_198 | NAYY 4x150 SE | 194 | 205 | 0.074322 | 0.208 | 0.08 | 261 | 0 | 0.27 | 1 | 1 | cs | TRUE
199 | LV_573-6_0_3_line_199 | NAYY 4x150 SE | 195 | 241 | 0.0024627 | 0.208 | 0.08 | 261 | 0 | 0.27 | 1 | 1 | cs | TRUE
200 | LV_573-6_0_3_line_200 | NAYY 4x150 SE | 196 | 197 | 0.012728 | 0.208 | 0.08 | 261 | 0 | 0.27 | 1 | 1 | cs | TRUE
201 | LV_573-6_0_3_line_201 | NAYY 4x150 SE | 196 | 198 | 0.056418 | 0.208 | 0.08 | 261 | 0 | 0.27 | 1 | 1 | cs | TRUE
202 | LV_573-6_0_3_line_202 | NAYY 4x150 SE | 197 | 199 | 0.010298 | 0.208 | 0.08 | 261 | 0 | 0.27 | 1 | 1 | cs | TRUE
203 | LV_573-6_0_3_line_203 | NAYY 4x150 SE | 199 | 200 | 0.027046 | 0.208 | 0.08 | 261 | 0 | 0.27 | 1 | 1 | cs | TRUE
204 | LV_573-6_0_3_line_204 | NAYY 4x150 SE | 200 | 201 | 0.071218 | 0.208 | 0.08 | 261 | 0 | 0.27 | 1 | 1 | cs | TRUE
205 | LV_573-6_0_3_line_205 | NAYY 4x150 SE | 200 | 202 | 0.10742 | 0.208 | 0.08 | 261 | 0 | 0.27 | 1 | 1 | cs | TRUE
206 | LV_573-6_0_3_line_206 | NAYY 4x150 SE | 201 | 203 | 0.012881 | 0.208 | 0.08 | 261 | 0 | 0.27 | 1 | 1 | cs | TRUE
207 | LV_573-6_0_3_line_207 | NAYY 4x150 SE | 202 | 218 | 0.014027 | 0.208 | 0.08 | 261 | 0 | 0.27 | 1 | 1 | cs | TRUE
208 | LV_573-6_0_3_line_208 | NAYY 4x150 SE | 202 | 217 | 0.06354 | 0.208 | 0.08 | 261 | 0 | 0.27 | 1 | 1 | cs | TRUE
209 | LV_573-6_0_3_line_209 | NAYY 4x150 SE | 203 | 204 | 0.017207 | 0.208 | 0.08 | 261 | 0 | 0.27 | 1 | 1 | cs | TRUE
210 | LV_573-6_0_3_line_210 | NAYY 4x150 SE | 206 | 207 | 0.017907 | 0.208 | 0.08 | 261 | 0 | 0.27 | 1 | 1 | cs | TRUE
211 | LV_573-6_0_3_line_211 | NAYY 4x150 SE | 206 | 208 | 0.03465 | 0.208 | 0.08 | 261 | 0 | 0.27 | 1 | 1 | cs | TRUE
212 | LV_573-6_0_3_line_212 | NAYY 4x150 SE | 207 | 209 | 0.015174 | 0.208 | 0.08 | 261 | 0 | 0.27 | 1 | 1 | cs | TRUE
213 | LV_573-6_0_3_line_213 | NAYY 4x150 SE | 208 | 210 | 0.029756 | 0.208 | 0.08 | 261 | 0 | 0.27 | 1 | 1 | cs | TRUE
214 | LV_573-6_0_3_line_214 | NAYY 4x150 SE | 208 | 211 | 0.012504 | 0.208 | 0.08 | 261 | 0 | 0.27 | 1 | 1 | cs | TRUE
215 | LV_573-6_0_3_line_215 | NAYY 4x150 SE | 209 | 212 | 0.0070344 | 0.208 | 0.08 | 261 | 0 | 0.27 | 1 | 1 | cs | TRUE
216 | LV_573-6_0_3_line_216 | NAYY 4x150 SE | 211 | 213 | 0.025473 | 0.208 | 0.08 | 261 | 0 | 0.27 | 1 | 1 | cs | TRUE
217 | LV_573-6_0_3_line_217 | NAYY 4x150 SE | 212 | 214 | 0.0071191 | 0.208 | 0.08 | 261 | 0 | 0.27 | 1 | 1 | cs | TRUE
218 | LV_573-6_0_3_line_218 | NAYY 4x150 SE | 213 | 215 | 0.0086783 | 0.208 | 0.08 | 261 | 0 | 0.27 | 1 | 1 | cs | TRUE
219 | LV_573-6_0_3_line_219 | NAYY 4x150 SE | 215 | 216 | 0.013638 | 0.208 | 0.08 | 261 | 0 | 0.27 | 1 | 1 | cs | TRUE
220 | LV_573-6_0_3_line_220 | NAYY 4x150 SE | 216 | 233 | 0.021646 | 0.208 | 0.08 | 261 | 0 | 0.27 | 1 | 1 | cs | TRUE
221 | LV_573-6_0_3_line_221 | NAYY 4x150 SE | 218 | 219 | 0.030552 | 0.208 | 0.08 | 261 | 0 | 0.27 | 1 | 1 | cs | TRUE
222 | LV_573-6_0_3_line_222 | NAYY 4x150 SE | 219 | 220 | 0.13183 | 0.208 | 0.08 | 261 | 0 | 0.27 | 1 | 1 | cs | TRUE
223 | LV_573-6_0_3_line_223 | NAYY 4x150 SE | 221 | 222 | 0.0068544 | 0.208 | 0.08 | 261 | 0 | 0.27 | 1 | 1 | cs | TRUE
224 | LV_573-6_0_3_line_224 | NAYY 4x150 SE | 222 | 223 | 0.021549 | 0.208 | 0.08 | 261 | 0 | 0.27 | 1 | 1 | cs | TRUE
225 | LV_573-6_0_3_line_225 | NAYY 4x150 SE | 223 | 224 | 0.037871 | 0.208 | 0.08 | 261 | 0 | 0.27 | 1 | 1 | cs | TRUE
226 | LV_573-6_0_3_line_226 | NAYY 4x150 SE | 224 | 225 | 0.06866 | 0.208 | 0.08 | 261 | 0 | 0.27 | 1 | 1 | cs | TRUE
227 | LV_573-6_0_3_line_227 | NAYY 4x150 SE | 225 | 226 | 0.036744 | 0.208 | 0.08 | 261 | 0 | 0.27 | 1 | 1 | cs | TRUE
228 | LV_573-6_0_3_line_228 | NAYY 4x150 SE | 227 | 228 | 0.012474 | 0.208 | 0.08 | 261 | 0 | 0.27 | 1 | 1 | cs | TRUE
229 | LV_573-6_0_3_line_229 | NAYY 4x150 SE | 227 | 229 | 0.030967 | 0.208 | 0.08 | 261 | 0 | 0.27 | 1 | 1 | cs | TRUE
230 | LV_573-6_0_3_line_230 | NAYY 4x150 SE | 228 | 230 | 0.00099566 | 0.208 | 0.08 | 261 | 0 | 0.27 | 1 | 1 | cs | TRUE
231 | LV_573-6_0_3_line_231 | NAYY 4x150 SE | 229 | 231 | 0.02254 | 0.208 | 0.08 | 261 | 0 | 0.27 | 1 | 1 | cs | TRUE
232 | LV_573-6_0_3_line_232 | NAYY 4x150 SE | 229 | 232 | 0.0020055 | 0.208 | 0.08 | 261 | 0 | 0.27 | 1 | 1 | cs | TRUE
233 | LV_573-6_0_3_line_233 | NAYY 4x150 SE | 231 | 233 | 0.0096383 | 0.208 | 0.08 | 261 | 0 | 0.27 | 1 | 1 | cs | TRUE
234 | LV_573-6_0_3_line_234 | NAYY 4x150 SE | 232 | 234 | 0.016907 | 0.208 | 0.08 | 261 | 0 | 0.27 | 1 | 1 | cs | TRUE
235 | LV_573-6_0_3_line_235 | NAYY 4x150 SE | 234 | 235 | 0.016603 | 0.208 | 0.08 | 261 | 0 | 0.27 | 1 | 1 | cs | TRUE
236 | LV_573-6_0_3_line_236 | NAYY 4x150 SE | 235 | 240 | 0.008375 | 0.208 | 0.08 | 261 | 0 | 0.27 | 1 | 1 | cs | TRUE
237 | LV_573-6_0_3_line_237 | NAYY 4x150 SE | 236 | 237 | 0.019119 | 0.208 | 0.08 | 261 | 0 | 0.27 | 1 | 1 | cs | TRUE
238 | LV_573-6_0_3_line_238 | NAYY 4x150 SE | 237 | 238 | 0.02259 | 0.208 | 0.08 | 261 | 0 | 0.27 | 1 | 1 | cs | TRUE
239 | LV_573-6_0_3_line_239 | NAYY 4x150 SE | 237 | 239 | 0.014725 | 0.208 | 0.08 | 261 | 0 | 0.27 | 1 | 1 | cs | TRUE
240 | LV_573-6_0_3_line_240 | NAYY 4x150 SE | 238 | 240 | 0.040258 | 0.208 | 0.08 | 261 | 0 | 0.27 | 1 | 1 | cs | TRUE

## trafo
| name | std_type | hv_bus | lv_bus | sn_mva | vn_hv_kv | vn_lv_kv | vk_percent | vkr_percent | pfe_kw | i0_percent | shift_degree | tap_side | tap_neutral | tap_min | tap_max | tap_step_percent | tap_step_degree | tap_pos | tap_phase_shifter | parallel | df | in_service
0 | LV_573-6_0_3_trafo_128 | 0.25 MVA 20/0.4 kV | 242 | 28 | 0.25 | 20 | 0.4 | 6 | 1.44 | 0.8 | 0.32 | 150 | hv | 0 | -2 | 2 | 2.5 | 0 | 0 | FALSE | 1 | 1 | TRUE

## line_geodata
| x0 | y0 | x1 | y1 | x2 | y2 | x3 | y3 | x4 | y4 | x5 | y5 | x6 | y6 | x7 | y7 | x8 | y8 | x9 | y9 | x10 | y10 | x11 | y11
0 | 2647168.2021 | 1177119.304 | 2647168.2406 | 1177117.0749 | 2647169.1362 | 1177113.002 | 2647179.4774 | 1177101.2368
1 | 2647179.4774 | 1177101.2368 | 2647210.3823 | 1176979.582
2 | 2647282.0344 | 1177290.6077 | 2647281.0005 | 1177287.0088 | 2647264.1728 | 1177263.7082 | 2647252.6441 | 1177248.4759
3 | 2647282.0344 | 1177290.6077 | 2647292.7623 | 1177287.8908
4 | 2647282.0344 | 1177290.6077 | 2647263.5145 | 1177300.7118 | 2647249.3542 | 1177312.7048
5 | 2647282.0344 | 1177290.6077 | 2647283.3437 | 1177295.1316 | 2647285.4139 | 1177300.0839 | 2647294.3166 | 1177321.2112
6 | 2647210.3823 | 1176979.582 | 2647118.8171 | 1176975.1491
7 | 2647210.3823 | 1176979.582 | 2647241.6478 | 1176981.0956
8 | 2647301.9736 | 1177287.552 | 2647301.9736 | 1177287.552 | 2647292.7623 | 1177287.8908 | 2647292.7623 | 1177287.8908
9 | 2647243.7153 | 1177317.4807 | 2647249.3542 | 1177312.7048
10 | 2647302.8985 | 1177340.0201 | 2647295.2936 | 1177323.5299 | 2647294.3166 | 1177321.2112
11 | 2647319.337 | 1176984.8567 | 2647241.6478 | 1176981.0956
12 | 2647354.3403 | 1176986.5513 | 2647319.337 | 1176984.8567
13 | 2647089.8939 | 1176973.7489 | 2647118.8171 | 1176975.1491
14 | 2646974.2844 | 1176968.152 | 2647089.8939 | 1176973.7489
15 | 2646974.2844 | 1176968.152 | 2646972.8962 | 1176958.0357 | 2646972.7747 | 1176957.4122
16 | 2646976.6205 | 1177117.8285 | 2646974.2844 | 1176968.152
17 | 2647383.6047 | 1176620.8485 | 2647378.2848 | 1176617.0378 | 2647372.955 | 1176614.4722 | 2647367.3215 | 1176612.6267 | 2647362.1249 | 1176611.5852 | 2647355.8407 | 1176610.8352 | 2647347.611 | 1176610.6257 | 2647344.3768 | 1176610.862
18 | 2647383.6047 | 1176620.8485 | 2647386.9406 | 1176612.6593 | 2647387.8374 | 1176607.4858 | 2647387.9541 | 1176602.3951 | 2647387.3614 | 1176592.2739 | 2647387.6839 | 1176589.1859
19 | 2647383.6047 | 1176620.8485 | 2647386.4132 | 1176624.2725 | 2647388.4173 | 1176627.9347 | 2647390.5783 | 1176632.054 | 2647393.1862 | 1176637.6443 | 2647395.402 | 1176643.5316 | 2647429.499 | 1176748.9983
20 | 2647299.2572 | 1176523.9536 | 2647259.9655 | 1176521.8876 | 2647229.7855 | 1176515.7691 | 2647213.3985 | 1176516.3147
21 | 2647378.0239 | 1176486.4767 | 2647358.0768 | 1176506.6524 | 2647352.2013 | 1176511.2419 | 2647330.0785 | 1176519.483 | 2647299.2572 | 1176523.9536 | 2647299.2572 | 1176523.9536
22 | 2647213.3985 | 1176516.3147 | 2647038.2989 | 1176513.6092
23 | 2647378.0239 | 1176486.4767 | 2647386.1459 | 1176486.8077 | 2647393.3847 | 1176488.6325 | 2647397.8673 | 1176490.0908 | 2647403.9886 | 1176493.0963 | 2647405.8739 | 1176495.3569 | 2647407.1288 | 1176499.0466 | 2647407.3904 | 1176504.6294 | 2647406.7946 | 1176515.2193 | 2647406.0724 | 1176529.2433 | 2647405.4301 | 1176537.0202 | 2647404.6507 | 1176542.3892
24 | 2647038.2989 | 1176513.6092 | 2647037.853 | 1176568.4333
25 | 2647038.823 | 1176632.9885 | 2647038.3223 | 1176628.6044 | 2647037.4528 | 1176617.6473 | 2647037.853 | 1176568.4333
26 | 2647038.823 | 1176632.9885 | 2646963.6489 | 1176637.8547
27 | 2647038.823 | 1176632.9885 | 2647053.7794 | 1176632.0941 | 2647070.1383 | 1176630.8988
28 | 2646954.6451 | 1176864.3982 | 2647087.5345 | 1176815.6572
29 | 2646954.6451 | 1176864.3982 | 2646972.7747 | 1176957.4122
30 | 2647301.9736 | 1177287.552 | 2647308.1658 | 1177289.2128 | 2647311.1449 | 1177291.919
31 | 2647308.2027 | 1177350.446 | 2647303.8816 | 1177342.152 | 2647302.8985 | 1177340.0201
32 | 2647308.2027 | 1177350.446 | 2647304.8667 | 1177351.9428 | 2647281.6861 | 1177365.6722
33 | 2647308.2027 | 1177350.446 | 2647325.3355 | 1177342.7547 | 2647331.6467 | 1177355.4891
34 | 2647639.4867 | 1177174.6489 | 2647638.5806 | 1177177.1208 | 2647639.2067 | 1177179.1158 | 2647643.876 | 1177185.8564 | 2647653.525 | 1177196.3978
35 | 2647684.307 | 1177206.533 | 2647682.8703 | 1177205.5655 | 2647675.3407 | 1177205.8281 | 2647667.8156 | 1177205.5237 | 2647663.0968 | 1177205.0082 | 2647659.0365 | 1177202.419 | 2647653.525 | 1177196.3978
36 | 2647639.4867 | 1177174.6489 | 2647640.909 | 1177172.2218
37 | 2647684.307 | 1177206.533 | 2647686.856 | 1177215.6248
38 | 2647651.2187 | 1177159.1003 | 2647643.6237 | 1177167.5891 | 2647640.909 | 1177172.2218
39 | 2647686.856 | 1177215.6248 | 2647678.1014 | 1177218.0899 | 2647659.1087 | 1177224.1202 | 2647635.9404 | 1177232.2695
40 | 2647503.992 | 1177184.1359 | 2647500.7633 | 1177186.5339 | 2647494.7457 | 1177187.8981 | 2647481.4168 | 1177190.9277 | 2647478.6071 | 1177191.5613 | 2647471.7073 | 1177195.2866 | 2647452.2087 | 1177216.0953
41 | 2647503.992 | 1177184.1359 | 2647506.9215 | 1177178.0225 | 2647507.0939 | 1177146.5958 | 2647508.809 | 1177127.0384
42 | 2647450.6478 | 1177217.7611 | 2647452.2087 | 1177216.0953
43 | 2647578.9631 | 1177079.8269 | 2647517.2332 | 1177076.3828 | 2647514.1096 | 1177077.0918 | 2647512.8557 | 1177079.0829 | 2647512.5712 | 1177084.1389 | 2647508.809 | 1177127.0384
44 | 2647612.9608 | 1177240.6022 | 2647630.1482 | 1177234.3069 | 2647635.9404 | 1177232.2695
45 | 2648288.8184 | 1176798.8677 | 2648272.5053 | 1176799.0916
46 | 2648148.6372 | 1177016.948 | 2648272.5053 | 1176799.0916
47 | 2648289.6339 | 1176798.8565 | 2648288.8184 | 1176798.8677
48 | 2648148.6372 | 1177016.948 | 2648136.0763 | 1177018.448 | 2648124.6775 | 1177020.858 | 2648088.0803 | 1177019.3345
49 | 2648296.4841 | 1176798.7625 | 2648289.6339 | 1176798.8565
50 | 2647964.9272 | 1177013.8355 | 2647999.0172 | 1177015.627 | 2648011.836 | 1177016.1606
51 | 2647964.9272 | 1177013.8355 | 2647963.834 | 1177169.2866
52 | 2647890.9913 | 1177009.9501 | 2647964.9272 | 1177013.8355
53 | 2648011.836 | 1177016.1606 | 2648031.8028 | 1177016.9918
54 | 2647963.834 | 1177169.2866 | 2647941.1086 | 1177175.0487
55 | 2647890.9913 | 1177009.9501 | 2647897.1667 | 1176924.698 | 2647897.5377 | 1176915.0106
56 | 2648039.2027 | 1177017.2998 | 2648031.8028 | 1177016.9918
57 | 2648039.2027 | 1177017.2998 | 2648068.1719 | 1177018.5057
58 | 2648088.0803 | 1177019.3345 | 2648068.1719 | 1177018.5057
59 | 2648316.2469 | 1176798.4913 | 2648314.1305 | 1176798.5203
60 | 2648316.2469 | 1176798.4913 | 2648322.0383 | 1176798.4118
61 | 2648296.4841 | 1176798.7625 | 2648314.1305 | 1176798.5203
62 | 2648451.6109 | 1176796.6334 | 2648322.0383 | 1176798.4118
63 | 2648451.6109 | 1176796.6334 | 2648463.6558 | 1176796.4973
64 | 2648451.6109 | 1176796.6334 | 2648449.836 | 1176783.612 | 2648441.7352 | 1176742.8358 | 2648422.9781 | 1176705.1753 | 2648419.5401 | 1176699.6327
65 | 2648463.6558 | 1176796.4973 | 2648699.6532 | 1176793.9721
66 | 2648392.0767 | 1176648.8647 | 2648402.6745 | 1176651.705 | 2648409.6806 | 1176666.2138 | 2648414.1368 | 1176683.2144 | 2648416.9348 | 1176695.4324 | 2648419.5401 | 1176699.6327
67 | 2648699.6532 | 1176793.9721 | 2648684.7327 | 1176900.0414
68 | 2648392.0767 | 1176648.8647 | 2648383.9743 | 1176646.6932
69 | 2647450.6478 | 1177217.7611 | 2647444.8323 | 1177223.9673 | 2647439.0143 | 1177232.9595 | 2647428.4988 | 1177248.4292 | 2647427.9875 | 1177249.2014
70 | 2647578.9631 | 1177079.8269 | 2647530.9868 | 1176959.1959
71 | 2647612.9608 | 1177240.6022 | 2647593.0369 | 1177247.8997
72 | 2647418.7889 | 1177263.0948 | 2647427.9875 | 1177249.2014
73 | 2647530.9868 | 1176959.1959 | 2647513.8284 | 1176955.1787
74 | 2647897.5377 | 1176915.0106 | 2647897.8106 | 1176907.8834
75 | 2647900.9577 | 1176804.986 | 2647897.997 | 1176903.0151 | 2647897.8106 | 1176907.8834
76 | 2647900.9577 | 1176804.986 | 2647936.5972 | 1176804.1626
77 | 2647807.1001 | 1176805.6939 | 2647900.9577 | 1176804.986
78 | 2647985.6923 | 1176803.0282 | 2647936.5972 | 1176804.1626
79 | 2647985.6923 | 1176803.0282 | 2647981.0494 | 1176727.5144
80 | 2647981.0494 | 1176727.5144 | 2647980.4573 | 1176717.8843
81 | 2648383.9743 | 1176646.6932 | 2648230.5697 | 1176544.4217
82 | 2647988.69 | 1176650.8464 | 2648230.5697 | 1176544.4217
83 | 2647541.4213 | 1177263.486 | 2647553.5842 | 1177261.9704 | 2647571.3093 | 1177255.7964 | 2647592.4778 | 1177248.1045 | 2647593.0369 | 1177247.8997
84 | 2647766.5294 | 1176806.6533 | 2647771.182 | 1176806.5432
85 | 2647783.842 | 1176806.2439 | 2647771.182 | 1176806.5432
86 | 2647668.118 | 1176807.6454 | 2647759.6225 | 1176806.8166 | 2647766.5294 | 1176806.6533
87 | 2647783.842 | 1176806.2439 | 2647801.4175 | 1176805.8282
88 | 2647668.118 | 1176807.6454 | 2647673.3637 | 1176763.0409 | 2647674.5633 | 1176718.8266
89 | 2647668.118 | 1176807.6454 | 2647560.3262 | 1176810.5144
90 | 2647807.1001 | 1176805.6939 | 2647801.4175 | 1176805.8282
91 | 2647556.4862 | 1176706.7837 | 2647560.3262 | 1176810.5144
92 | 2647477.698 | 1176813.8511 | 2647560.3262 | 1176810.5144
93 | 2647802.5317 | 1176739.2551 | 2647806.3428 | 1176786.5887 | 2647807.1001 | 1176805.6939
94 | 2647450.9833 | 1176815.274 | 2647464.2285 | 1176814.2448 | 2647477.698 | 1176813.8511
95 | 2647477.698 | 1176813.8511 | 2647484.3075 | 1176859.8571
96 | 2647496.5891 | 1176945.3601 | 2647495.5283 | 1176943.2394 | 2647494.8063 | 1176940.788 | 2647491.1877 | 1176912.0936
97 | 2647486.7018 | 1176876.5226 | 2647491.1877 | 1176912.0936
98 | 2647496.5891 | 1176945.3601 | 2647498.6361 | 1176948.4001 | 2647500.9792 | 1176950.731 | 2647503.9082 | 1176952.4218 | 2647507.3451 | 1176953.6607 | 2647513.8284 | 1176955.1787
99 | 2647486.7018 | 1176876.5226 | 2647484.3075 | 1176859.8571
100 | 2647450.9833 | 1176815.274 | 2647448.4753 | 1176807.6945 | 2647429.499 | 1176748.9983
101 | 2647390.8417 | 1176582.2404 | 2647388.719 | 1176585.859 | 2647387.6839 | 1176589.1859
102 | 2647390.8417 | 1176582.2404 | 2647396.6919 | 1176569.2463 | 2647400.0033 | 1176559.8879
103 | 2647400.0033 | 1176559.8879 | 2647402.1563 | 1176553.8034 | 2647404.3147 | 1176544.7044 | 2647404.6507 | 1176542.3892
104 | 2647562.0118 | 1176460.7885 | 2647551.8822 | 1176456.5194
105 | 2647646.8026 | 1176565.0792 | 2647643.8942 | 1176555.9734 | 2647634.0432 | 1176542.3879 | 2647613.2993 | 1176518.3994 | 2647604.1818 | 1176506.7653 | 2647596.1713 | 1176494.3062 | 2647591.8219 | 1176483.7772 | 2647587.2078 | 1176472.8792 | 2647575.793 | 1176466.5965 | 2647562.0118 | 1176460.7885
106 | 2647551.8822 | 1176456.5194 | 2647533.4956 | 1176448.7704
107 | 2647646.8026 | 1176565.0792 | 2647632.851 | 1176586.669
108 | 2647646.8026 | 1176565.0792 | 2647659.1741 | 1176553.8491 | 2647695.4332 | 1176513.3597 | 2647698.2177 | 1176509.2018 | 2647699.9927 | 1176505.1248 | 2647703.1685 | 1176493.0991 | 2647715.6175 | 1176477.9121
109 | 2647523.2082 | 1176444.4348 | 2647533.4956 | 1176448.7704
110 | 2647632.851 | 1176586.669 | 2647639.8395 | 1176588.2364 | 2647676.722 | 1176601.036 | 2647737.0728 | 1176627.652 | 2647740.2238 | 1176628.9877
111 | 2647523.2082 | 1176444.4348 | 2647517.9685 | 1176444.9603 | 2647512.9958 | 1176449.4122
112 | 2647523.2082 | 1176444.4348 | 2647514.8878 | 1176441.7427
113 | 2647740.2238 | 1176628.9877 | 2647792.0571 | 1176650.9577
114 | 2647854.4974 | 1176664.7427 | 2647845.5575 | 1176663.8906 | 2647812.0328 | 1176657.5646 | 2647796.601 | 1176652.8836 | 2647792.0571 | 1176650.9577
115 | 2647887.0228 | 1176666.4003 | 2647886.9889 | 1176660.1077 | 2647886.7385 | 1176649.5825
116 | 2647881.9243 | 1176540.0583 | 2647885.5638 | 1176600.2197 | 2647886.7385 | 1176649.5825
117 | 2647887.0228 | 1176666.4003 | 2647870.3778 | 1176666.2564 | 2647854.4974 | 1176664.7427
118 | 2647887.0228 | 1176666.4003 | 2647914.6066 | 1176666.3092 | 2647942.4684 | 1176662.9743 | 2647968.091 | 1176657.7316 | 2647988.69 | 1176650.8464
119 | 2647418.7889 | 1177263.0948 | 2647417.6188 | 1177264.862
120 | 2646976.6205 | 1177117.8285 | 2646977.0908 | 1177121.2377
121 | 2647417.6188 | 1177264.862 | 2647417.0753 | 1177265.6829
122 | 2647408.7892 | 1177276.3063 | 2647415.7215 | 1177267.7275 | 2647417.0753 | 1177265.6829
123 | 2646979.2153 | 1177139.7606 | 2646978.5659 | 1177131.929 | 2646977.0908 | 1177121.2377
124 | 2647280.1749 | 1177366.5673 | 2647281.6861 | 1177365.6722
125 | 2647331.6467 | 1177355.4891 | 2647333.7012 | 1177359.5075
126 | 2647331.6467 | 1177355.4891 | 2647325.3355 | 1177342.7547 | 2647337.7681 | 1177338.028 | 2647335.5538 | 1177332.9411
127 | 2647387.0416 | 1177293.7596 | 2647396.864 | 1177286.6888 | 2647407.6876 | 1177277.6695 | 2647408.7892 | 1177276.3063
128 | 2647294.1566 | 1177386.3436 | 2647299.9561 | 1177381.6374
129 | 2647294.1566 | 1177386.3436 | 2647270.9552 | 1177403.8703
130 | 2647280.1749 | 1177366.5673 | 2647289.0611 | 1177378.3769 | 2647294.1566 | 1177386.3436
131 | 2647240.1279 | 1177399.9811 | 2647260.2377 | 1177381.0403 | 2647280.1749 | 1177366.5673
132 | 2647333.7012 | 1177359.5075 | 2647346.7546 | 1177353.585 | 2647356.7579 | 1177351.5712
133 | 2647344.7872 | 1177324.9541 | 2647335.5538 | 1177332.9411
134 | 2647240.1279 | 1177399.9811 | 2647239.5508 | 1177400.4879 | 2647229.9324 | 1177410.8178 | 2647227.619 | 1177413.4566 | 2647212.3926 | 1177429.4788
135 | 2647240.1279 | 1177399.9811 | 2647232.5303 | 1177390.4717 | 2647221.9412 | 1177382.0588
136 | 2647356.7579 | 1177351.5712 | 2647357.9143 | 1177351.3385 | 2647379.5486 | 1177353.5314
137 | 2647383.9444 | 1177319.2043 | 2647391.9452 | 1177316.3187
138 | 2647387.0416 | 1177293.7596 | 2647380.9816 | 1177301.4825 | 2647381.5448 | 1177309.5246 | 2647383.9444 | 1177319.2043
139 | 2647457.1934 | 1177293.0577 | 2647435.1006 | 1177300.754 | 2647391.9452 | 1177316.3187
140 | 2647387.0416 | 1177293.7596 | 2647378.4736 | 1177297.7299
141 | 2647344.7872 | 1177324.9541 | 2647356.6152 | 1177313.242
142 | 2647362.1155 | 1177308.512 | 2647359.5677 | 1177310.3183 | 2647356.6152 | 1177313.242
143 | 2647212.3926 | 1177429.4788 | 2647221.6092 | 1177438.1559 | 2647232.2377 | 1177448.1599
144 | 2647212.3926 | 1177429.4788 | 2647206.1211 | 1177435.9663 | 2647198.954 | 1177443.4565
145 | 2647221.9412 | 1177382.0588 | 2647218.7312 | 1177379.5084
146 | 2647349.5019 | 1177396.3564 | 2647349.9928 | 1177397.2114
147 | 2647349.9928 | 1177397.2114 | 2647366.335 | 1177425.6773
148 | 2647395.8794 | 1177355.229 | 2647386.8159 | 1177354.2681 | 2647379.5486 | 1177353.5314
149 | 2647541.4213 | 1177263.486 | 2647538.4298 | 1177268.754 | 2647473.6003 | 1177292.1648 | 2647457.1934 | 1177293.0577
150 | 2647378.4736 | 1177297.7299 | 2647375.153 | 1177299.2687 | 2647372.2757 | 1177301.3086
151 | 2647362.1155 | 1177308.512 | 2647372.2757 | 1177301.3086
152 | 2647243.0841 | 1177458.3691 | 2647232.2377 | 1177448.1599
153 | 2647218.7312 | 1177379.5084 | 2647203.6714 | 1177367.5436 | 2647195.6266 | 1177360.989
154 | 2647366.335 | 1177425.6773 | 2647377.5876 | 1177445.2778
155 | 2647395.8794 | 1177355.229 | 2647396.1989 | 1177361.2126 | 2647394.7841 | 1177368.0945
156 | 2647395.8794 | 1177355.229 | 2647401.5928 | 1177352.6728 | 2647416.4203 | 1177349.3429
157 | 2647394.7841 | 1177368.0945 | 2647394.6826 | 1177368.5883
158 | 2647425.8379 | 1177347.228 | 2647416.4203 | 1177349.3429
159 | 2647390.5909 | 1177388.4918 | 2647394.6826 | 1177368.5883
160 | 2647390.5909 | 1177388.4918 | 2647388.2807 | 1177399.7296
161 | 2647378.421 | 1177446.7294 | 2647377.5876 | 1177445.2778
162 | 2647388.2807 | 1177399.7296 | 2647386.8392 | 1177406.7419
163 | 2647290.8307 | 1177467.0274 | 2647296.4248 | 1177467.9609 | 2647307.9229 | 1177477.5053
164 | 2647290.8307 | 1177467.0274 | 2647295.045 | 1177462.6916 | 2647306.852 | 1177455.8588 | 2647312.3726 | 1177452.5338 | 2647315.9567 | 1177449.9831
165 | 2647290.8307 | 1177467.0274 | 2647287.6412 | 1177470.3041 | 2647279.4853 | 1177483.1801 | 2647266.1419 | 1177475.5154
166 | 2647315.9567 | 1177449.9831 | 2647324.9614 | 1177443.5745
167 | 2647266.1419 | 1177475.5154 | 2647248.0627 | 1177490.8813
168 | 2647266.1419 | 1177475.5154 | 2647260.2178 | 1177471.11
169 | 2647327.3122 | 1177441.9014 | 2647324.9614 | 1177443.5745
170 | 2647306.6887 | 1177495.9457 | 2647295.9045 | 1177513.6147
171 | 2647306.6887 | 1177495.9457 | 2647325.0425 | 1177502.3709
172 | 2647291.605 | 1177519.6122 | 2647295.9045 | 1177513.6147
173 | 2647333.7851 | 1177505.4314 | 2647325.0425 | 1177502.3709
174 | 2647248.0627 | 1177490.8813 | 2647255.2303 | 1177498.6975 | 2647259.219 | 1177502.6199 | 2647263.4751 | 1177512.6373
175 | 2647243.0841 | 1177458.3691 | 2647260.2178 | 1177471.11
176 | 2647275.3767 | 1177540.0561 | 2647285.3962 | 1177528.2731 | 2647291.605 | 1177519.6122
177 | 2647275.3767 | 1177540.0561 | 2647269.4226 | 1177526.6353 | 2647263.4751 | 1177512.6373
178 | 2647378.421 | 1177446.7294 | 2647389.5077 | 1177462.8567
179 | 2647378.421 | 1177446.7294 | 2647379.7738 | 1177440.5774
180 | 2647389.5077 | 1177462.8567 | 2647390.1162 | 1177463.7419 | 2647398.7758 | 1177476.1392 | 2647407.3488 | 1177481.1096 | 2647416.3565 | 1177484.9496
181 | 2647379.7738 | 1177440.5774 | 2647381.4568 | 1177432.9237 | 2647382.6413 | 1177427.1619
182 | 2647382.6413 | 1177427.1619 | 2647386.8392 | 1177406.7419
183 | 2646995.9914 | 1177218.3307 | 2647040.8148 | 1177245.4363
184 | 2646947.9632 | 1177189.9653 | 2646958.2302 | 1177196.349 | 2646976.0402 | 1177205.6155 | 2646990.1 | 1177214.6193 | 2646995.4384 | 1177217.9962 | 2646995.9914 | 1177218.3307
185 | 2647049.4566 | 1177250.6622 | 2647040.8148 | 1177245.4363
186 | 2646947.9632 | 1177189.9653 | 2646924.254 | 1177211.8806
187 | 2646947.9632 | 1177189.9653 | 2646955.6658 | 1177179.3087 | 2646971.9366 | 1177160.6815 | 2646975.7611 | 1177153.4186 | 2646977.5004 | 1177148.7202
188 | 2647138.4622 | 1177314.9293 | 2647102.9988 | 1177286.4537 | 2647081.8901 | 1177271.0465 | 2647077.3759 | 1177267.8427 | 2647075.5973 | 1177266.6059 | 2647073.9251 | 1177265.4588 | 2647049.4566 | 1177250.6622
189 | 2646924.254 | 1177211.8806 | 2646876.3314 | 1177256.7192 | 2646869.6292 | 1177266.5277 | 2646868.9601 | 1177268.0455
190 | 2646924.254 | 1177211.8806 | 2646933.0388 | 1177227.9801 | 2646938.9077 | 1177268.2648
191 | 2646977.5004 | 1177148.7202 | 2646978.5639 | 1177145.8476 | 2646979.2153 | 1177139.7606 | 2646979.2153 | 1177139.7606
192 | 2647138.4622 | 1177314.9293 | 2647139.7013 | 1177315.9243 | 2647165.7277 | 1177336.6287 | 2647195.6266 | 1177360.989
193 | 2646868.9601 | 1177268.0455 | 2646884.9485 | 1177285.3528
194 | 2646868.9601 | 1177268.0455 | 2646723.1773 | 1177189.6391
195 | 2646964.9772 | 1177313.6426 | 2646949.9857 | 1177303.5977 | 2646943.4904 | 1177288.8946 | 2646939.6024 | 1177273.0334 | 2646938.9077 | 1177268.2648
196 | 2646905.8371 | 1177279.1395 | 2646893.6556 | 1177290.9951 | 2646890.3526 | 1177291.2028 | 2646884.9485 | 1177285.3528
197 | 2646722.2929 | 1177166.0809 | 2646723.1773 | 1177189.6391
198 | 2646964.9772 | 1177313.6426 | 2647029.4078 | 1177350.69
199 | 2646907.602 | 1177277.4219 | 2646905.8371 | 1177279.1395
200 | 2646711.7043 | 1177097.7552 | 2646713.6026 | 1177108.3045 | 2646713.9014 | 1177110.2909
201 | 2646722.2929 | 1177166.0809 | 2646713.9014 | 1177110.2909
202 | 2646711.7043 | 1177097.7552 | 2646709.8805 | 1177087.6203
203 | 2646705.0905 | 1177061.0018 | 2646709.8805 | 1177087.6203
204 | 2646705.0905 | 1177061.0018 | 2646683.4848 | 1177059.155 | 2646676.012 | 1177056.0285 | 2646667.7742 | 1177052.0179 | 2646648.6322 | 1177048.8007 | 2646635.7895 | 1177048.118
205 | 2646697.906 | 1176954.044 | 2646698.0108 | 1176956.3016 | 2646698.3462 | 1176963.2857 | 2646698.9901 | 1176976.7758 | 2646698.8745 | 1176987.7141 | 2646699.4773 | 1177015.3336 | 2646701.2492 | 1177039.0379 | 2646702.0185 | 1177044.28 | 2646705.0905 | 1177061.0018
206 | 2646635.7895 | 1177048.118 | 2646632.9566 | 1177047.9674 | 2646623.4118 | 1177051.0933
207 | 2646697.906 | 1176954.044 | 2646696.7079 | 1176940.0717
208 | 2646697.906 | 1176954.044 | 2646761.3633 | 1176957.2833
209 | 2646607.0597 | 1177056.4486 | 2646623.4118 | 1177051.0933
210 | 2647254.0645 | 1177560.2027 | 2647253.4268 | 1177560.8056 | 2647239.6274 | 1177570.7848
211 | 2647210.8543 | 1177590.0197 | 2647221.9934 | 1177583.5371 | 2647239.6274 | 1177570.7848
212 | 2647254.0645 | 1177560.2027 | 2647265.0913 | 1177549.779
213 | 2647210.8543 | 1177590.0197 | 2647219.1297 | 1177606.5937 | 2647226.2806 | 1177615.2533
214 | 2647210.8543 | 1177590.0197 | 2647205.3944 | 1177578.7709
215 | 2647270.2033 | 1177544.9466 | 2647265.0913 | 1177549.779
216 | 2647194.2713 | 1177555.8543 | 2647205.3944 | 1177578.7709
217 | 2647275.3767 | 1177540.0561 | 2647270.2033 | 1177544.9466
218 | 2647190.4818 | 1177548.047 | 2647194.2713 | 1177555.8543
219 | 2647183.771 | 1177536.2065 | 2647187.4978 | 1177541.8991 | 2647190.4818 | 1177548.047
220 | 2647183.771 | 1177536.2065 | 2647175.7559 | 1177523.9638 | 2647171.6 | 1177518.3152
221 | 2646696.7079 | 1176940.0717 | 2646694.104 | 1176909.6311
222 | 2646694.104 | 1176909.6311 | 2646686.2489 | 1176817.8025 | 2646685.5576 | 1176806.4577 | 2646683.8312 | 1176778.2098
223 | 2646918.3135 | 1176671.9017 | 2646912.1738 | 1176668.8543
224 | 2646912.1738 | 1176668.8543 | 2646905.2701 | 1176665.4278 | 2646892.6914 | 1176659.6521
225 | 2646858.2748 | 1176643.8492 | 2646892.6914 | 1176659.6521
226 | 2646858.2748 | 1176643.8492 | 2646868.4822 | 1176643.3064 | 2646911.4897 | 1176642.1861 | 2646926.9817 | 1176640.2283
227 | 2646926.9817 | 1176640.2283 | 2646963.6489 | 1176637.8547
228 | 2647173.0429 | 1177470.536 | 2647165.6434 | 1177463.0405 | 2647164.2569 | 1177461.6819
229 | 2647151.7363 | 1177493.0585 | 2647161.2466 | 1177482.8388 | 2647173.0429 | 1177470.536
230 | 2647163.5457 | 1177460.985 | 2647164.2569 | 1177461.6819
231 | 2647151.7363 | 1177493.0585 | 2647157.5415 | 1177499.2074 | 2647165.8881 | 1177510.5517
232 | 2647151.7363 | 1177493.0585 | 2647150.2643 | 1177494.4205
233 | 2647165.8881 | 1177510.5517 | 2647171.6 | 1177518.3152
234 | 2647138.4538 | 1177506.5038 | 2647146.2324 | 1177498.1513 | 2647150.2643 | 1177494.4205
235 | 2647138.4538 | 1177506.5038 | 2647127.1387 | 1177518.6538
236 | 2647127.1387 | 1177518.6538 | 2647121.431 | 1177524.7826
237 | 2647079.8202 | 1177571.8587 | 2647067.7556 | 1177586.69
238 | 2647079.8202 | 1177571.8587 | 2647094.4184 | 1177554.6197
239 | 2647079.8202 | 1177571.8587 | 2647089.5546 | 1177582.9067
240 | 2647094.4184 | 1177554.6197 | 2647102.1807 | 1177545.4532 | 2647121.431 | 1177524.7826

## bus_geodata
| x | y | coords
0 | 2647168.2021 | 1177119.304
1 | 2647179.4774 | 1177101.2368
2 | 2647252.6441 | 1177248.4759
3 | 2647282.0344 | 1177290.6077
4 | 2647210.3823 | 1176979.582
5 | 2647292.7623 | 1177287.8908
6 | 2647249.3542 | 1177312.7048
7 | 2647294.3166 | 1177321.2112
8 | 2647319.337 | 1176984.8567
9 | 2647241.6478 | 1176981.0956
10 | 2647354.3403 | 1176986.5513
11 | 2647118.8171 | 1176975.1491
12 | 2647089.8939 | 1176973.7489
13 | 2646974.2844 | 1176968.152
14 | 2647344.3768 | 1176610.862
15 | 2647383.6047 | 1176620.8485
16 | 2647299.2572 | 1176523.9536
17 | 2647213.3985 | 1176516.3147
18 | 2647378.0239 | 1176486.4767
19 | 2647038.2989 | 1176513.6092
20 | 2647037.853 | 1176568.4333
21 | 2647038.823 | 1176632.9885
22 | 2647087.5345 | 1176815.6572
23 | 2646954.6451 | 1176864.3982
24 | 2647070.1383 | 1176630.8988
25 | 2647301.9736 | 1177287.552
26 | 2647243.7153 | 1177317.4807
27 | 2647302.8985 | 1177340.0201
28 | 2647311.1449 | 1177291.919
29 | 2647308.2027 | 1177350.446
30 | 2647653.525 | 1177196.3978
31 | 2647639.4867 | 1177174.6489
32 | 2647684.307 | 1177206.533
33 | 2647640.909 | 1177172.2218
34 | 2647686.856 | 1177215.6248
35 | 2647503.992 | 1177184.1359
36 | 2647452.2087 | 1177216.0953
37 | 2647508.809 | 1177127.0384
38 | 2647651.2187 | 1177159.1003
39 | 2647635.9404 | 1177232.2695
40 | 2648272.5053 | 1176799.0916
41 | 2648288.8184 | 1176798.8677
42 | 2648148.6372 | 1177016.948
43 | 2648289.6339 | 1176798.8565
44 | 2647964.9272 | 1177013.8355
45 | 2648011.836 | 1177016.1606
46 | 2647963.834 | 1177169.2866
47 | 2647890.9913 | 1177009.9501
48 | 2648031.8028 | 1177016.9918
49 | 2648039.2027 | 1177017.2998
50 | 2648068.1719 | 1177018.5057
51 | 2648088.0803 | 1177019.3345
52 | 2648316.2469 | 1176798.4913
53 | 2648314.1305 | 1176798.5203
54 | 2648322.0383 | 1176798.4118
55 | 2648296.4841 | 1176798.7625
56 | 2648451.6109 | 1176796.6334
57 | 2648463.6558 | 1176796.4973
58 | 2648419.5401 | 1176699.6327
59 | 2648699.6532 | 1176793.9721
60 | 2648392.0767 | 1176648.8647
61 | 2648684.7327 | 1176900.0414
62 | 2647450.6478 | 1177217.7611
63 | 2647578.9631 | 1177079.8269
64 | 2647612.9608 | 1177240.6022
65 | 2647941.1086 | 1177175.0487
66 | 2647427.9875 | 1177249.2014
67 | 2647530.9868 | 1176959.1959
68 | 2647897.8106 | 1176907.8834
69 | 2647897.5377 | 1176915.0106
70 | 2647900.9577 | 1176804.986
71 | 2647985.6923 | 1176803.0282
72 | 2647936.5972 | 1176804.1626
73 | 2647981.0494 | 1176727.5144
74 | 2648383.9743 | 1176646.6932
75 | 2648230.5697 | 1176544.4217
76 | 2647593.0369 | 1177247.8997
77 | 2647771.182 | 1176806.5432
78 | 2647766.5294 | 1176806.6533
79 | 2647783.842 | 1176806.2439
80 | 2647668.118 | 1176807.6454
81 | 2647801.4174 | 1176805.8282
82 | 2647674.5633 | 1176718.8266
83 | 2647560.3262 | 1176810.5144
84 | 2647807.1001 | 1176805.6939
85 | 2647556.4862 | 1176706.7837
86 | 2647477.698 | 1176813.8511
87 | 2647802.5317 | 1176739.2551
88 | 2647491.1877 | 1176912.0936
89 | 2647496.5891 | 1176945.3601
90 | 2647486.7018 | 1176876.5226
91 | 2647513.8284 | 1176955.1787
92 | 2647484.3075 | 1176859.8571
93 | 2647450.9833 | 1176815.274
94 | 2647429.499 | 1176748.9983
95 | 2647387.6839 | 1176589.1859
96 | 2647390.8417 | 1176582.2404
97 | 2647400.0033 | 1176559.8879
98 | 2647562.0118 | 1176460.7885
99 | 2647551.8822 | 1176456.5194
100 | 2647646.8026 | 1176565.0792
101 | 2647533.4956 | 1176448.7704
102 | 2647632.851 | 1176586.669
103 | 2647715.6175 | 1176477.9121
104 | 2647523.2082 | 1176444.4348
105 | 2647740.2238 | 1176628.9877
106 | 2647512.9958 | 1176449.4122
107 | 2647514.8878 | 1176441.7427
108 | 2647792.0571 | 1176650.9577
109 | 2647404.6507 | 1176542.3892
110 | 2647980.4573 | 1176717.8843
111 | 2647886.7385 | 1176649.5825
112 | 2647887.0228 | 1176666.4003
113 | 2647881.9243 | 1176540.0583
114 | 2647854.4974 | 1176664.7427
115 | 2647988.69 | 1176650.8464
116 | 2647418.7889 | 1177263.0948
117 | 2646972.7747 | 1176957.4122
118 | 2646976.6205 | 1177117.8285
119 | 2647417.6188 | 1177264.862
120 | 2647417.0753 | 1177265.6829
121 | 2646977.0908 | 1177121.2377
122 | 2647281.6861 | 1177365.6722
123 | 2647331.6467 | 1177355.4891
124 | 2647408.7892 | 1177276.3063
125 | 2647299.9561 | 1177381.6374
126 | 2647294.1566 | 1177386.3436
127 | 2647270.9552 | 1177403.8703
128 | 2647280.1749 | 1177366.5673
129 | 2647333.7012 | 1177359.5075
130 | 2647335.5538 | 1177332.9411
131 | 2647240.1279 | 1177399.9811
132 | 2647356.7579 | 1177351.5712
133 | 2647383.9444 | 1177319.2043
134 | 2647391.9452 | 1177316.3187
135 | 2647387.0416 | 1177293.7596
136 | 2647344.7872 | 1177324.9541
137 | 2647356.6152 | 1177313.242
138 | 2647212.3926 | 1177429.4788
139 | 2647221.9412 | 1177382.0588
140 | 2647349.5019 | 1177396.3564
141 | 2647349.9928 | 1177397.2114
142 | 2647379.5486 | 1177353.5314
143 | 2647457.1934 | 1177293.0577
144 | 2647378.4736 | 1177297.7299
145 | 2647362.1155 | 1177308.512
146 | 2647232.2377 | 1177448.1599
147 | 2647198.954 | 1177443.4565
148 | 2647218.7312 | 1177379.5084
149 | 2647366.335 | 1177425.6773
150 | 2647395.8794 | 1177355.229
151 | 2647372.2757 | 1177301.3086
152 | 2647541.4213 | 1177263.486
153 | 2647394.7841 | 1177368.0945
154 | 2647416.4203 | 1177349.3429
155 | 2647394.6826 | 1177368.5883
156 | 2647425.8379 | 1177347.228
157 | 2647390.5909 | 1177388.4918
158 | 2647377.5876 | 1177445.2778
159 | 2647388.2807 | 1177399.7296
160 | 2647307.9229 | 1177477.5053
161 | 2647290.8307 | 1177467.0274
162 | 2647315.9567 | 1177449.9831
163 | 2647266.1419 | 1177475.5154
164 | 2647324.9614 | 1177443.5745
165 | 2647306.6887 | 1177495.9457
166 | 2647295.9045 | 1177513.6147
167 | 2647325.0425 | 1177502.3709
168 | 2647248.0627 | 1177490.8813
169 | 2647260.2178 | 1177471.11
170 | 2647327.3122 | 1177441.9014
171 | 2647291.605 | 1177519.6122
172 | 2647333.7851 | 1177505.4314
173 | 2647263.4751 | 1177512.6373
174 | 2647243.0841 | 1177458.3691
175 | 2647378.421 | 1177446.7294
176 | 2647389.5076 | 1177462.8567
177 | 2647379.7738 | 1177440.5774
178 | 2647416.3565 | 1177484.9496
179 | 2647382.6413 | 1177427.1619
180 | 2647386.8392 | 1177406.7419
181 | 2646995.9914 | 1177218.3307
182 | 2647040.8148 | 1177245.4363
183 | 2646947.9632 | 1177189.9653
184 | 2647049.4566 | 1177250.6622
185 | 2646924.254 | 1177211.8806
186 | 2646977.5004 | 1177148.7202
187 | 2647138.4622 | 1177314.9293
188 | 2646868.9601 | 1177268.0455
189 | 2646938.9077 | 1177268.2648
190 | 2646979.2153 | 1177139.7606
191 | 2647195.6266 | 1177360.989
192 | 2646884.9485 | 1177285.3528
193 | 2646723.1773 | 1177189.6391
194 | 2646964.9772 | 1177313.6426
195 | 2646905.8371 | 1177279.1395
196 | 2646713.9014 | 1177110.2909
197 | 2646711.7043 | 1177097.7552
198 | 2646722.2929 | 1177166.0809
199 | 2646709.8805 | 1177087.6203
200 | 2646705.0905 | 1177061.0018
201 | 2646635.7895 | 1177048.118
202 | 2646697.906 | 1176954.044
203 | 2646623.4118 | 1177051.0933
204 | 2646607.0597 | 1177056.4486
205 | 2647029.4078 | 1177350.69
206 | 2647239.6274 | 1177570.7848
207 | 2647254.0645 | 1177560.2027
208 | 2647210.8543 | 1177590.0197
209 | 2647265.0913 | 1177549.779
210 | 2647226.2806 | 1177615.2533
211 | 2647205.3944 | 1177578.7709
212 | 2647270.2033 | 1177544.9466
213 | 2647194.2713 | 1177555.8543
214 | 2647275.3767 | 1177540.0561
215 | 2647190.4818 | 1177548.047
216 | 2647183.771 | 1177536.2065
217 | 2646761.3633 | 1176957.2833
218 | 2646696.7079 | 1176940.0717
219 | 2646694.104 | 1176909.6311
220 | 2646683.8312 | 1176778.2098
221 | 2646918.3135 | 1176671.9017
222 | 2646912.1738 | 1176668.8543
223 | 2646892.6914 | 1176659.6521
224 | 2646858.2748 | 1176643.8492
225 | 2646926.9817 | 1176640.2283
226 | 2646963.6489 | 1176637.8547
227 | 2647173.0429 | 1177470.536
228 | 2647164.2569 | 1177461.6819
229 | 2647151.7363 | 1177493.0585
230 | 2647163.5457 | 1177460.985
231 | 2647165.8881 | 1177510.5517
232 | 2647150.2643 | 1177494.4205
233 | 2647171.6 | 1177518.3152
234 | 2647138.4538 | 1177506.5038
235 | 2647127.1387 | 1177518.6538
236 | 2647067.7556 | 1177586.69
237 | 2647079.8202 | 1177571.8587
238 | 2647094.4184 | 1177554.6197
239 | 2647089.5546 | 1177582.9067
240 | 2647121.431 | 1177524.7826
241 | 2646907.602 | 1177277.4219
242 | 2647282.0344 | 1177290.6077

## line_std_types
| c_nf_per_km | r_ohm_per_km | x_ohm_per_km | max_i_ka | type | q_mm2 | alpha | voltage_rating
NAYY 4x50 SE | 210 | 0.642 | 0.083 | 0.142 | cs | 50 | 0.00403 | LV
NAYY 4x120 SE | 264 | 0.225 | 0.08 | 0.242 | cs | 120 | 0.00403 | LV
NAYY 4x150 SE | 261 | 0.208 | 0.08 | 0.27 | cs | 150 | 0.00403 | LV
NA2XS2Y 1x95 RM/25 12/20 kV | 216 | 0.313 | 0.132 | 0.252 | cs | 95 | 0.00403 | MV
NA2XS2Y 1x185 RM/25 12/20 kV | 273 | 0.161 | 0.117 | 0.362 | cs | 185 | 0.00403 | MV
NA2XS2Y 1x240 RM/25 12/20 kV | 304 | 0.122 | 0.112 | 0.421 | cs | 240 | 0.00403 | MV
NA2XS2Y 1x95 RM/25 6/10 kV | 315 | 0.313 | 0.123 | 0.249 | cs | 95 | 0.00403 | MV
NA2XS2Y 1x185 RM/25 6/10 kV | 406 | 0.161 | 0.11 | 0.358 | cs | 185 | 0.00403 | MV
NA2XS2Y 1x240 RM/25 6/10 kV | 456 | 0.122 | 0.105 | 0.416 | cs | 240 | 0.00403 | MV
NA2XS2Y 1x150 RM/25 12/20 kV | 250 | 0.206 | 0.116 | 0.319 | cs | 150 | 0.00403 | MV
NA2XS2Y 1x120 RM/25 12/20 kV | 230 | 0.253 | 0.119 | 0.283 | cs | 120 | 0.00403 | MV
NA2XS2Y 1x70 RM/25 12/20 kV | 190 | 0.443 | 0.132 | 0.22 | cs | 70 | 0.00403 | MV
NA2XS2Y 1x150 RM/25 6/10 kV | 360 | 0.206 | 0.11 | 0.315 | cs | 150 | 0.00403 | MV
NA2XS2Y 1x120 RM/25 6/10 kV | 340 | 0.253 | 0.113 | 0.28 | cs | 120 | 0.00403 | MV
NA2XS2Y 1x70 RM/25 6/10 kV | 280 | 0.443 | 0.123 | 0.217 | cs | 70 | 0.00403 | MV
N2XS(FL)2Y 1x120 RM/35 64/110 kV | 112 | 0.153 | 0.166 | 0.366 | cs | 120 | 0.00393 | HV
N2XS(FL)2Y 1x185 RM/35 64/110 kV | 125 | 0.099 | 0.156 | 0.457 | cs | 185 | 0.00393 | HV
N2XS(FL)2Y 1x240 RM/35 64/110 kV | 135 | 0.075 | 0.149 | 0.526 | cs | 240 | 0.00393 | HV
N2XS(FL)2Y 1x300 RM/35 64/110 kV | 144 | 0.06 | 0.144 | 0.588 | cs | 300 | 0.00393 | HV
15-AL1/3-ST1A 0.4 | 11 | 1.8769 | 0.35 | 0.105 | ol | 16 | 0.00403 | LV
24-AL1/4-ST1A 0.4 | 11.25 | 1.2012 | 0.335 | 0.14 | ol | 24 | 0.00403 | LV
48-AL1/8-ST1A 0.4 | 12.2 | 0.5939 | 0.3 | 0.21 | ol | 48 | 0.00403 | LV
94-AL1/15-ST1A 0.4 | 13.2 | 0.306 | 0.29 | 0.35 | ol | 94 | 0.00403 | LV
34-AL1/6-ST1A 10.0 | 9.7 | 0.8342 | 0.36 | 0.17 | ol | 34 | 0.00403 | MV
48-AL1/8-ST1A 10.0 | 10.1 | 0.5939 | 0.35 | 0.21 | ol | 48 | 0.00403 | MV
70-AL1/11-ST1A 10.0 | 10.4 | 0.4132 | 0.339 | 0.29 | ol | 70 | 0.00403 | MV
94-AL1/15-ST1A 10.0 | 10.75 | 0.306 | 0.33 | 0.35 | ol | 94 | 0.00403 | MV
122-AL1/20-ST1A 10.0 | 11.1 | 0.2376 | 0.323 | 0.41 | ol | 122 | 0.00403 | MV
149-AL1/24-ST1A 10.0 | 11.25 | 0.194 | 0.315 | 0.47 | ol | 149 | 0.00403 | MV
34-AL1/6-ST1A 20.0 | 9.15 | 0.8342 | 0.382 | 0.17 | ol | 34 | 0.00403 | MV
48-AL1/8-ST1A 20.0 | 9.5 | 0.5939 | 0.372 | 0.21 | ol | 48 | 0.00403 | MV
70-AL1/11-ST1A 20.0 | 9.7 | 0.4132 | 0.36 | 0.29 | ol | 70 | 0.00403 | MV
94-AL1/15-ST1A 20.0 | 10 | 0.306 | 0.35 | 0.35 | ol | 94 | 0.00403 | MV
122-AL1/20-ST1A 20.0 | 10.3 | 0.2376 | 0.344 | 0.41 | ol | 122 | 0.00403 | MV
149-AL1/24-ST1A 20.0 | 10.5 | 0.194 | 0.337 | 0.47 | ol | 149 | 0.00403 | MV
184-AL1/30-ST1A 20.0 | 10.75 | 0.1571 | 0.33 | 0.535 | ol | 184 | 0.00403 | MV
243-AL1/39-ST1A 20.0 | 11 | 0.1188 | 0.32 | 0.645 | ol | 243 | 0.00403 | MV
48-AL1/8-ST1A 110.0 | 8 | 0.5939 | 0.46 | 0.21 | ol | 48 | 0.00403 | HV
70-AL1/11-ST1A 110.0 | 8.4 | 0.4132 | 0.45 | 0.29 | ol | 70 | 0.00403 | HV
94-AL1/15-ST1A 110.0 | 8.65 | 0.306 | 0.44 | 0.35 | ol | 94 | 0.00403 | HV
122-AL1/20-ST1A 110.0 | 8.5 | 0.2376 | 0.43 | 0.41 | ol | 122 | 0.00403 | HV
149-AL1/24-ST1A 110.0 | 8.75 | 0.194 | 0.41 | 0.47 | ol | 149 | 0.00403 | HV
184-AL1/30-ST1A 110.0 | 8.8 | 0.1571 | 0.4 | 0.535 | ol | 184 | 0.00403 | HV
243-AL1/39-ST1A 110.0 | 9 | 0.1188 | 0.39 | 0.645 | ol | 243 | 0.00403 | HV
305-AL1/39-ST1A 110.0 | 9.2 | 0.0949 | 0.38 | 0.74 | ol | 305 | 0.00403 | HV
490-AL1/64-ST1A 110.0 | 9.75 | 0.059 | 0.37 | 0.96 | ol | 490 | 0.00403 | HV
679-AL1/86-ST1A 110.0 | 9.95 | 0.042 | 0.36 | 1.15 | ol | 679 | 0.00403 | HV
490-AL1/64-ST1A 220.0 | 10 | 0.059 | 0.285 | 0.96 | ol | 490 | 0.00403 | HV
679-AL1/86-ST1A 220.0 | 11.7 | 0.042 | 0.275 | 1.15 | ol | 679 | 0.00403 | HV
490-AL1/64-ST1A 380.0 | 11 | 0.059 | 0.253 | 0.96 | ol | 490 | 0.00403 | HV
679-AL1/86-ST1A 380.0 | 14.6 | 0.042 | 0.25 | 1.15 | ol | 679 | 0.00403 | HV

## trafo_std_types
| i0_percent | pfe_kw | vkr_percent | sn_mva | vn_lv_kv | vn_hv_kv | vk_percent | shift_degree | vector_group | tap_side | tap_neutral | tap_min | tap_max | tap_step_degree | tap_step_percent | tap_phase_shifter
160 MVA 380/110 kV | 0.06 | 60 | 0.25 | 160 | 110 | 380 | 12.2 | 0 | Yy0 | hv | 0 | -9 | 9 | 0 | 1.5 | FALSE
100 MVA 220/110 kV | 0.06 | 55 | 0.26 | 100 | 110 | 220 | 12 | 0 | Yy0 | hv | 0 | -9 | 9 | 0 | 1.5 | FALSE
63 MVA 110/20 kV | 0.04 | 22 | 0.32 | 63 | 20 | 110 | 18 | 150 | YNd5 | hv | 0 | -9 | 9 | 0 | 1.5 | FALSE
40 MVA 110/20 kV | 0.05 | 18 | 0.34 | 40 | 20 | 110 | 16.2 | 150 | YNd5 | hv | 0 | -9 | 9 | 0 | 1.5 | FALSE
25 MVA 110/20 kV | 0.07 | 14 | 0.41 | 25 | 20 | 110 | 12 | 150 | YNd5 | hv | 0 | -9 | 9 | 0 | 1.5 | FALSE
63 MVA 110/10 kV | 0.04 | 22 | 0.32 | 63 | 10 | 110 | 18 | 150 | YNd5 | hv | 0 | -9 | 9 | 0 | 1.5 | FALSE
40 MVA 110/10 kV | 0.05 | 18 | 0.34 | 40 | 10 | 110 | 16.2 | 150 | YNd5 | hv | 0 | -9 | 9 | 0 | 1.5 | FALSE
25 MVA 110/10 kV | 0.07 | 14 | 0.41 | 25 | 10 | 110 | 12 | 150 | YNd5 | hv | 0 | -9 | 9 | 0 | 1.5 | FALSE
0.25 MVA 20/0.4 kV | 0.32 | 0.8 | 1.44 | 0.25 | 0.4 | 20 | 6 | 150 | Yzn5 | hv | 0 | -2 | 2 | 0 | 2.5 | FALSE
0.4 MVA 20/0.4 kV | 0.3375 | 1.35 | 1.425 | 0.4 | 0.4 | 20 | 6 | 150 | Dyn5 | hv | 0 | -2 | 2 | 0 | 2.5 | FALSE
0.63 MVA 20/0.4 kV | 0.2619 | 1.65 | 1.206 | 0.63 | 0.4 | 20 | 6 | 150 | Dyn5 | hv | 0 | -2 | 2 | 0 | 2.5 | FALSE
0.25 MVA 10/0.4 kV | 0.24 | 0.6 | 1.2 | 0.25 | 0.4 | 10 | 4 | 150 | Dyn5 | hv | 0 | -2 | 2 | 0 | 2.5 | FALSE
0.4 MVA 10/0.4 kV | 0.2375 | 0.95 | 1.325 | 0.4 | 0.4 | 10 | 4 | 150 | Dyn5 | hv | 0 | -2 | 2 | 0 | 2.5 | FALSE
0.63 MVA 10/0.4 kV | 0.1873 | 1.18 | 1.0794 | 0.63 | 0.4 | 10 | 4 | 150 | Dyn5 | hv | 0 | -2 | 2 | 0 | 2.5 | FALSE

## trafo3w_std_types
| sn_hv_mva | sn_mv_mva | sn_lv_mva | vn_hv_kv | vn_mv_kv | vn_lv_kv | vk_hv_percent | vk_mv_percent | vk_lv_percent | vkr_hv_percent | vkr_mv_percent | vkr_lv_percent | pfe_kw | i0_percent | shift_mv_degree | shift_lv_degree | vector_group | tap_side | tap_neutral | tap_min | tap_max | tap_step_percent
63/25/38 MVA 110/20/10 kV | 63 | 25 | 38 | 110 | 20 | 10 | 10.4 | 10.4 | 10.4 | 0.28 | 0.32 | 0.35 | 35 | 0.89 | 0 | 0 | YN0yn0yn0 | hv | 0 | -10 | 10 | 1.2
63/25/38 MVA 110/10/10 kV | 63 | 25 | 38 | 110 | 10 | 10 | 10.4 | 10.4 | 10.4 | 0.28 | 0.32 | 0.35 | 35 | 0.89 | 0 | 0 | YN0yn0yn0 | hv | 0 | -10 | 10 | 1.2

## fuse_std_types
| fuse_type | i_rated_a | t_avg | t_min | t_total | x_avg | x_min | x_total
HV 100A | HV 100A | 100 | 0 | [10.0, 3.64, 0.854, 0.281, 0.1, 0.0531, 0.022, 0.01] | [10.0, 4.267, 1.21, 0.403, 0.1, 0.058, 0.022, 0.01] | 0 | [300.0, 350.0, 450.0, 550.0, 700.0, 850.0, 1200.0, 1752.0] | [600.0, 700.0, 900.0, 1150.0, 1665.0, 2000.0, 3000.0, 4313.0]
HV 10A | HV 10A | 10 | 0 | [10.0, 1675.0, 0.344, 0.156, 0.1, 0.0417, 0.0171, 0.01] | [10.0, 1.3, 0.3, 0.155, 0.1, 0.0555, 0.023, 0.01] | 0 | [30.0, 32.0, 35.0, 37.0, 39.0, 50.0, 70.0, 88.0] | [60.0, 70.0, 80.0, 87.0, 94.0, 110.0, 150.0, 216.0]
HV 125A | HV 125A | 125 | 0 | [10.0, 1.82, 0.344, 0.1, 0.0467, 0.0269, 0.01] | [10.0, 2.478, 0.426, 0.1, 0.0427, 0.0211, 0.01] | 0 | [375.0, 500.0, 700.0, 925.0, 1200.0, 1500.0, 2341.0] | [750.0, 1000.0, 1500.0, 2200.0, 3000.0, 4000.0, 5765.0]
HV 160A | HV 160A | 160 | 0 | [10.0, 4.15, 1.03, 0.198, 0.1, 0.051, 0.0172, 0.01] | [10.0, 2.3, 0.734, 0.274, 0.1, 0.046, 0.0177, 0.01] | 0 | [480.0, 550.0, 700.0, 1000.0, 1260.0, 1600.0, 2500.0, 3227.0] | [960.0, 1300.0, 1700.0, 2200.0, 2996.0, 4000.0, 6000.0, 7946.0]
HV 16A | HV 16A | 16 | 0 | [10.0, 0.352, 0.164, 0.1, 0.0649, 0.0342, 0.01] | [10.0, 2.34, 0.722, 0.181, 0.1, 0.055, 0.0296, 0.01] | 0 | [48.0, 60.0, 65.0, 71.0, 80.0, 100.0, 162.0] | [96.0, 110.0, 125.0, 150.0, 168.0, 200.0, 250.0, 398.0]
HV 200A | HV 200A | 200 | 0 | [10.0, 4.267, 1.21, 0.403, 0.1, 0.058, 0.022, 0.01] | [10.0, 3.73, 1.654, 0.328, 0.1, 0.0531, 0.019, 0.01] | 0 | [600.0, 700.0, 900.0, 1150.0, 1665.0, 2000.0, 3000.0, 4313.0] | [1200.0, 1500.0, 1800.0, 2700.0, 3960.0, 5000.0, 7500.0, 10620.0]
HV 20A | HV 20A | 20 | 0 | [10.0, 1.3, 0.3, 0.155, 0.1, 0.0555, 0.023, 0.01] | [10.0, 1.3, 0.161, 0.1, 0.0611, 0.0399, 0.0141, 0.01] | 0 | [60.0, 70.0, 80.0, 87.0, 94.0, 110.0, 150.0, 216.0] | [120.0, 150.0, 200.0, 223.0, 260.0, 300.0, 450.0, 532.0]
HV 25A | HV 25A | 25 | 0 | [10.0, 2.512, 0.833, 0.299, 0.1, 0.0372, 0.0223, 0.01] | [10.0, 3.125, 0.597, 0.198, 0.1, 0.0378, 0.022, 0.01] | 0 | [75.0, 82.0, 90.0, 100.0, 124.0, 170.0, 200.0, 289.0] | [150.0, 170.0, 210.0, 250.0, 294.0, 400.0, 500.0, 711.0]
HV 31.5A | HV 31.5A | 31.5 | 0 | [10.0, 2.34, 0.722, 0.181, 0.1, 0.055, 0.0296, 0.01] | [10.0, 2.84, 0.368, 0.164, 0.1, 0.0621, 0.0378, 0.0195, 0.01] | 0 | [95.0, 110.0, 125.0, 150.0, 165.0, 200.0, 250.0, 390.0] | [189.0, 220.0, 300.0, 350.0, 393.0, 450.0, 530.0, 700.0, 960.0]
HV 40A | HV 40A | 40 | 0 | [10.0, 1.3, 0.161, 0.1, 0.0611, 0.0399, 0.0141, 0.01] | [10.0, 2.05, 0.369, 0.198, 0.1, 0.051, 0.0298, 0.01] | 0 | [120.0, 150.0, 200.0, 223.0, 260.0, 300.0, 450.0, 532.0] | [240.0, 300.0, 400.0, 450.0, 530.0, 650.0, 800.0, 1311.0]
HV 50A | HV 50A | 50 | 0 | [10.0, 3.215, 0.597, 0.198, 0.1, 0.0378, 0.022, 0.01] | [10.0, 3.64, 0.854, 0.281, 0.1, 0.0531, 0.022, 0.01] | 0 | [150.0, 170.0, 210.0, 250.0, 294.0, 400.0, 500.0, 711.0] | [300.0, 350.0, 450.0, 550.0, 700.0, 850.0, 1200.0, 1752.0]
HV 6.3A | HV 6.3A | 6.3 | 0 | [10.0, 1.39, 0.344, 0.168, 0.1, 0.056, 0.0263, 0.01] | [10.0, 1.711, 0.516, 0.198, 0.1, 0.0634, 0.0303, 0.01] | 0 | [19.0, 19.5, 20.4, 20.8, 22.0, 25.0, 32.0, 48.0] | [38.0, 40.0, 43.0, 48.0, 53.0, 60.0, 75.0, 118.0]
HV 63A | HV 63A | 63 | 0 | [10.0, 2.84, 0.368, 0.164, 0.1, 0.0621, 0.0378, 0.0195, 0.01] | [10.0, 1.82, 0.344, 0.1, 0.0467, 0.0269, 0.01] | 0 | [189.0, 220.0, 300.0, 350.0, 393.0, 450.0, 530.0, 700.0, 961.0] | [378.0, 500.0, 700.0, 934.0, 1200.0, 1500.0, 2366.0]
HV 80A | HV 80A | 80 | 0 | [10.0, 2.05, 0.369, 0.198, 0.1, 0.051, 0.0298, 0.01] | [10.0, 4.15, 1.03, 0.198, 0.1, 0.051, 0.0172, 0.01] | 0 | [240.0, 300.0, 400.0, 450.0, 530.0, 650.0, 800.0, 1311.0] | [480.0, 550.0, 700.0, 1000.0, 1260.0, 1600.0, 2500.0, 3227.0]
Siemens NH-1-100 | Siemens NH-1-100 | 100 | [5400.0, 2000.0, 400.0, 20.0, 1.0, 0.2, 0.012, 0.004] | 0 | 0 | [150.0, 190.0, 250.0, 430.0, 900.0, 1250.0, 2700.0, 3600.0] | 0 | 0
Siemens NH-1-125 | Siemens NH-1-125 | 125 | [4800.0, 120.0, 7.0, 0.1, 0.004] | 0 | 0 | [180.0, 400.0, 740.0, 2000.0, 4250.0] | 0 | 0
Siemens NH-1-16 | Siemens NH-1-16 | 16 | [4000.0, 400.0, 2.0, 0.1, 0.04, 0.01] | 0 | 0 | [26.0, 35.0, 75.0, 150.0, 200.0, 300.0] | 0 | 0
Siemens NH-1-160 | Siemens NH-1-160 | 160 | [4800.0, 120.0, 7.0, 0.1, 0.004] | 0 | 0 | [210.0, 500.0, 900.0, 2300.0, 5000.0] | 0 | 0
Siemens NH-1-25 | Siemens NH-1-25 | 25 | [4000.0, 1000.0, 10.0, 0.2, 0.02, 0.01] | 0 | 0 | [40.0, 50.0, 100.0, 210.0, 400.0, 500.0] | 0 | 0
Siemens NH-1-50 | Siemens NH-1-50 | 50 | [4000.0, 40.0, 4.0, 1.0, 0.02, 0.01] | 0 | 0 | [86.0, 200.0, 300.0, 400.0, 1000.0, 1280.0] | 0 | 0
Siemens NH-1-63 | Siemens NH-1-63 | 63 | [4000.0, 100.0, 10.0, 2.0, 0.04, 0.01] | 0 | 0 | [100.0, 200.0, 300.0, 400.0, 1000.0, 1500.0] | 0 | 0
Siemens NH-1-80 | Siemens NH-1-80 | 80 | [4800.0, 120.0, 7.0, 0.1, 0.01] | 0 | 0 | [150.58, 250.0, 450.0, 1150.0, 2470.0] | 0 | 0
Siemens NH-2-1000 | Siemens NH-2-1000 | 1000 | [4800.0, 120.0, 7.0, 0.1, 0.004] | 0 | 0 | [1900.0, 3500.0, 8400.0, 24000.0, 52000.0] | 0 | 0
Siemens NH-2-200 | Siemens NH-2-200 | 200 | [4800.0, 120.0, 7.0, 0.1, 0.004] | 0 | 0 | [280.0, 650.0, 1200.0, 3000.0, 7000.0] | 0 | 0
Siemens NH-2-224 | Siemens NH-2-224 | 224 | [4800.0, 120.0, 7.0, 0.2, 0.04, 0.004] | 0 | 0 | [400.0, 750.0, 1453.0, 3025.0, 4315.0, 7600.0] | 0 | 0
Siemens NH-2-250 | Siemens NH-2-250 | 250 | [4800.0, 120.0, 7.0, 0.1, 0.004] | 0 | 0 | [450.0, 800.0, 1650.0, 4000.0, 8500.0] | 0 | 0
Siemens NH-2-315 | Siemens NH-2-315 | 315 | [4800.0, 120.0, 7.0, 0.1, 0.004] | 0 | 0 | [550.0, 920.0, 1900.0, 5000.0, 11000.0] | 0 | 0
Siemens NH-2-355 | Siemens NH-2-355 | 355 | [4800.0, 120.0, 6.0, 0.1, 0.004] | 0 | 0 | [650.0, 1116.27, 2350.0, 5840.0, 12790.0] | 0 | 0
Siemens NH-2-400 | Siemens NH-2-400 | 400 | [4800.0, 120.0, 7.0, 0.1, 0.004] | 0 | 0 | [720.0, 1350.0, 2800.0, 6500.0, 15000.0] | 0 | 0
Siemens NH-2-425 | Siemens NH-2-425 | 425 | [4800.0, 120.0, 7.0, 0.1, 0.004] | 0 | 0 | [850.0, 1500.0, 3050.0, 7500.0, 16500.0] | 0 | 0
Siemens NH-2-630 | Siemens NH-2-630 | 630 | [4800.0, 120.0, 7.0, 0.1, 0.004] | 0 | 0 | [1200.0, 2000.0, 4800.0, 12000.0, 26000.0] | 0 | 0

## dtypes
| element | column | dtype
0 | bus | name | object
1 | bus | vn_kv | float64
2 | bus | type | object
3 | bus | zone | object
4 | bus | in_service | bool
5 | load | name | object
6 | load | bus | uint32
7 | load | p_mw | float64
8 | load | q_mvar | float64
9 | load | const_z_percent | float64
10 | load | const_i_percent | float64
11 | load | sn_mva | float64
12 | load | scaling | float64
13 | load | in_service | bool
14 | load | type | object
15 | ext_grid | name | object
16 | ext_grid | bus | uint32
17 | ext_grid | vm_pu | float64
18 | ext_grid | va_degree | float64
19 | ext_grid | slack_weight | float64
20 | ext_grid | in_service | bool
21 | line | name | object
22 | line | std_type | object
23 | line | from_bus | uint32
24 | line | to_bus | uint32
25 | line | length_km | float64
26 | line | r_ohm_per_km | float64
27 | line | x_ohm_per_km | float64
28 | line | c_nf_per_km | float64
29 | line | g_us_per_km | float64
30 | line | max_i_ka | float64
31 | line | df | float64
32 | line | parallel | uint32
33 | line | type | object
34 | line | in_service | bool
35 | trafo | name | object
36 | trafo | std_type | object
37 | trafo | hv_bus | uint32
38 | trafo | lv_bus | uint32
39 | trafo | sn_mva | float64
40 | trafo | vn_hv_kv | float64
41 | trafo | vn_lv_kv | float64
42 | trafo | vk_percent | float64
43 | trafo | vkr_percent | float64
44 | trafo | pfe_kw | float64
45 | trafo | i0_percent | float64
46 | trafo | shift_degree | float64
47 | trafo | tap_side | object
48 | trafo | tap_neutral | int32
49 | trafo | tap_min | int32
50 | trafo | tap_max | int32
51 | trafo | tap_step_percent | float64
52 | trafo | tap_step_degree | float64
53 | trafo | tap_pos | int32
54 | trafo | tap_phase_shifter | bool
55 | trafo | parallel | uint32
56 | trafo | df | float64
57 | trafo | in_service | bool
58 | line_geodata | coords | object
59 | bus_geodata | x | float64
60 | bus_geodata | y | float64
61 | bus_geodata | coords | object

## parameters
| version | format_version | converged | OPF_converged | name | f_hz | sn_mva
0 | 2.14.6 | 2.14.0 | FALSE | FALSE |  | 50 | 1