## bus
| name | vn_kv | type | zone | in_service
0 | bus_LV_576-18_1_2_node_33 | 0.4 | n |  | TRUE
1 | bus_LV_576-18_1_2_node_35 | 0.4 | n |  | TRUE
2 | bus_LV_576-18_1_2_node_104 | 0.4 | n |  | TRUE
3 | bus_LV_576-18_1_2_node_105 | 0.4 | n |  | TRUE
4 | bus_LV_576-18_1_2_node_73 | 0.4 | n |  | TRUE
5 | bus_LV_576-18_1_2_node_84 | 0.4 | n |  | TRUE
6 | bus_LV_576-18_1_2_node_82 | 0.4 | n |  | TRUE
7 | bus_LV_576-18_1_2_node_290 | 0.4 | n |  | TRUE
8 | bus_LV_576-18_1_2_node_70 | 0.4 | n |  | TRUE
9 | bus_LV_576-18_1_2_node_293 | 0.4 | n |  | TRUE
10 | bus_LV_576-18_1_2_node_292 | 0.4 | n |  | TRUE
11 | bus_LV_576-18_1_2_node_287 | 0.4 | n |  | TRUE
12 | bus_LV_576-18_1_2_node_288 | 0.4 | n |  | TRUE
13 | bus_LV_576-18_1_2_node_291 | 0.4 | n |  | TRUE
14 | bus_LV_576-18_1_2_node_23 | 0.4 | n |  | TRUE
15 | bus_LV_576-18_1_2_node_24 | 0.4 | n |  | TRUE
16 | bus_LV_576-18_1_2_node_25 | 0.4 | n |  | TRUE
17 | bus_LV_576-18_1_2_node_101 | 0.4 | n |  | TRUE
18 | bus_LV_576-18_1_2_node_26 | 0.4 | n |  | TRUE
19 | bus_LV_576-18_1_2_node_102 | 0.4 | n |  | TRUE
20 | bus_LV_576-18_1_2_node_59 | 0.4 | n |  | TRUE
21 | bus_LV_576-18_1_2_node_325 | 0.4 | n |  | TRUE
22 | bus_LV_576-18_1_2_node_27 | 0.4 | n |  | TRUE
23 | bus_LV_576-18_1_2_node_28 | 0.4 | n |  | TRUE
24 | bus_LV_576-18_1_2_node_29 | 0.4 | n |  | TRUE
25 | bus_LV_576-18_1_2_node_30 | 0.4 | n |  | TRUE
26 | bus_LV_576-18_1_2_node_31 | 0.4 | n |  | TRUE
27 | bus_LV_576-18_1_2_node_32 | 0.4 | n |  | TRUE
28 | bus_LV_576-18_1_2_node_135 | 0.4 | n |  | TRUE
29 | bus_LV_576-18_1_2_node_154 | 0.4 | n |  | TRUE
30 | bus_LV_576-18_1_2_node_163 | 0.4 | n |  | TRUE
31 | bus_LV_576-18_1_2_node_96 | 0.4 | n |  | TRUE
32 | bus_LV_576-18_1_2_node_134 | 0.4 | n |  | TRUE
33 | bus_LV_576-18_1_2_node_155 | 0.4 | n |  | TRUE
34 | bus_LV_576-18_1_2_node_153 | 0.4 | n |  | TRUE
35 | bus_LV_576-18_1_2_node_109 | 0.4 | n |  | TRUE
36 | bus_LV_576-18_1_2_node_159 | 0.4 | n |  | TRUE
37 | bus_LV_576-18_1_2_node_95 | 0.4 | n |  | TRUE
38 | bus_LV_576-18_1_2_node_36 | 0.4 | n |  | TRUE
39 | bus_LV_576-18_1_2_node_37 | 0.4 | n |  | TRUE
40 | bus_LV_576-18_1_2_node_69 | 0.4 | n |  | TRUE
41 | bus_LV_576-18_1_2_node_71 | 0.4 | n |  | TRUE
42 | bus_LV_576-18_1_2_node_68 | 0.4 | n |  | TRUE
43 | bus_LV_576-18_1_2_node_45 | 0.4 | n |  | TRUE
44 | bus_LV_576-18_1_2_node_40 | 0.4 | n |  | TRUE
45 | bus_LV_576-18_1_2_node_43 | 0.4 | n |  | TRUE
46 | bus_LV_576-18_1_2_node_38 | 0.4 | n |  | TRUE
47 | bus_LV_576-18_1_2_node_39 | 0.4 | n |  | TRUE
48 | bus_LV_576-18_1_2_node_55 | 0.4 | n |  | TRUE
49 | bus_LV_576-18_1_2_node_62 | 0.4 | n |  | TRUE
50 | bus_LV_576-18_1_2_node_41 | 0.4 | n |  | TRUE
51 | bus_LV_576-18_1_2_node_307 | 0.4 | n |  | TRUE
52 | bus_LV_576-18_1_2_node_65 | 0.4 | n |  | TRUE
53 | bus_LV_576-18_1_2_node_63 | 0.4 | n |  | TRUE
54 | bus_LV_576-18_1_2_node_42 | 0.4 | n |  | TRUE
55 | bus_LV_576-18_1_2_node_44 | 0.4 | n |  | TRUE
56 | bus_LV_576-18_1_2_node_47 | 0.4 | n |  | TRUE
57 | bus_LV_576-18_1_2_node_48 | 0.4 | n |  | TRUE
58 | bus_LV_576-18_1_2_node_49 | 0.4 | n |  | TRUE
59 | bus_LV_576-18_1_2_node_58 | 0.4 | n |  | TRUE
60 | bus_LV_576-18_1_2_node_64 | 0.4 | n |  | TRUE
61 | bus_LV_576-18_1_2_node_51 | 0.4 | n |  | TRUE
62 | bus_LV_576-18_1_2_node_52 | 0.4 | n |  | TRUE
63 | bus_LV_576-18_1_2_node_50 | 0.4 | n |  | TRUE
64 | bus_LV_576-18_1_2_node_56 | 0.4 | n |  | TRUE
65 | bus_LV_576-18_1_2_node_53 | 0.4 | n |  | TRUE
66 | bus_LV_576-18_1_2_node_60 | 0.4 | n |  | TRUE
67 | bus_LV_576-18_1_2_node_61 | 0.4 | n |  | TRUE
68 | bus_LV_576-18_1_2_node_66 | 0.4 | n |  | TRUE
69 | bus_LV_576-18_1_2_node_100 | 0.4 | n |  | TRUE
70 | bus_LV_576-18_1_2_node_54 | 0.4 | n |  | TRUE
71 | bus_LV_576-18_1_2_node_103 | 0.4 | n |  | TRUE
72 | bus_LV_576-18_1_2_node_67 | 0.4 | n |  | TRUE
73 | bus_LV_576-18_1_2_node_57 | 0.4 | n |  | TRUE
74 | bus_LV_576-18_1_2_node_312 | 0.4 | n |  | TRUE
75 | bus_LV_576-18_1_2_node_74 | 0.4 | n |  | TRUE
76 | bus_LV_576-18_1_2_node_75 | 0.4 | n |  | TRUE
77 | bus_LV_576-18_1_2_node_335 | 0.4 | n |  | TRUE
78 | bus_LV_576-18_1_2_node_81 | 0.4 | n |  | TRUE
79 | bus_LV_576-18_1_2_node_72 | 0.4 | n |  | TRUE
80 | bus_LV_576-18_1_2_node_83 | 0.4 | n |  | TRUE
81 | bus_LV_576-18_1_2_node_78 | 0.4 | n |  | TRUE
82 | bus_LV_576-18_1_2_node_76 | 0.4 | n |  | TRUE
83 | bus_LV_576-18_1_2_node_77 | 0.4 | n |  | TRUE
84 | bus_LV_576-18_1_2_node_79 | 0.4 | n |  | TRUE
85 | bus_LV_576-18_1_2_node_80 | 0.4 | n |  | TRUE
86 | bus_LV_576-18_1_2_node_97 | 0.4 | n |  | TRUE
87 | bus_LV_576-18_1_2_node_98 | 0.4 | n |  | TRUE
88 | bus_LV_576-18_1_2_node_89 | 0.4 | n |  | TRUE
89 | bus_LV_576-18_1_2_node_85 | 0.4 | n |  | TRUE
90 | bus_LV_576-18_1_2_node_86 | 0.4 | n |  | TRUE
91 | bus_LV_576-18_1_2_node_87 | 0.4 | n |  | TRUE
92 | bus_LV_576-18_1_2_node_88 | 0.4 | n |  | TRUE
93 | bus_LV_576-18_1_2_node_90 | 0.4 | n |  | TRUE
94 | bus_LV_576-18_1_2_node_91 | 0.4 | n |  | TRUE
95 | bus_LV_576-18_1_2_node_99 | 0.4 | n |  | TRUE
96 | bus_LV_576-18_1_2_node_92 | 0.4 | n |  | TRUE
97 | bus_LV_576-18_1_2_node_93 | 0.4 | n |  | TRUE
98 | bus_LV_576-18_1_2_node_94 | 0.4 | n |  | TRUE
99 | bus_LV_576-18_1_2_node_158 | 0.4 | n |  | TRUE
100 | bus_LV_576-18_1_2_node_106 | 0.4 | n |  | TRUE
101 | bus_LV_576-18_1_2_node_107 | 0.4 | n |  | TRUE
102 | bus_LV_576-18_1_2_node_108 | 0.4 | n |  | TRUE
103 | bus_LV_576-18_1_2_node_110 | 0.4 | n |  | TRUE
104 | bus_LV_576-18_1_2_node_111 | 0.4 | n |  | TRUE
105 | bus_LV_576-18_1_2_node_112 | 0.4 | n |  | TRUE
106 | bus_LV_576-18_1_2_node_113 | 0.4 | n |  | TRUE
107 | bus_LV_576-18_1_2_node_114 | 0.4 | n |  | TRUE
108 | bus_LV_576-18_1_2_node_116 | 0.4 | n |  | TRUE
109 | bus_LV_576-18_1_2_node_117 | 0.4 | n |  | TRUE
110 | bus_LV_576-18_1_2_node_118 | 0.4 | n |  | TRUE
111 | bus_LV_576-18_1_2_node_254 | 0.4 | n |  | TRUE
112 | bus_LV_576-18_1_2_node_252 | 0.4 | n |  | TRUE
113 | bus_LV_576-18_1_2_node_253 | 0.4 | n |  | TRUE
114 | bus_LV_576-18_1_2_node_119 | 0.4 | n |  | TRUE
115 | bus_LV_576-18_1_2_node_120 | 0.4 | n |  | TRUE
116 | bus_LV_576-18_1_2_node_121 | 0.4 | n |  | TRUE
117 | bus_LV_576-18_1_2_node_122 | 0.4 | n |  | TRUE
118 | bus_LV_576-18_1_2_node_123 | 0.4 | n |  | TRUE
119 | bus_LV_576-18_1_2_node_334 | 0.4 | n |  | TRUE
120 | bus_LV_576-18_1_2_node_126 | 0.4 | n |  | TRUE
121 | bus_LV_576-18_1_2_node_128 | 0.4 | n |  | TRUE
122 | bus_LV_576-18_1_2_node_124 | 0.4 | n |  | TRUE
123 | bus_LV_576-18_1_2_node_125 | 0.4 | n |  | TRUE
124 | bus_LV_576-18_1_2_node_127 | 0.4 | n |  | TRUE
125 | bus_LV_576-18_1_2_node_133 | 0.4 | n |  | TRUE
126 | bus_LV_576-18_1_2_node_130 | 0.4 | n |  | TRUE
127 | bus_LV_576-18_1_2_node_129 | 0.4 | n |  | TRUE
128 | bus_LV_576-18_1_2_node_131 | 0.4 | n |  | TRUE
129 | bus_LV_576-18_1_2_node_132 | 0.4 | n |  | TRUE
130 | bus_LV_576-18_1_2_node_157 | 0.4 | n |  | TRUE
131 | bus_LV_576-18_1_2_node_137 | 0.4 | n |  | TRUE
132 | bus_LV_576-18_1_2_node_243 | 0.4 | n |  | TRUE
133 | bus_LV_576-18_1_2_node_244 | 0.4 | n |  | TRUE
134 | bus_LV_576-18_1_2_node_138 | 0.4 | n |  | TRUE
135 | bus_LV_576-18_1_2_node_140 | 0.4 | n |  | TRUE
136 | bus_LV_576-18_1_2_node_144 | 0.4 | n |  | TRUE
137 | bus_LV_576-18_1_2_node_248 | 0.4 | n |  | TRUE
138 | bus_LV_576-18_1_2_node_249 | 0.4 | n |  | TRUE
139 | bus_LV_576-18_1_2_node_241 | 0.4 | n |  | TRUE
140 | bus_LV_576-18_1_2_node_245 | 0.4 | n |  | TRUE
141 | bus_LV_576-18_1_2_node_139 | 0.4 | n |  | TRUE
142 | bus_LV_576-18_1_2_node_145 | 0.4 | n |  | TRUE
143 | bus_LV_576-18_1_2_node_141 | 0.4 | n |  | TRUE
144 | bus_LV_576-18_1_2_node_142 | 0.4 | n |  | TRUE
145 | bus_LV_576-18_1_2_node_143 | 0.4 | n |  | TRUE
146 | bus_LV_576-18_1_2_node_148 | 0.4 | n |  | TRUE
147 | bus_LV_576-18_1_2_node_150 | 0.4 | n |  | TRUE
148 | bus_LV_576-18_1_2_node_149 | 0.4 | n |  | TRUE
149 | bus_LV_576-18_1_2_node_151 | 0.4 | n |  | TRUE
150 | bus_LV_576-18_1_2_node_152 | 0.4 | n |  | TRUE
151 | bus_LV_576-18_1_2_node_146 | 0.4 | n |  | TRUE
152 | bus_LV_576-18_1_2_node_147 | 0.4 | n |  | TRUE
153 | bus_LV_576-18_1_2_node_250 | 0.4 | n |  | TRUE
154 | bus_LV_576-18_1_2_node_328 | 0.4 | n |  | TRUE
155 | bus_LV_576-18_1_2_node_251 | 0.4 | n |  | TRUE
156 | bus_LV_576-18_1_2_node_156 | 0.4 | n |  | TRUE
157 | bus_LV_576-18_1_2_node_160 | 0.4 | n |  | TRUE
158 | bus_LV_576-18_1_2_node_161 | 0.4 | n |  | TRUE
159 | bus_LV_576-18_1_2_node_162 | 0.4 | n |  | TRUE
160 | bus_LV_576-18_1_2_node_164 | 0.4 | n |  | TRUE
161 | bus_LV_576-18_1_2_node_166 | 0.4 | n |  | TRUE
162 | bus_LV_576-18_1_2_node_174 | 0.4 | n |  | TRUE
163 | bus_LV_576-18_1_2_node_165 | 0.4 | n |  | TRUE
164 | bus_LV_576-18_1_2_node_173 | 0.4 | n |  | TRUE
165 | bus_LV_576-18_1_2_node_167 | 0.4 | n |  | TRUE
166 | bus_LV_576-18_1_2_node_168 | 0.4 | n |  | TRUE
167 | bus_LV_576-18_1_2_node_169 | 0.4 | n |  | TRUE
168 | bus_LV_576-18_1_2_node_170 | 0.4 | n |  | TRUE
169 | bus_LV_576-18_1_2_node_171 | 0.4 | n |  | TRUE
170 | bus_LV_576-18_1_2_node_172 | 0.4 | n |  | TRUE
171 | bus_LV_576-18_1_2_node_175 | 0.4 | n |  | TRUE
172 | bus_LV_576-18_1_2_node_176 | 0.4 | n |  | TRUE
173 | bus_LV_576-18_1_2_node_178 | 0.4 | n |  | TRUE
174 | bus_LV_576-18_1_2_node_317 | 0.4 | n |  | TRUE
175 | bus_LV_576-18_1_2_node_182 | 0.4 | n |  | TRUE
176 | bus_LV_576-18_1_2_node_319 | 0.4 | n |  | TRUE
177 | bus_LV_576-18_1_2_node_316 | 0.4 | n |  | TRUE
178 | bus_LV_576-18_1_2_node_181 | 0.4 | n |  | TRUE
179 | bus_LV_576-18_1_2_node_183 | 0.4 | n |  | TRUE
180 | bus_LV_576-18_1_2_node_184 | 0.4 | n |  | TRUE
181 | bus_LV_576-18_1_2_node_185 | 0.4 | n |  | TRUE
182 | bus_LV_576-18_1_2_node_189 | 0.4 | n |  | TRUE
183 | bus_LV_576-18_1_2_node_188 | 0.4 | n |  | TRUE
184 | bus_LV_576-18_1_2_node_237 | 0.4 | n |  | TRUE
185 | bus_LV_576-18_1_2_node_235 | 0.4 | n |  | TRUE
186 | bus_LV_576-18_1_2_node_187 | 0.4 | n |  | TRUE
187 | bus_LV_576-18_1_2_node_238 | 0.4 | n |  | TRUE
188 | bus_LV_576-18_1_2_node_234 | 0.4 | n |  | TRUE
189 | bus_LV_576-18_1_2_node_236 | 0.4 | n |  | TRUE
190 | bus_LV_576-18_1_2_node_239 | 0.4 | n |  | TRUE
191 | bus_LV_576-18_1_2_node_247 | 0.4 | n |  | TRUE
192 | bus_LV_576-18_1_2_node_246 | 0.4 | n |  | TRUE
193 | bus_LV_576-18_1_2_node_240 | 0.4 | n |  | TRUE
194 | bus_LV_576-18_1_2_node_242 | 0.4 | n |  | TRUE
195 | bus_LV_576-18_1_2_node_321 | 0.4 | n |  | TRUE
196 | bus_LV_576-18_1_2_node_320 | 0.4 | n |  | TRUE
197 | bus_LV_576-18_1_2_node_318 | 0.4 | n |  | TRUE
198 | bus_MV_0_node_135 | 20 | n |  | TRUE

## load
| name | bus | p_mw | q_mvar | const_z_percent | const_i_percent | sn_mva | scaling | in_service | type
0 | LV_576-18_1_2_load_33 | 0 | 8.8841e-05 | 2.2266e-05 | 0 | 0 |  | 1 | TRUE | wye
1 | LV_576-18_1_2_load_104 | 2 | 0.0001281 | 3.2104e-05 | 0 | 0 |  | 1 | TRUE | wye
2 | LV_576-18_1_2_load_84 | 5 | 7.6455e-05 | 1.9161e-05 | 0 | 0 |  | 1 | TRUE | wye
3 | LV_576-18_1_2_load_82 | 6 | 6.5464e-05 | 1.6407e-05 | 0 | 0 |  | 1 | TRUE | wye
4 | LV_576-18_1_2_load_290 | 7 | 0.00028545 | 7.1541e-05 | 0 | 0 |  | 1 | TRUE | wye
5 | LV_576-18_1_2_load_293 | 9 | 0.00022846 | 5.7256e-05 | 0 | 0 |  | 1 | TRUE | wye
6 | LV_576-18_1_2_load_292 | 10 | 0.00017184 | 4.3068e-05 | 0 | 0 |  | 1 | TRUE | wye
7 | LV_576-18_1_2_load_287 | 11 | 0.00021938 | 5.4982e-05 | 0 | 0 |  | 1 | TRUE | wye
8 | LV_576-18_1_2_load_288 | 12 | 0.00021409 | 5.3656e-05 | 0 | 0 |  | 1 | TRUE | wye
9 | LV_576-18_1_2_load_291 | 13 | 9.6324e-05 | 2.4141e-05 | 0 | 0 |  | 1 | TRUE | wye
10 | LV_576-18_1_2_load_23 | 14 | 0.00027519 | 6.8968e-05 | 0 | 0 |  | 1 | TRUE | wye
11 | LV_576-18_1_2_load_24 | 15 | 0.00016238 | 4.0696e-05 | 0 | 0 |  | 1 | TRUE | wye
12 | LV_576-18_1_2_load_101 | 17 | 0.0001798 | 4.5063e-05 | 0 | 0 |  | 1 | TRUE | wye
13 | LV_576-18_1_2_load_102 | 19 | 0.00015175 | 3.8031e-05 | 0 | 0 |  | 1 | TRUE | wye
14 | LV_576-18_1_2_load_59 | 20 | 0.00026206 | 6.5677e-05 | 0 | 0 |  | 1 | TRUE | wye
15 | LV_576-18_1_2_load_325 | 21 | 0.00036058 | 9.0369e-05 | 0 | 0 |  | 1 | TRUE | wye
16 | LV_576-18_1_2_load_27 | 22 | 0.00010225 | 2.5628e-05 | 0 | 0 |  | 1 | TRUE | wye
17 | LV_576-18_1_2_load_28 | 23 | 6.8302e-05 | 1.7118e-05 | 0 | 0 |  | 1 | TRUE | wye
18 | LV_576-18_1_2_load_30 | 25 | 6.2922e-05 | 1.577e-05 | 0 | 0 |  | 1 | TRUE | wye
19 | LV_576-18_1_2_load_32 | 27 | 7.569e-05 | 1.897e-05 | 0 | 0 |  | 1 | TRUE | wye
20 | LV_576-18_1_2_load_135 | 28 | 0.00077517 | 0.00019428 | 0 | 0 |  | 1 | TRUE | wye
21 | LV_576-18_1_2_load_163 | 30 | 0.0010816 | 0.00027107 | 0 | 0 |  | 1 | TRUE | wye
22 | LV_576-18_1_2_load_134 | 32 | 0.00091932 | 0.0002304 | 0 | 0 |  | 1 | TRUE | wye
23 | LV_576-18_1_2_load_155 | 33 | 0.00067313 | 0.0001687 | 0 | 0 |  | 1 | TRUE | wye
24 | LV_576-18_1_2_load_153 | 34 | 0.00073872 | 0.00018514 | 0 | 0 |  | 1 | TRUE | wye
25 | LV_576-18_1_2_load_109 | 35 | 0.0011086 | 0.00027785 | 0 | 0 |  | 1 | TRUE | wye
26 | LV_576-18_1_2_load_159 | 36 | 7.8042e-05 | 1.9559e-05 | 0 | 0 |  | 1 | TRUE | wye
27 | LV_576-18_1_2_load_36 | 38 | 8.7711e-05 | 2.1983e-05 | 0 | 0 |  | 1 | TRUE | wye
28 | LV_576-18_1_2_load_37 | 39 | 7.0567e-05 | 1.7686e-05 | 0 | 0 |  | 1 | TRUE | wye
29 | LV_576-18_1_2_load_71 | 41 | 7.4766e-05 | 1.8738e-05 | 0 | 0 |  | 1 | TRUE | wye
30 | LV_576-18_1_2_load_68 | 42 | 6.5487e-05 | 1.6413e-05 | 0 | 0 |  | 1 | TRUE | wye
31 | LV_576-18_1_2_load_45 | 43 | 0.00010644 | 2.6677e-05 | 0 | 0 |  | 1 | TRUE | wye
32 | LV_576-18_1_2_load_43 | 45 | 6.219e-05 | 1.5586e-05 | 0 | 0 |  | 1 | TRUE | wye
33 | LV_576-18_1_2_load_38 | 46 | 0.00018973 | 4.7552e-05 | 0 | 0 |  | 1 | TRUE | wye
34 | LV_576-18_1_2_load_55 | 48 | 0.0001227 | 3.0751e-05 | 0 | 0 |  | 1 | TRUE | wye
35 | LV_576-18_1_2_load_62 | 49 | 0.00013422 | 3.3638e-05 | 0 | 0 |  | 1 | TRUE | wye
36 | LV_576-18_1_2_load_307 | 51 | 0.00012963 | 3.2489e-05 | 0 | 0 |  | 1 | TRUE | wye
37 | LV_576-18_1_2_load_65 | 52 | 0.00022496 | 5.638e-05 | 0 | 0 |  | 1 | TRUE | wye
38 | LV_576-18_1_2_load_63 | 53 | 0.00012266 | 3.0742e-05 | 0 | 0 |  | 1 | TRUE | wye
39 | LV_576-18_1_2_load_42 | 54 | 7.2683e-05 | 1.8216e-05 | 0 | 0 |  | 1 | TRUE | wye
40 | LV_576-18_1_2_load_44 | 55 | 0.00014096 | 3.5329e-05 | 0 | 0 |  | 1 | TRUE | wye
41 | LV_576-18_1_2_load_47 | 56 | 0.00017278 | 4.3304e-05 | 0 | 0 |  | 1 | TRUE | wye
42 | LV_576-18_1_2_load_48 | 57 | 0.00012093 | 3.0308e-05 | 0 | 0 |  | 1 | TRUE | wye
43 | LV_576-18_1_2_load_58 | 59 | 0.00012254 | 3.0711e-05 | 0 | 0 |  | 1 | TRUE | wye
44 | LV_576-18_1_2_load_64 | 60 | 9.986e-05 | 2.5027e-05 | 0 | 0 |  | 1 | TRUE | wye
45 | LV_576-18_1_2_load_52 | 62 | 0.00014118 | 3.5382e-05 | 0 | 0 |  | 1 | TRUE | wye
46 | LV_576-18_1_2_load_56 | 64 | 0.00012866 | 3.2246e-05 | 0 | 0 |  | 1 | TRUE | wye
47 | LV_576-18_1_2_load_53 | 65 | 0.00013848 | 3.4708e-05 | 0 | 0 |  | 1 | TRUE | wye
48 | LV_576-18_1_2_load_61 | 67 | 0.00014413 | 3.6121e-05 | 0 | 0 |  | 1 | TRUE | wye
49 | LV_576-18_1_2_load_66 | 68 | 8.6837e-05 | 2.1763e-05 | 0 | 0 |  | 1 | TRUE | wye
50 | LV_576-18_1_2_load_100 | 69 | 0.00019995 | 5.0111e-05 | 0 | 0 |  | 1 | TRUE | wye
51 | LV_576-18_1_2_load_103 | 71 | 0.00018084 | 4.5323e-05 | 0 | 0 |  | 1 | TRUE | wye
52 | LV_576-18_1_2_load_57 | 73 | 0.00015091 | 3.782e-05 | 0 | 0 |  | 1 | TRUE | wye
53 | LV_576-18_1_2_load_312 | 74 | 0.00017705 | 4.4373e-05 | 0 | 0 |  | 1 | TRUE | wye
54 | LV_576-18_1_2_load_74 | 75 | 6.2778e-05 | 1.5734e-05 | 0 | 0 |  | 1 | TRUE | wye
55 | LV_576-18_1_2_load_335 | 77 | 6.9394e-05 | 1.7392e-05 | 0 | 0 |  | 1 | TRUE | wye
56 | LV_576-18_1_2_load_72 | 79 | 0.00028199 | 7.0674e-05 | 0 | 0 |  | 1 | TRUE | wye
57 | LV_576-18_1_2_load_83 | 80 | 6.2214e-05 | 1.5592e-05 | 0 | 0 |  | 1 | TRUE | wye
58 | LV_576-18_1_2_load_76 | 82 | 0.00010174 | 2.5499e-05 | 0 | 0 |  | 1 | TRUE | wye
59 | LV_576-18_1_2_load_77 | 83 | 0.00011087 | 2.7787e-05 | 0 | 0 |  | 1 | TRUE | wye
60 | LV_576-18_1_2_load_79 | 84 | 6.0962e-05 | 1.5278e-05 | 0 | 0 |  | 1 | TRUE | wye
61 | LV_576-18_1_2_load_80 | 85 | 0.00028675 | 7.1867e-05 | 0 | 0 |  | 1 | TRUE | wye
62 | LV_576-18_1_2_load_98 | 87 | 0.0004721 | 0.00011832 | 0 | 0 |  | 1 | TRUE | wye
63 | LV_576-18_1_2_load_89 | 88 | 0.00015444 | 3.8706e-05 | 0 | 0 |  | 1 | TRUE | wye
64 | LV_576-18_1_2_load_85 | 89 | 0.00012861 | 3.2232e-05 | 0 | 0 |  | 1 | TRUE | wye
65 | LV_576-18_1_2_load_90 | 93 | 0.00037362 | 9.3637e-05 | 0 | 0 |  | 1 | TRUE | wye
66 | LV_576-18_1_2_load_91 | 94 | 7.6727e-05 | 1.923e-05 | 0 | 0 |  | 1 | TRUE | wye
67 | LV_576-18_1_2_load_99 | 95 | 0.00013745 | 3.4449e-05 | 0 | 0 |  | 1 | TRUE | wye
68 | LV_576-18_1_2_load_92 | 96 | 0.000236 | 5.9147e-05 | 0 | 0 |  | 1 | TRUE | wye
69 | LV_576-18_1_2_load_93 | 97 | 0.00018311 | 4.5892e-05 | 0 | 0 |  | 1 | TRUE | wye
70 | LV_576-18_1_2_load_94 | 98 | 9.5696e-05 | 2.3984e-05 | 0 | 0 |  | 1 | TRUE | wye
71 | LV_576-18_1_2_load_158 | 99 | 8.3215e-05 | 2.0856e-05 | 0 | 0 |  | 1 | TRUE | wye
72 | LV_576-18_1_2_load_106 | 100 | 0.00023917 | 5.9942e-05 | 0 | 0 |  | 1 | TRUE | wye
73 | LV_576-18_1_2_load_108 | 102 | 0.00014525 | 3.6402e-05 | 0 | 0 |  | 1 | TRUE | wye
74 | LV_576-18_1_2_load_110 | 103 | 0.00044876 | 0.00011247 | 0 | 0 |  | 1 | TRUE | wye
75 | LV_576-18_1_2_load_112 | 105 | 0.00052459 | 0.00013148 | 0 | 0 |  | 1 | TRUE | wye
76 | LV_576-18_1_2_load_113 | 106 | 0.00019454 | 4.8755e-05 | 0 | 0 |  | 1 | TRUE | wye
77 | LV_576-18_1_2_load_114 | 107 | 0.00019576 | 4.9061e-05 | 0 | 0 |  | 1 | TRUE | wye
78 | LV_576-18_1_2_load_118 | 110 | 0.00023869 | 5.9822e-05 | 0 | 0 |  | 1 | TRUE | wye
79 | LV_576-18_1_2_load_254 | 111 | 0.00077037 | 0.00019307 | 0 | 0 |  | 1 | TRUE | wye
80 | LV_576-18_1_2_load_252 | 112 | 0.00018359 | 4.6012e-05 | 0 | 0 |  | 1 | TRUE | wye
81 | LV_576-18_1_2_load_253 | 113 | 0.00020798 | 5.2125e-05 | 0 | 0 |  | 1 | TRUE | wye
82 | LV_576-18_1_2_load_119 | 114 | 0.00032801 | 8.2206e-05 | 0 | 0 |  | 1 | TRUE | wye
83 | LV_576-18_1_2_load_121 | 116 | 0.00015271 | 3.8273e-05 | 0 | 0 |  | 1 | TRUE | wye
84 | LV_576-18_1_2_load_123 | 118 | 0.00098023 | 0.00024567 | 0 | 0 |  | 1 | TRUE | wye
85 | LV_576-18_1_2_load_334 | 119 | 0.00014748 | 3.6962e-05 | 0 | 0 |  | 1 | TRUE | wye
86 | LV_576-18_1_2_load_128 | 121 | 0.00079111 | 0.00019827 | 0 | 0 |  | 1 | TRUE | wye
87 | LV_576-18_1_2_load_124 | 122 | 0.00018864 | 4.7277e-05 | 0 | 0 |  | 1 | TRUE | wye
88 | LV_576-18_1_2_load_125 | 123 | 0.0012136 | 0.00030415 | 0 | 0 |  | 1 | TRUE | wye
89 | LV_576-18_1_2_load_133 | 125 | 0.0011808 | 0.00029594 | 0 | 0 |  | 1 | TRUE | wye
90 | LV_576-18_1_2_load_130 | 126 | 0.00047352 | 0.00011868 | 0 | 0 |  | 1 | TRUE | wye
91 | LV_576-18_1_2_load_129 | 127 | 0.00012398 | 3.1073e-05 | 0 | 0 |  | 1 | TRUE | wye
92 | LV_576-18_1_2_load_132 | 129 | 0.0001144 | 2.8672e-05 | 0 | 0 |  | 1 | TRUE | wye
93 | LV_576-18_1_2_load_157 | 130 | 0.00022737 | 5.6984e-05 | 0 | 0 |  | 1 | TRUE | wye
94 | LV_576-18_1_2_load_244 | 133 | 0.00048595 | 0.00012179 | 0 | 0 |  | 1 | TRUE | wye
95 | LV_576-18_1_2_load_140 | 135 | 0.0036247 | 0.00090844 | 0 | 0 |  | 1 | TRUE | wye
96 | LV_576-18_1_2_load_144 | 136 | 0.004556 | 0.0011418 | 0 | 0 |  | 1 | TRUE | wye
97 | LV_576-18_1_2_load_249 | 138 | 0.0013297 | 0.00033327 | 0 | 0 |  | 1 | TRUE | wye
98 | LV_576-18_1_2_load_241 | 139 | 0.00024463 | 6.1309e-05 | 0 | 0 |  | 1 | TRUE | wye
99 | LV_576-18_1_2_load_245 | 140 | 0.00040941 | 0.00010261 | 0 | 0 |  | 1 | TRUE | wye
100 | LV_576-18_1_2_load_139 | 141 | 0.00068892 | 0.00017266 | 0 | 0 |  | 1 | TRUE | wye
101 | LV_576-18_1_2_load_142 | 144 | 0.0016706 | 0.0004187 | 0 | 0 |  | 1 | TRUE | wye
102 | LV_576-18_1_2_load_143 | 145 | 0.00067462 | 0.00016908 | 0 | 0 |  | 1 | TRUE | wye
103 | LV_576-18_1_2_load_148 | 146 | 0.0018418 | 0.00046161 | 0 | 0 |  | 1 | TRUE | wye
104 | LV_576-18_1_2_load_149 | 148 | 0.0012044 | 0.00030184 | 0 | 0 |  | 1 | TRUE | wye
105 | LV_576-18_1_2_load_151 | 149 | 0.0010754 | 0.00026951 | 0 | 0 |  | 1 | TRUE | wye
106 | LV_576-18_1_2_load_146 | 151 | 0.0012334 | 0.00030913 | 0 | 0 |  | 1 | TRUE | wye
107 | LV_576-18_1_2_load_250 | 153 | 0.00035711 | 8.9501e-05 | 0 | 0 |  | 1 | TRUE | wye
108 | LV_576-18_1_2_load_328 | 154 | 0.00069643 | 0.00017454 | 0 | 0 |  | 1 | TRUE | wye
109 | LV_576-18_1_2_load_251 | 155 | 0.00081224 | 0.00020357 | 0 | 0 |  | 1 | TRUE | wye
110 | LV_576-18_1_2_load_156 | 156 | 0.00095234 | 0.00023868 | 0 | 0 |  | 1 | TRUE | wye
111 | LV_576-18_1_2_load_161 | 158 | 0.0001896 | 4.7518e-05 | 0 | 0 |  | 1 | TRUE | wye
112 | LV_576-18_1_2_load_164 | 160 | 0.00011129 | 2.7893e-05 | 0 | 0 |  | 1 | TRUE | wye
113 | LV_576-18_1_2_load_174 | 162 | 0.00020295 | 5.0863e-05 | 0 | 0 |  | 1 | TRUE | wye
114 | LV_576-18_1_2_load_165 | 163 | 7.1184e-05 | 1.784e-05 | 0 | 0 |  | 1 | TRUE | wye
115 | LV_576-18_1_2_load_173 | 164 | 6.6352e-05 | 1.6629e-05 | 0 | 0 |  | 1 | TRUE | wye
116 | LV_576-18_1_2_load_168 | 166 | 0.00029728 | 7.4504e-05 | 0 | 0 |  | 1 | TRUE | wye
117 | LV_576-18_1_2_load_169 | 167 | 0.00020023 | 5.0182e-05 | 0 | 0 |  | 1 | TRUE | wye
118 | LV_576-18_1_2_load_171 | 169 | 0.00040415 | 0.00010129 | 0 | 0 |  | 1 | TRUE | wye
119 | LV_576-18_1_2_load_172 | 170 | 0.0011927 | 0.00029891 | 0 | 0 |  | 1 | TRUE | wye
120 | LV_576-18_1_2_load_175 | 171 | 0.00022664 | 5.6802e-05 | 0 | 0 |  | 1 | TRUE | wye
121 | LV_576-18_1_2_load_176 | 172 | 0.0001858 | 4.6567e-05 | 0 | 0 |  | 1 | TRUE | wye
122 | LV_576-18_1_2_load_178 | 173 | 0.00019562 | 4.9026e-05 | 0 | 0 |  | 1 | TRUE | wye
123 | LV_576-18_1_2_load_182 | 175 | 0.00017472 | 4.379e-05 | 0 | 0 |  | 1 | TRUE | wye
124 | LV_576-18_1_2_load_319 | 176 | 0.00033605 | 8.4221e-05 | 0 | 0 |  | 1 | TRUE | wye
125 | LV_576-18_1_2_load_316 | 177 | 0.00013984 | 3.5048e-05 | 0 | 0 |  | 1 | TRUE | wye
126 | LV_576-18_1_2_load_181 | 178 | 0.00018359 | 4.6011e-05 | 0 | 0 |  | 1 | TRUE | wye
127 | LV_576-18_1_2_load_185 | 181 | 0.00015644 | 3.9207e-05 | 0 | 0 |  | 1 | TRUE | wye
128 | LV_576-18_1_2_load_188 | 183 | 0.0010609 | 0.00026588 | 0 | 0 |  | 1 | TRUE | wye
129 | LV_576-18_1_2_load_237 | 184 | 0.00020606 | 5.1643e-05 | 0 | 0 |  | 1 | TRUE | wye
130 | LV_576-18_1_2_load_235 | 185 | 0.00048372 | 0.00012123 | 0 | 0 |  | 1 | TRUE | wye
131 | LV_576-18_1_2_load_187 | 186 | 0.00014736 | 3.6932e-05 | 0 | 0 |  | 1 | TRUE | wye
132 | LV_576-18_1_2_load_238 | 187 | 0.00035485 | 8.8933e-05 | 0 | 0 |  | 1 | TRUE | wye
133 | LV_576-18_1_2_load_234 | 188 | 0.0002617 | 6.5589e-05 | 0 | 0 |  | 1 | TRUE | wye
134 | LV_576-18_1_2_load_236 | 189 | 0.0002627 | 6.584e-05 | 0 | 0 |  | 1 | TRUE | wye
135 | LV_576-18_1_2_load_247 | 191 | 0.00088437 | 0.00022164 | 0 | 0 |  | 1 | TRUE | wye
136 | LV_576-18_1_2_load_246 | 192 | 0.00016237 | 4.0693e-05 | 0 | 0 |  | 1 | TRUE | wye
137 | LV_576-18_1_2_load_240 | 193 | 0.0010281 | 0.00025766 | 0 | 0 |  | 1 | TRUE | wye
138 | LV_576-18_1_2_load_242 | 194 | 0.00063592 | 0.00015938 | 0 | 0 |  | 1 | TRUE | wye
139 | LV_576-18_1_2_load_321 | 195 | 0.00081869 | 0.00020518 | 0 | 0 |  | 1 | TRUE | wye
140 | LV_576-18_1_2_load_318 | 197 | 0.00033648 | 8.4329e-05 | 0 | 0 |  | 1 | TRUE | wye

## ext_grid
| name | bus | vm_pu | va_degree | slack_weight | in_service
0 |  | 28 | 1 | 0 | 1 | TRUE

## line
| name | std_type | from_bus | to_bus | length_km | r_ohm_per_km | x_ohm_per_km | c_nf_per_km | g_us_per_km | max_i_ka | df | parallel | type | in_service
0 | LV_576-18_1_2_line_0 | NAYY 4x150 SE | 0 | 1 | 0.15035 | 0.208 | 0.08 | 261 | 0 | 0.27 | 1 | 1 | cs | TRUE
1 | LV_576-18_1_2_line_1 | NAYY 4x150 SE | 1 | 38 | 0.028406 | 0.208 | 0.08 | 261 | 0 | 0.27 | 1 | 1 | cs | TRUE
2 | LV_576-18_1_2_line_2 | NAYY 4x150 SE | 1 | 39 | 0.13158 | 0.208 | 0.08 | 261 | 0 | 0.27 | 1 | 1 | cs | TRUE
3 | LV_576-18_1_2_line_3 | NAYY 4x150 SE | 2 | 3 | 0.06081 | 0.208 | 0.08 | 261 | 0 | 0.27 | 1 | 1 | cs | TRUE
4 | LV_576-18_1_2_line_4 | NAYY 4x150 SE | 3 | 39 | 0.027689 | 0.208 | 0.08 | 261 | 0 | 0.27 | 1 | 1 | cs | TRUE
5 | LV_576-18_1_2_line_5 | NAYY 4x150 SE | 3 | 40 | 0.13801 | 0.208 | 0.08 | 261 | 0 | 0.27 | 1 | 1 | cs | TRUE
6 | LV_576-18_1_2_line_6 | NAYY 4x150 SE | 4 | 5 | 0.022001 | 0.208 | 0.08 | 261 | 0 | 0.27 | 1 | 1 | cs | TRUE
7 | LV_576-18_1_2_line_7 | NAYY 4x150 SE | 4 | 6 | 0.16854 | 0.208 | 0.08 | 261 | 0 | 0.27 | 1 | 1 | cs | TRUE
8 | LV_576-18_1_2_line_8 | NAYY 4x150 SE | 4 | 7 | 0.8555 | 0.208 | 0.08 | 261 | 0 | 0.27 | 1 | 1 | cs | TRUE
9 | LV_576-18_1_2_line_9 | NAYY 4x150 SE | 4 | 8 | 0.21795 | 0.208 | 0.08 | 261 | 0 | 0.27 | 1 | 1 | cs | TRUE
10 | LV_576-18_1_2_line_10 | NAYY 4x150 SE | 6 | 80 | 0.12359 | 0.208 | 0.08 | 261 | 0 | 0.27 | 1 | 1 | cs | TRUE
11 | LV_576-18_1_2_line_11 | NAYY 4x150 SE | 7 | 13 | 0.045845 | 0.208 | 0.08 | 261 | 0 | 0.27 | 1 | 1 | cs | TRUE
12 | LV_576-18_1_2_line_12 | NAYY 4x150 SE | 7 | 12 | 0.047512 | 0.208 | 0.08 | 261 | 0 | 0.27 | 1 | 1 | cs | TRUE
13 | LV_576-18_1_2_line_13 | NAYY 4x150 SE | 8 | 79 | 0.027923 | 0.208 | 0.08 | 261 | 0 | 0.27 | 1 | 1 | cs | TRUE
14 | LV_576-18_1_2_line_14 | NAYY 4x150 SE | 8 | 42 | 0.11444 | 0.208 | 0.08 | 261 | 0 | 0.27 | 1 | 1 | cs | TRUE
15 | LV_576-18_1_2_line_15 | NAYY 4x150 SE | 9 | 10 | 0.05921 | 0.208 | 0.08 | 261 | 0 | 0.27 | 1 | 1 | cs | TRUE
16 | LV_576-18_1_2_line_16 | NAYY 4x150 SE | 10 | 13 | 0.004097 | 0.208 | 0.08 | 261 | 0 | 0.27 | 1 | 1 | cs | TRUE
17 | LV_576-18_1_2_line_17 | NAYY 4x150 SE | 11 | 12 | 0.022557 | 0.208 | 0.08 | 261 | 0 | 0.27 | 1 | 1 | cs | TRUE
18 | LV_576-18_1_2_line_18 | NAYY 4x150 SE | 14 | 15 | 0.029497 | 0.208 | 0.08 | 261 | 0 | 0.27 | 1 | 1 | cs | TRUE
19 | LV_576-18_1_2_line_19 | NAYY 4x150 SE | 14 | 16 | 0.032063 | 0.208 | 0.08 | 261 | 0 | 0.27 | 1 | 1 | cs | TRUE
20 | LV_576-18_1_2_line_20 | NAYY 4x150 SE | 15 | 17 | 0.19905 | 0.208 | 0.08 | 261 | 0 | 0.27 | 1 | 1 | cs | TRUE
21 | LV_576-18_1_2_line_21 | NAYY 4x150 SE | 16 | 18 | 0.040694 | 0.208 | 0.08 | 261 | 0 | 0.27 | 1 | 1 | cs | TRUE
22 | LV_576-18_1_2_line_22 | NAYY 4x150 SE | 17 | 19 | 0.1363 | 0.208 | 0.08 | 261 | 0 | 0.27 | 1 | 1 | cs | TRUE
23 | LV_576-18_1_2_line_23 | NAYY 4x150 SE | 17 | 20 | 0.089425 | 0.208 | 0.08 | 261 | 0 | 0.27 | 1 | 1 | cs | TRUE
24 | LV_576-18_1_2_line_24 | NAYY 4x150 SE | 18 | 21 | 0.027853 | 0.208 | 0.08 | 261 | 0 | 0.27 | 1 | 1 | cs | TRUE
25 | LV_576-18_1_2_line_25 | NAYY 4x150 SE | 20 | 59 | 0.044649 | 0.208 | 0.08 | 261 | 0 | 0.27 | 1 | 1 | cs | TRUE
26 | LV_576-18_1_2_line_26 | NAYY 4x150 SE | 22 | 23 | 0.013373 | 0.208 | 0.08 | 261 | 0 | 0.27 | 1 | 1 | cs | TRUE
27 | LV_576-18_1_2_line_27 | NAYY 4x150 SE | 22 | 24 | 0.021385 | 0.208 | 0.08 | 261 | 0 | 0.27 | 1 | 1 | cs | TRUE
28 | LV_576-18_1_2_line_28 | NAYY 4x150 SE | 23 | 25 | 0.0066172 | 0.208 | 0.08 | 261 | 0 | 0.27 | 1 | 1 | cs | TRUE
29 | LV_576-18_1_2_line_29 | NAYY 4x150 SE | 24 | 26 | 0.014956 | 0.208 | 0.08 | 261 | 0 | 0.27 | 1 | 1 | cs | TRUE
30 | LV_576-18_1_2_line_30 | NAYY 4x150 SE | 24 | 27 | 0.05031 | 0.208 | 0.08 | 261 | 0 | 0.27 | 1 | 1 | cs | TRUE
31 | LV_576-18_1_2_line_31 | NAYY 4x150 SE | 25 | 28 | 0.035284 | 0.208 | 0.08 | 261 | 0 | 0.27 | 1 | 1 | cs | TRUE
32 | LV_576-18_1_2_line_32 | NAYY 4x150 SE | 26 | 29 | 0.068741 | 0.208 | 0.08 | 261 | 0 | 0.27 | 1 | 1 | cs | TRUE
33 | LV_576-18_1_2_line_33 | NAYY 4x150 SE | 26 | 30 | 0.013308 | 0.208 | 0.08 | 261 | 0 | 0.27 | 1 | 1 | cs | TRUE
34 | LV_576-18_1_2_line_34 | NAYY 4x150 SE | 27 | 31 | 0.040291 | 0.208 | 0.08 | 261 | 0 | 0.27 | 1 | 1 | cs | TRUE
35 | LV_576-18_1_2_line_35 | NAYY 4x150 SE | 28 | 32 | 0.018558 | 0.208 | 0.08 | 261 | 0 | 0.27 | 1 | 1 | cs | TRUE
36 | LV_576-18_1_2_line_36 | NAYY 4x150 SE | 29 | 33 | 0.029755 | 0.208 | 0.08 | 261 | 0 | 0.27 | 1 | 1 | cs | TRUE
37 | LV_576-18_1_2_line_37 | NAYY 4x150 SE | 29 | 34 | 0.0068391 | 0.208 | 0.08 | 261 | 0 | 0.27 | 1 | 1 | cs | TRUE
38 | LV_576-18_1_2_line_38 | NAYY 4x150 SE | 30 | 35 | 0.023989 | 0.208 | 0.08 | 261 | 0 | 0.27 | 1 | 1 | cs | TRUE
39 | LV_576-18_1_2_line_39 | NAYY 4x150 SE | 31 | 36 | 0.052749 | 0.208 | 0.08 | 261 | 0 | 0.27 | 1 | 1 | cs | TRUE
40 | LV_576-18_1_2_line_40 | NAYY 4x150 SE | 31 | 37 | 0.062621 | 0.208 | 0.08 | 261 | 0 | 0.27 | 1 | 1 | cs | TRUE
41 | LV_576-18_1_2_line_41 | NAYY 4x150 SE | 33 | 150 | 0.0010726 | 0.208 | 0.08 | 261 | 0 | 0.27 | 1 | 1 | cs | TRUE
42 | LV_576-18_1_2_line_42 | NAYY 4x150 SE | 34 | 125 | 0.028236 | 0.208 | 0.08 | 261 | 0 | 0.27 | 1 | 1 | cs | TRUE
43 | LV_576-18_1_2_line_43 | NAYY 4x150 SE | 35 | 101 | 0.17499 | 0.208 | 0.08 | 261 | 0 | 0.27 | 1 | 1 | cs | TRUE
44 | LV_576-18_1_2_line_44 | NAYY 4x150 SE | 36 | 99 | 0.022018 | 0.208 | 0.08 | 261 | 0 | 0.27 | 1 | 1 | cs | TRUE
45 | LV_576-18_1_2_line_45 | NAYY 4x150 SE | 37 | 98 | 0.13879 | 0.208 | 0.08 | 261 | 0 | 0.27 | 1 | 1 | cs | TRUE
46 | LV_576-18_1_2_line_46 | NAYY 4x150 SE | 40 | 41 | 0.16258 | 0.208 | 0.08 | 261 | 0 | 0.27 | 1 | 1 | cs | TRUE
47 | LV_576-18_1_2_line_47 | NAYY 4x150 SE | 40 | 42 | 0.073851 | 0.208 | 0.08 | 261 | 0 | 0.27 | 1 | 1 | cs | TRUE
48 | LV_576-18_1_2_line_48 | NAYY 4x150 SE | 43 | 44 | 0.090688 | 0.208 | 0.08 | 261 | 0 | 0.27 | 1 | 1 | cs | TRUE
49 | LV_576-18_1_2_line_49 | NAYY 4x150 SE | 43 | 45 | 0.0077359 | 0.208 | 0.08 | 261 | 0 | 0.27 | 1 | 1 | cs | TRUE
50 | LV_576-18_1_2_line_50 | NAYY 4x150 SE | 44 | 49 | 0.21322 | 0.208 | 0.08 | 261 | 0 | 0.27 | 1 | 1 | cs | TRUE
51 | LV_576-18_1_2_line_51 | NAYY 4x150 SE | 44 | 47 | 0.14013 | 0.208 | 0.08 | 261 | 0 | 0.27 | 1 | 1 | cs | TRUE
52 | LV_576-18_1_2_line_52 | NAYY 4x150 SE | 45 | 54 | 0.1329 | 0.208 | 0.08 | 261 | 0 | 0.27 | 1 | 1 | cs | TRUE
53 | LV_576-18_1_2_line_53 | NAYY 4x150 SE | 46 | 47 | 0.034594 | 0.208 | 0.08 | 261 | 0 | 0.27 | 1 | 1 | cs | TRUE
54 | LV_576-18_1_2_line_54 | NAYY 4x150 SE | 47 | 48 | 0.17196 | 0.208 | 0.08 | 261 | 0 | 0.27 | 1 | 1 | cs | TRUE
55 | LV_576-18_1_2_line_55 | NAYY 4x150 SE | 48 | 73 | 0.058413 | 0.208 | 0.08 | 261 | 0 | 0.27 | 1 | 1 | cs | TRUE
56 | LV_576-18_1_2_line_56 | NAYY 4x150 SE | 48 | 51 | 0.15789 | 0.208 | 0.08 | 261 | 0 | 0.27 | 1 | 1 | cs | TRUE
57 | LV_576-18_1_2_line_57 | NAYY 4x150 SE | 48 | 70 | 0.1449 | 0.208 | 0.08 | 261 | 0 | 0.27 | 1 | 1 | cs | TRUE
58 | LV_576-18_1_2_line_58 | NAYY 4x150 SE | 50 | 51 | 0.084049 | 0.208 | 0.08 | 261 | 0 | 0.27 | 1 | 1 | cs | TRUE
59 | LV_576-18_1_2_line_59 | NAYY 4x150 SE | 50 | 52 | 0.10327 | 0.208 | 0.08 | 261 | 0 | 0.27 | 1 | 1 | cs | TRUE
60 | LV_576-18_1_2_line_60 | NAYY 4x150 SE | 52 | 53 | 0.016882 | 0.208 | 0.08 | 261 | 0 | 0.27 | 1 | 1 | cs | TRUE
61 | LV_576-18_1_2_line_61 | NAYY 4x150 SE | 53 | 60 | 0.034109 | 0.208 | 0.08 | 261 | 0 | 0.27 | 1 | 1 | cs | TRUE
62 | LV_576-18_1_2_line_62 | NAYY 4x150 SE | 54 | 55 | 0.076058 | 0.208 | 0.08 | 261 | 0 | 0.27 | 1 | 1 | cs | TRUE
63 | LV_576-18_1_2_line_63 | NAYY 4x150 SE | 56 | 57 | 0.0018294 | 0.208 | 0.08 | 261 | 0 | 0.27 | 1 | 1 | cs | TRUE
64 | LV_576-18_1_2_line_64 | NAYY 4x150 SE | 56 | 58 | 0.095072 | 0.208 | 0.08 | 261 | 0 | 0.27 | 1 | 1 | cs | TRUE
65 | LV_576-18_1_2_line_65 | NAYY 4x150 SE | 57 | 59 | 0.094688 | 0.208 | 0.08 | 261 | 0 | 0.27 | 1 | 1 | cs | TRUE
66 | LV_576-18_1_2_line_66 | NAYY 4x150 SE | 57 | 60 | 0.15195 | 0.208 | 0.08 | 261 | 0 | 0.27 | 1 | 1 | cs | TRUE
67 | LV_576-18_1_2_line_67 | NAYY 4x150 SE | 58 | 61 | 0.14872 | 0.208 | 0.08 | 261 | 0 | 0.27 | 1 | 1 | cs | TRUE
68 | LV_576-18_1_2_line_68 | NAYY 4x150 SE | 58 | 62 | 0.052559 | 0.208 | 0.08 | 261 | 0 | 0.27 | 1 | 1 | cs | TRUE
69 | LV_576-18_1_2_line_69 | NAYY 4x150 SE | 61 | 66 | 0.10244 | 0.208 | 0.08 | 261 | 0 | 0.27 | 1 | 1 | cs | TRUE
70 | LV_576-18_1_2_line_70 | NAYY 4x150 SE | 61 | 67 | 0.007667 | 0.208 | 0.08 | 261 | 0 | 0.27 | 1 | 1 | cs | TRUE
71 | LV_576-18_1_2_line_71 | NAYY 4x150 SE | 62 | 68 | 0.1192 | 0.208 | 0.08 | 261 | 0 | 0.27 | 1 | 1 | cs | TRUE
72 | LV_576-18_1_2_line_72 | NAYY 4x150 SE | 63 | 64 | 0.12103 | 0.208 | 0.08 | 261 | 0 | 0.27 | 1 | 1 | cs | TRUE
73 | LV_576-18_1_2_line_73 | NAYY 4x150 SE | 63 | 65 | 0.067451 | 0.208 | 0.08 | 261 | 0 | 0.27 | 1 | 1 | cs | TRUE
74 | LV_576-18_1_2_line_74 | NAYY 4x150 SE | 64 | 69 | 0.1698 | 0.208 | 0.08 | 261 | 0 | 0.27 | 1 | 1 | cs | TRUE
75 | LV_576-18_1_2_line_75 | NAYY 4x150 SE | 65 | 70 | 0.029986 | 0.208 | 0.08 | 261 | 0 | 0.27 | 1 | 1 | cs | TRUE
76 | LV_576-18_1_2_line_76 | NAYY 4x150 SE | 66 | 71 | 0.0098589 | 0.208 | 0.08 | 261 | 0 | 0.27 | 1 | 1 | cs | TRUE
77 | LV_576-18_1_2_line_77 | NAYY 4x150 SE | 68 | 72 | 0.067567 | 0.208 | 0.08 | 261 | 0 | 0.27 | 1 | 1 | cs | TRUE
78 | LV_576-18_1_2_line_78 | NAYY 4x150 SE | 72 | 75 | 0.029205 | 0.208 | 0.08 | 261 | 0 | 0.27 | 1 | 1 | cs | TRUE
79 | LV_576-18_1_2_line_79 | NAYY 4x150 SE | 72 | 76 | 0.17044 | 0.208 | 0.08 | 261 | 0 | 0.27 | 1 | 1 | cs | TRUE
80 | LV_576-18_1_2_line_80 | NAYY 4x150 SE | 73 | 74 | 0.10939 | 0.208 | 0.08 | 261 | 0 | 0.27 | 1 | 1 | cs | TRUE
81 | LV_576-18_1_2_line_81 | NAYY 4x150 SE | 76 | 77 | 0.040418 | 0.208 | 0.08 | 261 | 0 | 0.27 | 1 | 1 | cs | TRUE
82 | LV_576-18_1_2_line_82 | NAYY 4x150 SE | 76 | 78 | 0.037993 | 0.208 | 0.08 | 261 | 0 | 0.27 | 1 | 1 | cs | TRUE
83 | LV_576-18_1_2_line_83 | NAYY 4x150 SE | 78 | 80 | 0.032499 | 0.208 | 0.08 | 261 | 0 | 0.27 | 1 | 1 | cs | TRUE
84 | LV_576-18_1_2_line_84 | NAYY 4x150 SE | 78 | 81 | 0.004811 | 0.208 | 0.08 | 261 | 0 | 0.27 | 1 | 1 | cs | TRUE
85 | LV_576-18_1_2_line_85 | NAYY 4x150 SE | 81 | 85 | 0.024668 | 0.208 | 0.08 | 261 | 0 | 0.27 | 1 | 1 | cs | TRUE
86 | LV_576-18_1_2_line_86 | NAYY 4x150 SE | 81 | 82 | 0.020928 | 0.208 | 0.08 | 261 | 0 | 0.27 | 1 | 1 | cs | TRUE
87 | LV_576-18_1_2_line_87 | NAYY 4x150 SE | 82 | 83 | 0.0098914 | 0.208 | 0.08 | 261 | 0 | 0.27 | 1 | 1 | cs | TRUE
88 | LV_576-18_1_2_line_88 | NAYY 4x150 SE | 83 | 84 | 0.026416 | 0.208 | 0.08 | 261 | 0 | 0.27 | 1 | 1 | cs | TRUE
89 | LV_576-18_1_2_line_89 | NAYY 4x150 SE | 84 | 86 | 0.16182 | 0.208 | 0.08 | 261 | 0 | 0.27 | 1 | 1 | cs | TRUE
90 | LV_576-18_1_2_line_90 | NAYY 4x150 SE | 86 | 87 | 0.039197 | 0.208 | 0.08 | 261 | 0 | 0.27 | 1 | 1 | cs | TRUE
91 | LV_576-18_1_2_line_91 | NAYY 4x150 SE | 86 | 88 | 0.066277 | 0.208 | 0.08 | 261 | 0 | 0.27 | 1 | 1 | cs | TRUE
92 | LV_576-18_1_2_line_92 | NAYY 4x150 SE | 88 | 90 | 0.0071703 | 0.208 | 0.08 | 261 | 0 | 0.27 | 1 | 1 | cs | TRUE
93 | LV_576-18_1_2_line_93 | NAYY 4x150 SE | 89 | 90 | 0.062784 | 0.208 | 0.08 | 261 | 0 | 0.27 | 1 | 1 | cs | TRUE
94 | LV_576-18_1_2_line_94 | NAYY 4x150 SE | 89 | 91 | 0.079603 | 0.208 | 0.08 | 261 | 0 | 0.27 | 1 | 1 | cs | TRUE
95 | LV_576-18_1_2_line_95 | NAYY 4x150 SE | 90 | 92 | 0.047884 | 0.208 | 0.08 | 261 | 0 | 0.27 | 1 | 1 | cs | TRUE
96 | LV_576-18_1_2_line_96 | NAYY 4x150 SE | 91 | 93 | 0.0030737 | 0.208 | 0.08 | 261 | 0 | 0.27 | 1 | 1 | cs | TRUE
97 | LV_576-18_1_2_line_97 | NAYY 4x150 SE | 91 | 94 | 0.051613 | 0.208 | 0.08 | 261 | 0 | 0.27 | 1 | 1 | cs | TRUE
98 | LV_576-18_1_2_line_98 | NAYY 4x150 SE | 92 | 95 | 0.05383 | 0.208 | 0.08 | 261 | 0 | 0.27 | 1 | 1 | cs | TRUE
99 | LV_576-18_1_2_line_99 | NAYY 4x150 SE | 93 | 96 | 0.01636 | 0.208 | 0.08 | 261 | 0 | 0.27 | 1 | 1 | cs | TRUE
100 | LV_576-18_1_2_line_100 | NAYY 4x150 SE | 96 | 97 | 0.0080579 | 0.208 | 0.08 | 261 | 0 | 0.27 | 1 | 1 | cs | TRUE
101 | LV_576-18_1_2_line_101 | NAYY 4x150 SE | 97 | 98 | 0.021278 | 0.208 | 0.08 | 261 | 0 | 0.27 | 1 | 1 | cs | TRUE
102 | LV_576-18_1_2_line_102 | NAYY 4x150 SE | 99 | 157 | 0.21598 | 0.208 | 0.08 | 261 | 0 | 0.27 | 1 | 1 | cs | TRUE
103 | LV_576-18_1_2_line_103 | NAYY 4x150 SE | 100 | 101 | 0.052805 | 0.208 | 0.08 | 261 | 0 | 0.27 | 1 | 1 | cs | TRUE
104 | LV_576-18_1_2_line_104 | NAYY 4x150 SE | 100 | 102 | 0.00017264 | 0.208 | 0.08 | 261 | 0 | 0.27 | 1 | 1 | cs | TRUE
105 | LV_576-18_1_2_line_105 | NAYY 4x150 SE | 103 | 104 | 0.089059 | 0.208 | 0.08 | 261 | 0 | 0.27 | 1 | 1 | cs | TRUE
106 | LV_576-18_1_2_line_106 | NAYY 4x150 SE | 103 | 105 | 0.010441 | 0.208 | 0.08 | 261 | 0 | 0.27 | 1 | 1 | cs | TRUE
107 | LV_576-18_1_2_line_107 | NAYY 4x150 SE | 104 | 106 | 0.026246 | 0.208 | 0.08 | 261 | 0 | 0.27 | 1 | 1 | cs | TRUE
108 | LV_576-18_1_2_line_108 | NAYY 4x150 SE | 104 | 107 | 0.14445 | 0.208 | 0.08 | 261 | 0 | 0.27 | 1 | 1 | cs | TRUE
109 | LV_576-18_1_2_line_109 | NAYY 4x150 SE | 106 | 114 | 0.046571 | 0.208 | 0.08 | 261 | 0 | 0.27 | 1 | 1 | cs | TRUE
110 | LV_576-18_1_2_line_110 | NAYY 4x150 SE | 107 | 108 | 0.1471 | 0.208 | 0.08 | 261 | 0 | 0.27 | 1 | 1 | cs | TRUE
111 | LV_576-18_1_2_line_111 | NAYY 4x150 SE | 108 | 109 | 0.024091 | 0.208 | 0.08 | 261 | 0 | 0.27 | 1 | 1 | cs | TRUE
112 | LV_576-18_1_2_line_112 | NAYY 4x150 SE | 108 | 110 | 0.061519 | 0.208 | 0.08 | 261 | 0 | 0.27 | 1 | 1 | cs | TRUE
113 | LV_576-18_1_2_line_113 | NAYY 4x150 SE | 109 | 111 | 0.098879 | 0.208 | 0.08 | 261 | 0 | 0.27 | 1 | 1 | cs | TRUE
114 | LV_576-18_1_2_line_114 | NAYY 4x150 SE | 109 | 112 | 0.011511 | 0.208 | 0.08 | 261 | 0 | 0.27 | 1 | 1 | cs | TRUE
115 | LV_576-18_1_2_line_115 | NAYY 4x150 SE | 112 | 113 | 0.53559 | 0.208 | 0.08 | 261 | 0 | 0.27 | 1 | 1 | cs | TRUE
116 | LV_576-18_1_2_line_116 | NAYY 4x150 SE | 114 | 115 | 0.012963 | 0.208 | 0.08 | 261 | 0 | 0.27 | 1 | 1 | cs | TRUE
117 | LV_576-18_1_2_line_117 | NAYY 4x150 SE | 115 | 116 | 0.022536 | 0.208 | 0.08 | 261 | 0 | 0.27 | 1 | 1 | cs | TRUE
118 | LV_576-18_1_2_line_118 | NAYY 4x150 SE | 115 | 117 | 0.091201 | 0.208 | 0.08 | 261 | 0 | 0.27 | 1 | 1 | cs | TRUE
119 | LV_576-18_1_2_line_119 | NAYY 4x150 SE | 116 | 118 | 0.035703 | 0.208 | 0.08 | 261 | 0 | 0.27 | 1 | 1 | cs | TRUE
120 | LV_576-18_1_2_line_120 | NAYY 4x150 SE | 117 | 119 | 0.01067 | 0.208 | 0.08 | 261 | 0 | 0.27 | 1 | 1 | cs | TRUE
121 | LV_576-18_1_2_line_121 | NAYY 4x150 SE | 117 | 120 | 0.011589 | 0.208 | 0.08 | 261 | 0 | 0.27 | 1 | 1 | cs | TRUE
122 | LV_576-18_1_2_line_122 | NAYY 4x150 SE | 120 | 121 | 0.010433 | 0.208 | 0.08 | 261 | 0 | 0.27 | 1 | 1 | cs | TRUE
123 | LV_576-18_1_2_line_123 | NAYY 4x150 SE | 120 | 122 | 0.018751 | 0.208 | 0.08 | 261 | 0 | 0.27 | 1 | 1 | cs | TRUE
124 | LV_576-18_1_2_line_124 | NAYY 4x150 SE | 122 | 123 | 0.016513 | 0.208 | 0.08 | 261 | 0 | 0.27 | 1 | 1 | cs | TRUE
125 | LV_576-18_1_2_line_125 | NAYY 4x150 SE | 123 | 124 | 0.087502 | 0.208 | 0.08 | 261 | 0 | 0.27 | 1 | 1 | cs | TRUE
126 | LV_576-18_1_2_line_126 | NAYY 4x150 SE | 124 | 125 | 0.030858 | 0.208 | 0.08 | 261 | 0 | 0.27 | 1 | 1 | cs | TRUE
127 | LV_576-18_1_2_line_127 | NAYY 4x150 SE | 124 | 126 | 0.097343 | 0.208 | 0.08 | 261 | 0 | 0.27 | 1 | 1 | cs | TRUE
128 | LV_576-18_1_2_line_128 | NAYY 4x150 SE | 126 | 127 | 0.020555 | 0.208 | 0.08 | 261 | 0 | 0.27 | 1 | 1 | cs | TRUE
129 | LV_576-18_1_2_line_129 | NAYY 4x150 SE | 127 | 128 | 0.088523 | 0.208 | 0.08 | 261 | 0 | 0.27 | 1 | 1 | cs | TRUE
130 | LV_576-18_1_2_line_130 | NAYY 4x150 SE | 128 | 129 | 0.040604 | 0.208 | 0.08 | 261 | 0 | 0.27 | 1 | 1 | cs | TRUE
131 | LV_576-18_1_2_line_131 | NAYY 4x150 SE | 129 | 130 | 0.021286 | 0.208 | 0.08 | 261 | 0 | 0.27 | 1 | 1 | cs | TRUE
132 | LV_576-18_1_2_line_132 | NAYY 4x150 SE | 131 | 132 | 0.049139 | 0.208 | 0.08 | 261 | 0 | 0.27 | 1 | 1 | cs | TRUE
133 | LV_576-18_1_2_line_133 | NAYY 4x150 SE | 131 | 133 | 0.020012 | 0.208 | 0.08 | 261 | 0 | 0.27 | 1 | 1 | cs | TRUE
134 | LV_576-18_1_2_line_134 | NAYY 4x150 SE | 132 | 137 | 0.063578 | 0.208 | 0.08 | 261 | 0 | 0.27 | 1 | 1 | cs | TRUE
135 | LV_576-18_1_2_line_135 | NAYY 4x150 SE | 132 | 138 | 0.025518 | 0.208 | 0.08 | 261 | 0 | 0.27 | 1 | 1 | cs | TRUE
136 | LV_576-18_1_2_line_136 | NAYY 4x150 SE | 132 | 139 | 0.039459 | 0.208 | 0.08 | 261 | 0 | 0.27 | 1 | 1 | cs | TRUE
137 | LV_576-18_1_2_line_137 | NAYY 4x150 SE | 133 | 140 | 0.011242 | 0.208 | 0.08 | 261 | 0 | 0.27 | 1 | 1 | cs | TRUE
138 | LV_576-18_1_2_line_138 | NAYY 4x150 SE | 134 | 135 | 0.034969 | 0.208 | 0.08 | 261 | 0 | 0.27 | 1 | 1 | cs | TRUE
139 | LV_576-18_1_2_line_139 | NAYY 4x150 SE | 134 | 136 | 0.02427 | 0.208 | 0.08 | 261 | 0 | 0.27 | 1 | 1 | cs | TRUE
140 | LV_576-18_1_2_line_140 | NAYY 4x150 SE | 135 | 141 | 0.027993 | 0.208 | 0.08 | 261 | 0 | 0.27 | 1 | 1 | cs | TRUE
141 | LV_576-18_1_2_line_141 | NAYY 4x150 SE | 136 | 142 | 0.0036957 | 0.208 | 0.08 | 261 | 0 | 0.27 | 1 | 1 | cs | TRUE
142 | LV_576-18_1_2_line_142 | NAYY 4x150 SE | 137 | 154 | 0.021848 | 0.208 | 0.08 | 261 | 0 | 0.27 | 1 | 1 | cs | TRUE
143 | LV_576-18_1_2_line_143 | NAYY 4x150 SE | 137 | 152 | 0.059518 | 0.208 | 0.08 | 261 | 0 | 0.27 | 1 | 1 | cs | TRUE
144 | LV_576-18_1_2_line_144 | NAYY 4x150 SE | 139 | 193 | 0.084844 | 0.208 | 0.08 | 261 | 0 | 0.27 | 1 | 1 | cs | TRUE
145 | LV_576-18_1_2_line_145 | NAYY 4x150 SE | 140 | 192 | 0.096382 | 0.208 | 0.08 | 261 | 0 | 0.27 | 1 | 1 | cs | TRUE
146 | LV_576-18_1_2_line_146 | NAYY 4x150 SE | 141 | 143 | 0.0021383 | 0.208 | 0.08 | 261 | 0 | 0.27 | 1 | 1 | cs | TRUE
147 | LV_576-18_1_2_line_147 | NAYY 4x150 SE | 142 | 151 | 0.024222 | 0.208 | 0.08 | 261 | 0 | 0.27 | 1 | 1 | cs | TRUE
148 | LV_576-18_1_2_line_148 | NAYY 4x150 SE | 142 | 152 | 0.008981 | 0.208 | 0.08 | 261 | 0 | 0.27 | 1 | 1 | cs | TRUE
149 | LV_576-18_1_2_line_149 | NAYY 4x150 SE | 143 | 144 | 0.028175 | 0.208 | 0.08 | 261 | 0 | 0.27 | 1 | 1 | cs | TRUE
150 | LV_576-18_1_2_line_150 | NAYY 4x150 SE | 143 | 145 | 0.047605 | 0.208 | 0.08 | 261 | 0 | 0.27 | 1 | 1 | cs | TRUE
151 | LV_576-18_1_2_line_151 | NAYY 4x150 SE | 144 | 146 | 0.0034666 | 0.208 | 0.08 | 261 | 0 | 0.27 | 1 | 1 | cs | TRUE
152 | LV_576-18_1_2_line_152 | NAYY 4x150 SE | 145 | 147 | 0.0078853 | 0.208 | 0.08 | 261 | 0 | 0.27 | 1 | 1 | cs | TRUE
153 | LV_576-18_1_2_line_153 | NAYY 4x150 SE | 146 | 148 | 0.0541 | 0.208 | 0.08 | 261 | 0 | 0.27 | 1 | 1 | cs | TRUE
154 | LV_576-18_1_2_line_154 | NAYY 4x150 SE | 147 | 149 | 0.028974 | 0.208 | 0.08 | 261 | 0 | 0.27 | 1 | 1 | cs | TRUE
155 | LV_576-18_1_2_line_155 | NAYY 4x150 SE | 147 | 150 | 0.012302 | 0.208 | 0.08 | 261 | 0 | 0.27 | 1 | 1 | cs | TRUE
156 | LV_576-18_1_2_line_156 | NAYY 4x150 SE | 150 | 156 | 0.030587 | 0.208 | 0.08 | 261 | 0 | 0.27 | 1 | 1 | cs | TRUE
157 | LV_576-18_1_2_line_157 | NAYY 4x150 SE | 152 | 153 | 0.044942 | 0.208 | 0.08 | 261 | 0 | 0.27 | 1 | 1 | cs | TRUE
158 | LV_576-18_1_2_line_158 | NAYY 4x150 SE | 153 | 155 | 0.007865 | 0.208 | 0.08 | 261 | 0 | 0.27 | 1 | 1 | cs | TRUE
159 | LV_576-18_1_2_line_159 | NAYY 4x150 SE | 157 | 158 | 0.017362 | 0.208 | 0.08 | 261 | 0 | 0.27 | 1 | 1 | cs | TRUE
160 | LV_576-18_1_2_line_160 | NAYY 4x150 SE | 157 | 159 | 0.048263 | 0.208 | 0.08 | 261 | 0 | 0.27 | 1 | 1 | cs | TRUE
161 | LV_576-18_1_2_line_161 | NAYY 4x150 SE | 158 | 160 | 0.0036321 | 0.208 | 0.08 | 261 | 0 | 0.27 | 1 | 1 | cs | TRUE
162 | LV_576-18_1_2_line_162 | NAYY 4x150 SE | 159 | 161 | 0.029914 | 0.208 | 0.08 | 261 | 0 | 0.27 | 1 | 1 | cs | TRUE
163 | LV_576-18_1_2_line_163 | NAYY 4x150 SE | 159 | 162 | 0.034046 | 0.208 | 0.08 | 261 | 0 | 0.27 | 1 | 1 | cs | TRUE
164 | LV_576-18_1_2_line_164 | NAYY 4x150 SE | 161 | 163 | 0.040696 | 0.208 | 0.08 | 261 | 0 | 0.27 | 1 | 1 | cs | TRUE
165 | LV_576-18_1_2_line_165 | NAYY 4x150 SE | 162 | 164 | 0.0057774 | 0.208 | 0.08 | 261 | 0 | 0.27 | 1 | 1 | cs | TRUE
166 | LV_576-18_1_2_line_166 | NAYY 4x150 SE | 163 | 165 | 0.079456 | 0.208 | 0.08 | 261 | 0 | 0.27 | 1 | 1 | cs | TRUE
167 | LV_576-18_1_2_line_167 | NAYY 4x150 SE | 165 | 166 | 0.013877 | 0.208 | 0.08 | 261 | 0 | 0.27 | 1 | 1 | cs | TRUE
168 | LV_576-18_1_2_line_168 | NAYY 4x150 SE | 165 | 167 | 0.060702 | 0.208 | 0.08 | 261 | 0 | 0.27 | 1 | 1 | cs | TRUE
169 | LV_576-18_1_2_line_169 | NAYY 4x150 SE | 167 | 168 | 0.022321 | 0.208 | 0.08 | 261 | 0 | 0.27 | 1 | 1 | cs | TRUE
170 | LV_576-18_1_2_line_170 | NAYY 4x150 SE | 168 | 169 | 0.014513 | 0.208 | 0.08 | 261 | 0 | 0.27 | 1 | 1 | cs | TRUE
171 | LV_576-18_1_2_line_171 | NAYY 4x150 SE | 168 | 170 | 0.022512 | 0.208 | 0.08 | 261 | 0 | 0.27 | 1 | 1 | cs | TRUE
172 | LV_576-18_1_2_line_172 | NAYY 4x150 SE | 170 | 171 | 0.065052 | 0.208 | 0.08 | 261 | 0 | 0.27 | 1 | 1 | cs | TRUE
173 | LV_576-18_1_2_line_173 | NAYY 4x150 SE | 171 | 172 | 0.079691 | 0.208 | 0.08 | 261 | 0 | 0.27 | 1 | 1 | cs | TRUE
174 | LV_576-18_1_2_line_174 | NAYY 4x150 SE | 173 | 174 | 0.046459 | 0.208 | 0.08 | 261 | 0 | 0.27 | 1 | 1 | cs | TRUE
175 | LV_576-18_1_2_line_175 | NAYY 4x150 SE | 173 | 175 | 0.1751 | 0.208 | 0.08 | 261 | 0 | 0.27 | 1 | 1 | cs | TRUE
176 | LV_576-18_1_2_line_176 | NAYY 4x150 SE | 174 | 176 | 0.010166 | 0.208 | 0.08 | 261 | 0 | 0.27 | 1 | 1 | cs | TRUE
177 | LV_576-18_1_2_line_177 | NAYY 4x150 SE | 174 | 177 | 0.018098 | 0.208 | 0.08 | 261 | 0 | 0.27 | 1 | 1 | cs | TRUE
178 | LV_576-18_1_2_line_178 | NAYY 4x150 SE | 175 | 178 | 0.070699 | 0.208 | 0.08 | 261 | 0 | 0.27 | 1 | 1 | cs | TRUE
179 | LV_576-18_1_2_line_179 | NAYY 4x150 SE | 176 | 196 | 0.0090371 | 0.208 | 0.08 | 261 | 0 | 0.27 | 1 | 1 | cs | TRUE
180 | LV_576-18_1_2_line_180 | NAYY 4x150 SE | 177 | 197 | 0.003673 | 0.208 | 0.08 | 261 | 0 | 0.27 | 1 | 1 | cs | TRUE
181 | LV_576-18_1_2_line_181 | NAYY 4x150 SE | 178 | 179 | 0.13567 | 0.208 | 0.08 | 261 | 0 | 0.27 | 1 | 1 | cs | TRUE
182 | LV_576-18_1_2_line_182 | NAYY 4x150 SE | 179 | 180 | 0.13034 | 0.208 | 0.08 | 261 | 0 | 0.27 | 1 | 1 | cs | TRUE
183 | LV_576-18_1_2_line_183 | NAYY 4x150 SE | 179 | 181 | 0.036905 | 0.208 | 0.08 | 261 | 0 | 0.27 | 1 | 1 | cs | TRUE
184 | LV_576-18_1_2_line_184 | NAYY 4x150 SE | 180 | 182 | 0.072648 | 0.208 | 0.08 | 261 | 0 | 0.27 | 1 | 1 | cs | TRUE
185 | LV_576-18_1_2_line_185 | NAYY 4x150 SE | 180 | 183 | 0.027782 | 0.208 | 0.08 | 261 | 0 | 0.27 | 1 | 1 | cs | TRUE
186 | LV_576-18_1_2_line_186 | NAYY 4x150 SE | 182 | 184 | 0.07976 | 0.208 | 0.08 | 261 | 0 | 0.27 | 1 | 1 | cs | TRUE
187 | LV_576-18_1_2_line_187 | NAYY 4x150 SE | 182 | 185 | 0.013342 | 0.208 | 0.08 | 261 | 0 | 0.27 | 1 | 1 | cs | TRUE
188 | LV_576-18_1_2_line_188 | NAYY 4x150 SE | 183 | 186 | 0.00079248 | 0.208 | 0.08 | 261 | 0 | 0.27 | 1 | 1 | cs | TRUE
189 | LV_576-18_1_2_line_189 | NAYY 4x150 SE | 184 | 187 | 0.0127 | 0.208 | 0.08 | 261 | 0 | 0.27 | 1 | 1 | cs | TRUE
190 | LV_576-18_1_2_line_190 | NAYY 4x150 SE | 185 | 188 | 0.012311 | 0.208 | 0.08 | 261 | 0 | 0.27 | 1 | 1 | cs | TRUE
191 | LV_576-18_1_2_line_191 | NAYY 4x150 SE | 187 | 190 | 0.0055299 | 0.208 | 0.08 | 261 | 0 | 0.27 | 1 | 1 | cs | TRUE
192 | LV_576-18_1_2_line_192 | NAYY 4x150 SE | 188 | 189 | 0.082008 | 0.208 | 0.08 | 261 | 0 | 0.27 | 1 | 1 | cs | TRUE
193 | LV_576-18_1_2_line_193 | NAYY 4x150 SE | 190 | 191 | 0.048508 | 0.208 | 0.08 | 261 | 0 | 0.27 | 1 | 1 | cs | TRUE
194 | LV_576-18_1_2_line_194 | NAYY 4x150 SE | 190 | 192 | 0.062751 | 0.208 | 0.08 | 261 | 0 | 0.27 | 1 | 1 | cs | TRUE
195 | LV_576-18_1_2_line_195 | NAYY 4x150 SE | 193 | 194 | 0.04476 | 0.208 | 0.08 | 261 | 0 | 0.27 | 1 | 1 | cs | TRUE
196 | LV_576-18_1_2_line_196 | NAYY 4x150 SE | 195 | 196 | 0.049553 | 0.208 | 0.08 | 261 | 0 | 0.27 | 1 | 1 | cs | TRUE

## trafo
| name | std_type | hv_bus | lv_bus | sn_mva | vn_hv_kv | vn_lv_kv | vk_percent | vkr_percent | pfe_kw | i0_percent | shift_degree | tap_side | tap_neutral | tap_min | tap_max | tap_step_percent | tap_step_degree | tap_pos | tap_phase_shifter | parallel | df | in_service
0 | LV_576-18_1_2_trafo_135 | 0.25 MVA 20/0.4 kV | 198 | 28 | 0.25 | 20 | 0.4 | 6 | 1.44 | 0.8 | 0.32 | 150 | hv | 0 | -2 | 2 | 2.5 | 0 | 0 | FALSE | 1 | 1 | TRUE

## line_geodata
| x0 | y0 | x1 | y1 | x2 | y2 | x3 | y3 | x4 | y4 | x5 | y5 | x6 | y6 | x7 | y7 | x8 | y8 | x9 | y9 | x10 | y10 | x11 | y11 | x12 | y12 | x13 | y13 | x14 | y14 | x15 | y15 | x16 | y16 | x17 | y17 | x18 | y18
0 | 2640518.3159 | 1164293.5831 | 2640492.0854 | 1164145.5421
1 | 2640518.3159 | 1164293.5831 | 2640524.0112 | 1164291.6982 | 2640531.2173 | 1164289.5012 | 2640539.4255 | 1164289.7566 | 2640545.7121 | 1164292.178
2 | 2640518.3159 | 1164293.5831 | 2640512.946 | 1164306.2757 | 2640511.0389 | 1164314.2559 | 2640511.4316 | 1164318.4941 | 2640514.2815 | 1164320.6255 | 2640522.2768 | 1164322.925 | 2640545.0398 | 1164329.4261 | 2640564.9198 | 1164335.2965 | 2640578.6393 | 1164342.7595 | 2640588.2434 | 1164351.7734 | 2640601.1062 | 1164361.3429 | 2640605.0123 | 1164362.969
3 | 2640631.188 | 1164371.6068 | 2640658.7255 | 1164346.9911 | 2640669.2682 | 1164337.2351 | 2640678.0847 | 1164333.6693
4 | 2640631.188 | 1164371.6068 | 2640623.0487 | 1164367.9833 | 2640610.1178 | 1164365.0945 | 2640605.0123 | 1164362.969
5 | 2640633.1736 | 1164509.6029 | 2640631.188 | 1164371.6068
6 | 2640980.8231 | 1164587.5786 | 2640972.3711 | 1164591.701 | 2640960.6222 | 1164596.3901
7 | 2640980.8231 | 1164587.5786 | 2640962.5309 | 1164617.4918 | 2640956.9462 | 1164623.3902 | 2640948.7076 | 1164628.8036 | 2640934.8557 | 1164639.8262 | 2640929.2572 | 1164647.77 | 2640914.1283 | 1164667.5329 | 2640869.5177 | 1164702.8592 | 2640863.6709 | 1164705.1545
8 | 2640980.8231 | 1164587.5786 | 2641558.7257 | 1163956.7803
9 | 2640810.7689 | 1164554.5613 | 2640818.3031 | 1164562.6611 | 2640827.7084 | 1164569.2727 | 2640835.4825 | 1164573.6278 | 2640840.6234 | 1164574.4186 | 2640845.1567 | 1164572.2038 | 2640860.6055 | 1164563.9711 | 2640868.8404 | 1164561.359 | 2640878.508 | 1164559.7905 | 2640908.8893 | 1164561.8425 | 2640923.7803 | 1164561.3101 | 2640938.0662 | 1164560.807 | 2640962.0908 | 1164561.7932 | 2640981.6126 | 1164560.4921 | 2640986.751 | 1164560.5272 | 2640990.0223 | 1164562.595 | 2640991.2272 | 1164566.7053 | 2640990.9992 | 1164570.9393 | 2640980.8231 | 1164587.5786
10 | 2640863.6709 | 1164705.1545 | 2640854.2914 | 1164708.8367 | 2640848.9332 | 1164711.8686 | 2640836.334 | 1164720.0317 | 2640823.5536 | 1164726.704 | 2640819.8355 | 1164729.5469 | 2640819.6142 | 1164732.8138 | 2640823.4897 | 1164736.1196 | 2640835.3534 | 1164743.7818 | 2640850.8788 | 1164755.7601 | 2640855.3551 | 1164761.927 | 2640864.7922 | 1164783.4752
11 | 2641558.7257 | 1163956.7803 | 2641566.373 | 1163963.3817 | 2641578.0979 | 1163966.8312 | 2641589.2475 | 1163964.8739 | 2641598.9159 | 1163961.1387 | 2641600.1836 | 1163959.8106
12 | 2641558.7257 | 1163956.7803 | 2641554.2218 | 1163952.8924 | 2641527.1515 | 1163921.3553
13 | 2640810.7689 | 1164554.5613 | 2640834.6843 | 1164540.0382
14 | 2640810.7689 | 1164554.5613 | 2640801.1543 | 1164547.1812 | 2640795.2229 | 1164543.25 | 2640785.998 | 1164540.5305 | 2640759.5585 | 1164533.1253 | 2640717.4857 | 1164526.148 | 2640702.013 | 1164525.7058
15 | 2641603.0123 | 1163956.8469 | 2641604.9875 | 1163954.7774 | 2641610.3593 | 1163945.5097 | 2641610.4092 | 1163936.0719 | 2641608.565 | 1163920.3398 | 2641600.656 | 1163901.5798
16 | 2641603.0123 | 1163956.8469 | 2641600.1836 | 1163959.8106
17 | 2641512.4597 | 1163904.2393 | 2641527.1515 | 1163921.3553
18 | 2640350.8278 | 1165169.2525 | 2640341.1733 | 1165171.8372 | 2640336.0396 | 1165171.1802 | 2640327.8346 | 1165169.491 | 2640322.0041 | 1165170.6756
19 | 2640291.8811 | 1165181.2341 | 2640302.9437 | 1165175.872 | 2640317.4524 | 1165171.6003 | 2640322.0041 | 1165170.6756
20 | 2640395.2195 | 1164975.2115 | 2640350.8278 | 1165169.2525
21 | 2640291.8811 | 1165181.2341 | 2640282.772 | 1165169.3447 | 2640274.4107 | 1165160.1173 | 2640269.8336 | 1165156.3736 | 2640263.8286 | 1165152.0422
22 | 2640395.2195 | 1164975.2115 | 2640410.9477 | 1164967.7662 | 2640444.3517 | 1164957.3075 | 2640491.8643 | 1164938.4172 | 2640520.7035 | 1164922.8733
23 | 2640395.2195 | 1164975.2115 | 2640326.1778 | 1164918.3778
24 | 2640246.4765 | 1165173.8597 | 2640253.5213 | 1165164.691 | 2640263.8286 | 1165152.0422
25 | 2640336.7243 | 1164884.5734 | 2640335.3147 | 1164892.2085 | 2640337.9493 | 1164896.7285 | 2640342.8339 | 1164903.7315 | 2640341.2931 | 1164908.5348 | 2640336.3397 | 1164911.7811 | 2640326.8508 | 1164917.6538 | 2640326.1778 | 1164918.3778
26 | 2641153.5797 | 1165082.7365 | 2641158.3821 | 1165083.6036 | 2641166.7396 | 1165085.1121
27 | 2641132.4094 | 1165080.0242 | 2641141.1281 | 1165080.484 | 2641149.6786 | 1165082.0322 | 2641153.5797 | 1165082.7365
28 | 2641166.7396 | 1165085.1121 | 2641173.2516 | 1165086.2875
29 | 2641132.4094 | 1165080.0242 | 2641124.1807 | 1165080.6794 | 2641117.6676 | 1165082.4247
30 | 2641132.4094 | 1165080.0242 | 2641121.7301 | 1165059.4405 | 2641113.007 | 1165043.9284 | 2641111.0561 | 1165041.436 | 2641108.196 | 1165039.7489 | 2641105.537 | 1165038.7546
31 | 2641207.9748 | 1165092.5548 | 2641173.2516 | 1165086.2875
32 | 2641117.6676 | 1165082.4247 | 2641118.7955 | 1165089.9363 | 2641118.6024 | 1165091.2912 | 2641118.3495 | 1165093.5684 | 2641118.2104 | 1165094.8793 | 2641117.8263 | 1165098.4118 | 2641115.2348 | 1165107.8546 | 2641100.2507 | 1165127.7959 | 2641094.14 | 1165144.6185
33 | 2641117.6676 | 1165082.4247 | 2641112.9189 | 1165083.6929 | 2641104.9497 | 1165086.3246
34 | 2641067.7984 | 1165024.643 | 2641105.537 | 1165038.7546
35 | 2641207.9748 | 1165092.5548 | 2641215.1687 | 1165093.8532 | 2641226.2357 | 1165095.8633
36 | 2641094.14 | 1165144.6185 | 2641105.683 | 1165147.4988 | 2641123.2279 | 1165150.8278
37 | 2641094.14 | 1165144.6185 | 2641087.5047 | 1165142.9612
38 | 2641104.9497 | 1165086.3246 | 2641085.1822 | 1165092.8526 | 2641082.0466 | 1165093.3302
39 | 2641067.7984 | 1165024.643 | 2641070.8618 | 1165014.503 | 2641072.8433 | 1165011.3927 | 2641076.4681 | 1165008.7494 | 2641081.2903 | 1165006.8147 | 2641088.2827 | 1165005.5507 | 2641099.3015 | 1165005.6148 | 2641109.8921 | 1165004.3862
40 | 2641015.4092 | 1164996.0041 | 2641015.5155 | 1164998.3949 | 2641016.4681 | 1165001.3029 | 2641018.5367 | 1165004.5298 | 2641021.2463 | 1165006.9384 | 2641024.8705 | 1165008.8641 | 2641050.7969 | 1165018.168 | 2641067.7984 | 1165024.643
41 | 2641124.2816 | 1165151.0277 | 2641123.2279 | 1165150.8278
42 | 2641087.5047 | 1165142.9612 | 2641059.278 | 1165143.6891
43 | 2640915.5029 | 1165119.4658 | 2640934.3907 | 1165118.805 | 2640949.2695 | 1165114.2483 | 2640960.8166 | 1165107.5457 | 2640978.9357 | 1165094.9514 | 2640989.0618 | 1165090.04 | 2640999.5638 | 1165088.3774 | 2641011.0059 | 1165089.2336 | 2641042.4938 | 1165094.7956 | 2641064.9224 | 1165095.9381 | 2641082.0466 | 1165093.3302
44 | 2641131.3343 | 1164999.4044 | 2641110.6131 | 1165004.3025 | 2641109.8921 | 1165004.3862
45 | 2641015.4092 | 1164996.0041 | 2641016.5741 | 1164993.633 | 2641018.7475 | 1164990.4573 | 2641047.4405 | 1164969.153 | 2641054.2381 | 1164966.1311 | 2641059.5843 | 1164965.9564 | 2641068.4009 | 1164966.6947 | 2641075.3927 | 1164965.5196 | 2641117.8626 | 1164943.0202 | 2641123.6458 | 1164937.179 | 2641130.0721 | 1164928.007 | 2641130.3332 | 1164927.7698
46 | 2640496.3646 | 1164541.8529 | 2640520.6486 | 1164535.0462 | 2640512.9286 | 1164521.4872 | 2640521.9957 | 1164519.236 | 2640535.5501 | 1164519.3273 | 2640547.6863 | 1164517.3636 | 2640566.1489 | 1164520.9677 | 2640586.9064 | 1164519.2623 | 2640603.3465 | 1164516.1605 | 2640624.1166 | 1164512.6099 | 2640633.1736 | 1164509.6029
47 | 2640633.1736 | 1164509.6029 | 2640639.5256 | 1164512.5139 | 2640648.7435 | 1164517.4232 | 2640659.3711 | 1164524.5209 | 2640666.1261 | 1164527.846 | 2640673.1181 | 1164527.8266 | 2640678.8708 | 1164526.4981 | 2640688.9415 | 1164525.3323 | 2640702.013 | 1164525.7058
48 | 2640129.7401 | 1164489.8144 | 2640132.7922 | 1164489.2011 | 2640210.6958 | 1164470.2669 | 2640214.2471 | 1164468.2896 | 2640215.1035 | 1164466.1942 | 2640214.7889 | 1164465.1664
49 | 2640208.1856 | 1164462.7137 | 2640211.8856 | 1164462.9822 | 2640214.3841 | 1164463.8438 | 2640214.7889 | 1164465.1664
50 | 2640129.7401 | 1164489.8144 | 2640122.1233 | 1164485.906 | 2640113.9502 | 1164485.0289 | 2640089.6158 | 1164476.4511 | 2640078.5926 | 1164474.6101 | 2640044.1266 | 1164472.8909 | 2640033.6489 | 1164470.7756 | 2640002.643 | 1164461.1978 | 2639998.5754 | 1164457.9135 | 2639993.5613 | 1164452.9888 | 2639987.7247 | 1164449.6927 | 2639957.5679 | 1164435.6296 | 2639932.1886 | 1164419.4305
51 | 2640002.4489 | 1164496.148 | 2640005.8001 | 1164497.76 | 2640017.3359 | 1164505.4406 | 2640025.2198 | 1164508.3501 | 2640038.4165 | 1164511.5618 | 2640056.779 | 1164512.9959 | 2640055.3811 | 1164510.1629 | 2640055.6478 | 1164508.0636 | 2640058.068 | 1164505.734 | 2640067.7482 | 1164502.2411 | 2640129.7401 | 1164489.8144
52 | 2640088.4498 | 1164418.7373 | 2640100.0339 | 1164424.338 | 2640110.9915 | 1164430.2919 | 2640119.6808 | 1164437.6092 | 2640126.4478 | 1164444.947 | 2640130.2375 | 1164449.708 | 2640133.8988 | 1164453.0564 | 2640137.2953 | 1164454.7688 | 2640178.9786 | 1164460.5945 | 2640208.1856 | 1164462.7137
53 | 2640002.4489 | 1164496.148 | 2639998.0594 | 1164494.0399 | 2639986.7659 | 1164491.3857 | 2639968.8627 | 1164488.5707
54 | 2639988.447 | 1164667.5338 | 2640002.4489 | 1164496.148
55 | 2639931.0511 | 1164659.0107 | 2639936.8089 | 1164660.1303 | 2639951.7582 | 1164660.0072 | 2639971.8105 | 1164662.9085 | 2639986.941 | 1164666.6332 | 2639988.447 | 1164667.5338
56 | 2639988.447 | 1164667.5338 | 2640118.3097 | 1164577.7205
57 | 2640107.1304 | 1164749.7539 | 2640097.1331 | 1164744.5735 | 2640087.804 | 1164736.7962 | 2640069.4874 | 1164720.5324 | 2640057.6972 | 1164712.0384 | 2640040.7473 | 1164703.2655 | 2640025.6767 | 1164692.871 | 2640000.9835 | 1164675.0309 | 2639988.447 | 1164667.5338
58 | 2640200.2876 | 1164572.328 | 2640179.4058 | 1164578.9253 | 2640170.9974 | 1164582.3376 | 2640160.7001 | 1164583.0581 | 2640147.2636 | 1164581.3898 | 2640130.1816 | 1164578.5967 | 2640118.3097 | 1164577.7205
59 | 2640200.2876 | 1164572.328 | 2640204.7485 | 1164574.0476 | 2640234.8154 | 1164584.1871 | 2640258.1138 | 1164590.6796 | 2640267.0341 | 1164594.319 | 2640280.5656 | 1164601.2465 | 2640296.858 | 1164608.2543
60 | 2640296.858 | 1164608.2543 | 2640298.4187 | 1164608.9255 | 2640303.0069 | 1164612.2024 | 2640305.1531 | 1164615.3406 | 2640306.5716 | 1164620.906
61 | 2640306.5716 | 1164620.906 | 2640307.2648 | 1164623.6257 | 2640308.6531 | 1164631.3057 | 2640310.3362 | 1164636.1195 | 2640312.978 | 1164639.5834 | 2640319.3108 | 1164644.2171 | 2640323.8426 | 1164648.4415
62 | 2640088.4498 | 1164418.7373 | 2640067.7432 | 1164408.726 | 2640054.7563 | 1164405.0265 | 2640042.6772 | 1164400.7105 | 2640018.5473 | 1164389.216
63 | 2640367.6269 | 1164794.892 | 2640365.8457 | 1164794.4746
64 | 2640459.8476 | 1164816.6276 | 2640456.9235 | 1164816.4522 | 2640449.7395 | 1164814.314 | 2640441.2416 | 1164810.566 | 2640434.5251 | 1164808.3753 | 2640415.8604 | 1164804.1922 | 2640393.4372 | 1164800.9399 | 2640367.6269 | 1164794.892
65 | 2640365.8457 | 1164794.4746 | 2640336.7243 | 1164884.5734
66 | 2640365.8457 | 1164794.4746 | 2640323.8426 | 1164648.4415
67 | 2640459.8476 | 1164816.6276 | 2640471.8805 | 1164817.3978 | 2640493.4813 | 1164822.2234 | 2640509.4313 | 1164828.0893 | 2640533.2201 | 1164837.7768 | 2640545.5079 | 1164846.175 | 2640555.2828 | 1164855.8681 | 2640560.3516 | 1164860.5047 | 2640590.3271 | 1164881.6067
68 | 2640459.8476 | 1164816.6276 | 2640461.3989 | 1164812.5581 | 2640464.6787 | 1164811.0794 | 2640468.3552 | 1164810.9707 | 2640471.7564 | 1164811.9385 | 2640475.1649 | 1164811.8281 | 2640479.5339 | 1164810.0899 | 2640488.0279 | 1164804.1773 | 2640499.2643 | 1164794.7369 | 2640503.2201 | 1164794.0854 | 2640503.4655 | 1164794.0961
69 | 2640590.3271 | 1164881.6067 | 2640607.8585 | 1164892.5306 | 2640642.0514 | 1164912.7608 | 2640679.4252 | 1164932.5125
70 | 2640593.3414 | 1164875.2237 | 2640591.2326 | 1164876.7992 | 2640590.4196 | 1164878.1166 | 2640590.3271 | 1164881.6067
71 | 2640503.4655 | 1164794.0961 | 2640507.1704 | 1164794.2565 | 2640512.876 | 1164796.4628 | 2640519.0078 | 1164796.782 | 2640537.0035 | 1164795.6804 | 2640546.4124 | 1164794.9212 | 2640549.8224 | 1164793.4545 | 2640555.2847 | 1164791.9906 | 2640582.4149 | 1164788.8051 | 2640621.4351 | 1164786.6611
72 | 2640081.9496 | 1164797.1107 | 2640095.2023 | 1164795.2758 | 2640102.0498 | 1164792.7645 | 2640109.9537 | 1164792.606 | 2640122.759 | 1164793.5474 | 2640129.6023 | 1164791.681 | 2640167.0932 | 1164773.6218 | 2640178.4337 | 1164770.2958 | 2640197.7659 | 1164768.6018
73 | 2640197.7659 | 1164768.6018 | 2640192.6016 | 1164766.733 | 2640183.3463 | 1164765.137 | 2640157.4861 | 1164763.9193 | 2640130.8769 | 1164765.8358
74 | 2640081.9496 | 1164797.1107 | 2640098.0398 | 1164966.145
75 | 2640107.1304 | 1164749.7539 | 2640108.2053 | 1164751.6398 | 2640113.9712 | 1164757.4479 | 2640120.5173 | 1164763.3946 | 2640124.5568 | 1164765.1225 | 2640129.3758 | 1164765.9439 | 2640130.8769 | 1164765.8358
76 | 2640679.4252 | 1164932.5125 | 2640686.0264 | 1164934.725 | 2640688.8715 | 1164935.2696
77 | 2640688.692 | 1164786.3438 | 2640680.0206 | 1164784.4842 | 2640671.663 | 1164783.7718 | 2640623.3154 | 1164786.5577 | 2640621.4351 | 1164786.6611
78 | 2640688.692 | 1164786.3438 | 2640692.0893 | 1164757.3373
79 | 2640688.692 | 1164786.3438 | 2640694.3577 | 1164789.9062 | 2640701.149 | 1164796.8779 | 2640708.6373 | 1164804.955 | 2640717.2291 | 1164809.5155 | 2640733.2375 | 1164811.2581 | 2640795.8458 | 1164817.2186 | 2640836.2634 | 1164824.0408 | 2640849.8662 | 1164825.9341
80 | 2639931.0511 | 1164659.0107 | 2639940.5955 | 1164550.0428
81 | 2640845.0218 | 1164863.8209 | 2640847.9114 | 1164861.1836 | 2640849.3816 | 1164856.6801 | 2640849.2138 | 1164850.9538 | 2640846.6519 | 1164835.7841 | 2640846.883 | 1164831.0721 | 2640849.8662 | 1164825.9341
82 | 2640883.1695 | 1164810.241 | 2640873.8776 | 1164818.56 | 2640866.2493 | 1164823.2217 | 2640857.4742 | 1164825.3744 | 2640849.8662 | 1164825.9341
83 | 2640883.1695 | 1164810.241 | 2640880.1162 | 1164806.5295 | 2640865.0678 | 1164784.1045 | 2640864.7922 | 1164783.4752
84 | 2640883.1695 | 1164810.241 | 2640887.8859 | 1164809.2281
85 | 2640887.8859 | 1164809.2281 | 2640884.0954 | 1164795.6953 | 2640878.1976 | 1164786.8618
86 | 2640887.8859 | 1164809.2281 | 2640896.6281 | 1164807.431 | 2640908.0907 | 1164803.8709
87 | 2640917.5371 | 1164800.937 | 2640908.0907 | 1164803.8709
88 | 2640917.5371 | 1164800.937 | 2640930.7086 | 1164796.8461 | 2640943.2627 | 1164795.5201
89 | 2641102.2965 | 1164815.003 | 2641090.3835 | 1164815.7442 | 2641047.0674 | 1164811.7576 | 2641032.2822 | 1164811.4566 | 2641014.2384 | 1164807.2425 | 2640997.8083 | 1164806.7192 | 2640988.9869 | 1164804.4023 | 2640968.7145 | 1164796.8381 | 2640958.0581 | 1164794.0975 | 2640949.001 | 1164794.914 | 2640943.2627 | 1164795.5201
90 | 2641102.2965 | 1164815.003 | 2641108.9295 | 1164808.0891 | 2641115.1365 | 1164800.7611 | 2641124.2913 | 1164794.6315 | 2641132.2619 | 1164790.3282
91 | 2641102.2965 | 1164815.003 | 2641120.4066 | 1164810.6244 | 2641141.5762 | 1164807.901 | 2641164.1857 | 1164807.3776 | 2641167.5184 | 1164808.9517
92 | 2641174.0019 | 1164812.0139 | 2641167.5184 | 1164808.9517
93 | 2641174.0019 | 1164812.0139 | 2641180.1406 | 1164816.914 | 2641207.9352 | 1164836.4033 | 2641212.6128 | 1164842.1716 | 2641217.5004 | 1164854.8156
94 | 2641173.161 | 1164905.7568 | 2641215.64 | 1164882.0575 | 2641221.0081 | 1164877.592 | 2641222.8861 | 1164871.724 | 2641221.8979 | 1164866.1921 | 2641217.5004 | 1164854.8156
95 | 2641174.0019 | 1164812.0139 | 2641172.6387 | 1164801.966 | 2641169.0164 | 1164791.9137 | 2641161.6852 | 1164782.2363 | 2641150.6657 | 1164772.1335
96 | 2641173.161 | 1164905.7568 | 2641170.4771 | 1164907.2548
97 | 2641133.7477 | 1164873.1592 | 2641140.5488 | 1164879.7202 | 2641149.1423 | 1164885.104 | 2641160.8056 | 1164891.7316 | 2641173.161 | 1164905.7568
98 | 2641150.6657 | 1164772.1335 | 2641147.0218 | 1164764.1155 | 2641146.0629 | 1164754.2816 | 2641147.984 | 1164743.2446 | 2641155.0419 | 1164732.4428 | 2641163.3494 | 1164725.1779
99 | 2641170.4771 | 1164907.2548 | 2641160.7848 | 1164912.6646 | 2641155.8554 | 1164914.5014
100 | 2641155.8554 | 1164914.5014 | 2641153.7832 | 1164915.2736 | 2641148.0941 | 1164916.6215
101 | 2641130.3332 | 1164927.7698 | 2641135.6586 | 1164922.9314 | 2641144.5253 | 1164917.467 | 2641148.0941 | 1164916.6215
102 | 2641317.1005 | 1164918.4056 | 2641306.7291 | 1164927.7392 | 2641299.4557 | 1164945.3873 | 2641280.5541 | 1164968.0472 | 2641269.5498 | 1164974.7863 | 2641250.5907 | 1164980.2036 | 2641138.6315 | 1164997.6795 | 2641131.3343 | 1164999.4044
103 | 2640915.5029 | 1165119.4658 | 2640912.8512 | 1165128.8082 | 2640911.1867 | 1165131.4649 | 2640905.8373 | 1165133.2628 | 2640895.1514 | 1165133.8127 | 2640890.2022 | 1165136.436 | 2640886.3438 | 1165140.8009 | 2640876.3001 | 1165147.7042
104 | 2640876.1578 | 1165147.802 | 2640876.3001 | 1165147.7042
105 | 2641058.7207 | 1165403.111 | 2641067.1144 | 1165407.3705 | 2641074.0736 | 1165410.8976 | 2641083.8483 | 1165412.5096 | 2641094.1899 | 1165411.8466 | 2641102.544 | 1165411.8147 | 2641108.0972 | 1165410.4186 | 2641112.5105 | 1165406.6579 | 2641118.4251 | 1165401.6846 | 2641127.7546 | 1165398.9803 | 2641135.4928 | 1165398.3218 | 2641140.8623 | 1165394.6788
106 | 2641143.8023 | 1165384.6604 | 2641140.8623 | 1165394.6788
107 | 2641058.7207 | 1165403.111 | 2641056.9833 | 1165397.3962 | 2641046.3121 | 1165380.1588 | 2641046.3121 | 1165380.1588
108 | 2641058.7207 | 1165403.111 | 2641082.3758 | 1165545.611
109 | 2641046.3121 | 1165380.1588 | 2641037.9519 | 1165367.6286 | 2641027.3202 | 1165351.3143 | 2641020.0867 | 1165341.6956
110 | 2641215.8064 | 1165582.8785 | 2641202.6652 | 1165583.1886 | 2641187.4866 | 1165580.2276 | 2641173.1721 | 1165570.7136 | 2641146.8165 | 1165550.6673 | 2641127.3706 | 1165541.3295 | 2641110.7568 | 1165537.7252 | 2641094.3279 | 1165540.6811 | 2641082.3758 | 1165545.611
111 | 2641215.8064 | 1165582.8785 | 2641228.4628 | 1165585.1775 | 2641238.3254 | 1165590.6702
112 | 2641215.8064 | 1165582.8785 | 2641202.6329 | 1165587.902 | 2641190.9268 | 1165593.3024 | 2641184.0242 | 1165593.8554 | 2641177.1477 | 1165590.5956 | 2641169.9793 | 1165587.4782 | 2641157.6552 | 1165586.9825
113 | 2641238.3254 | 1165590.6702 | 2641247.3765 | 1165591.6883 | 2641254.7622 | 1165592.1503 | 2641260.1219 | 1165589.9303 | 2641266.4909 | 1165581.2139 | 2641276.2516 | 1165573.6658 | 2641293.9217 | 1165565.0271 | 2641302.4422 | 1165557.4705 | 2641305.111 | 1165550.1628 | 2641302.7455 | 1165535.6057
114 | 2641238.3254 | 1165590.6702 | 2641247.3343 | 1165597.8357
115 | 2641247.3343 | 1165597.8357 | 2641615.2228 | 1165987.088
116 | 2641012.2953 | 1165331.3348 | 2641020.0867 | 1165341.6956
117 | 2641012.2953 | 1165331.3348 | 2641001.0933 | 1165330.1468 | 2640990.131 | 1165327.525
118 | 2640972.2364 | 1165249.9085 | 2640975.1565 | 1165261.8902 | 2640989.6125 | 1165288.9805 | 2640994.7805 | 1165300.3105 | 2641001.0705 | 1165314.394 | 2641012.2953 | 1165331.3348
119 | 2640954.6471 | 1165324.2051 | 2640984.8254 | 1165326.2561 | 2640990.131 | 1165327.525
120 | 2640972.2364 | 1165249.9085 | 2640982.6568 | 1165252.3363
121 | 2640970.2084 | 1165238.4999 | 2640972.2364 | 1165249.9085
122 | 2640970.2084 | 1165238.4999 | 2640966.3694 | 1165242.2757 | 2640964.8281 | 1165247.0899
123 | 2640970.2084 | 1165238.4999 | 2640967.6326 | 1165225.4422 | 2640967.6697 | 1165220.0011
124 | 2640967.6697 | 1165220.0011 | 2640967.705 | 1165214.8261 | 2640968.4511 | 1165203.5128
125 | 2641030.0144 | 1165152.8296 | 2641027.6181 | 1165160.6173 | 2641023.0091 | 1165164.9992 | 2641011.822 | 1165171.682 | 2640984.931 | 1165179.3027 | 2640975.6185 | 1165183.9639 | 2640970.0499 | 1165190.9519 | 2640968.5162 | 1165202.5252 | 2640968.4511 | 1165203.5128
126 | 2641030.0144 | 1165152.8296 | 2641054.7864 | 1165143.805 | 2641059.278 | 1165143.6891
127 | 2641030.0144 | 1165152.8296 | 2640958.7984 | 1165141.9053 | 2640947.7125 | 1165142.7303 | 2640935.327 | 1165149.6306
128 | 2640935.327 | 1165149.6306 | 2640931.5477 | 1165151.7361 | 2640917.1736 | 1165159.2692
129 | 2640834.583 | 1165189.9416 | 2640888.0749 | 1165174.5191 | 2640917.1736 | 1165159.2692
130 | 2640834.583 | 1165189.9416 | 2640834.8326 | 1165194.9125 | 2640831.87 | 1165197.0491 | 2640824.3203 | 1165200.3662 | 2640819.7624 | 1165206.2717 | 2640814.6893 | 1165216.9984 | 2640811.97 | 1165220.4599
131 | 2640811.97 | 1165220.4599 | 2640807.0966 | 1165226.6631 | 2640801.8166 | 1165238.9761
132 | 2641403.8284 | 1165170.2549 | 2641415.5878 | 1165155.0168 | 2641424.9397 | 1165145.8097 | 2641431.9495 | 1165135.3303 | 2641434.2861 | 1165131.8334
133 | 2641434.2861 | 1165131.8334 | 2641454.23 | 1165133.4843
134 | 2641403.8284 | 1165170.2549 | 2641395.8274 | 1165181.2389 | 2641386.0344 | 1165185.5737 | 2641375.5537 | 1165186.3576 | 2641346.9842 | 1165181.8811
135 | 2641384.8522 | 1165153.7379 | 2641393.2397 | 1165158.9094 | 2641400.7994 | 1165165.3092 | 2641403.8284 | 1165170.2549
136 | 2641403.8284 | 1165170.2549 | 2641408.5297 | 1165176.9685 | 2641413.9521 | 1165179.0513 | 2641422.6319 | 1165178.4774 | 2641439.1043 | 1165181.5434
137 | 2641454.23 | 1165133.4843 | 2641465.4339 | 1165134.4118
138 | 2641253.6316 | 1165178.7832 | 2641220.9727 | 1165166.283
139 | 2641253.6316 | 1165178.7832 | 2641276.313 | 1165187.4192
140 | 2641193.4063 | 1165161.789 | 2641218.4082 | 1165165.3014 | 2641220.9727 | 1165166.283
141 | 2641279.7668 | 1165188.7343 | 2641276.313 | 1165187.4192
142 | 2641344.8745 | 1165203.6224 | 2641346.9842 | 1165181.8811
143 | 2641346.9842 | 1165181.8811 | 2641331.7013 | 1165179.486 | 2641320.5907 | 1165179.443 | 2641288.7729 | 1165188.5738
144 | 2641508.2811 | 1165218.0677 | 2641508.0778 | 1165214.3627 | 2641503.2741 | 1165203.6463 | 2641491.8411 | 1165193.74 | 2641477.7096 | 1165188.7289 | 2641439.1043 | 1165181.5434
145 | 2641561.5526 | 1165141.5016 | 2641498.8933 | 1165137.1815 | 2641465.4339 | 1165134.4118
146 | 2641191.2888 | 1165161.4915 | 2641193.4063 | 1165161.789
147 | 2641279.7668 | 1165188.7343 | 2641272.1125 | 1165211.7159
148 | 2641279.7668 | 1165188.7343 | 2641288.7729 | 1165188.5738
149 | 2641191.2888 | 1165161.4915 | 2641188.1095 | 1165172.8979 | 2641184.8489 | 1165179.3901 | 2641181.5245 | 1165187.8279
150 | 2641191.2888 | 1165161.4915 | 2641144.2023 | 1165154.4837
151 | 2641181.5245 | 1165187.8279 | 2641180.6642 | 1165190.0114 | 2641180.45 | 1165191.1105
152 | 2641136.4029 | 1165153.3229 | 2641144.2023 | 1165154.4837
153 | 2641199.0098 | 1165240.5077 | 2641187.2415 | 1165219.1271 | 2641180.6406 | 1165204.6411 | 2641179.2515 | 1165197.261 | 2641180.45 | 1165191.1105
154 | 2641136.4029 | 1165153.3229 | 2641136.9948 | 1165159.708 | 2641143.9617 | 1165181.1668
155 | 2641136.4029 | 1165153.3229 | 2641124.2816 | 1165151.0277
156 | 2641124.2816 | 1165151.0277 | 2641122.0261 | 1165156.1261 | 2641115.3566 | 1165159.4711 | 2641106.0923 | 1165162.6762 | 2641098.2925 | 1165162.2226
157 | 2641288.7729 | 1165188.5738 | 2641293.3764 | 1165225.1688 | 2641293.5864 | 1165232.5074 | 2641293.2511 | 1165233.1417
158 | 2641289.5754 | 1165240.0949 | 2641293.2511 | 1165233.1417
159 | 2641317.1005 | 1164918.4056 | 2641315.1418 | 1164901.1541
160 | 2641317.1005 | 1164918.4056 | 2641323.875 | 1164918.7856 | 2641336.5973 | 1164919.4734 | 2641364.5243 | 1164926.2466
161 | 2641314.7321 | 1164897.5451 | 2641315.1418 | 1164901.1541
162 | 2641392.781 | 1164936.2906 | 2641377.7106 | 1164930.7396 | 2641364.5243 | 1164926.2466
163 | 2641364.5243 | 1164926.2466 | 2641369.4811 | 1164918.132 | 2641368.8568 | 1164912.0356 | 2641364.7927 | 1164905.0485 | 2641362.4147 | 1164900.074 | 2641363.0574 | 1164895.3046
164 | 2641392.781 | 1164936.2906 | 2641407.4747 | 1164939.8379 | 2641433.0434 | 1164940.6207
165 | 2641363.829 | 1164889.5789 | 2641363.0574 | 1164895.3046
166 | 2641512.4622 | 1164943.0519 | 2641433.0434 | 1164940.6207
167 | 2641512.4622 | 1164943.0519 | 2641513.3389 | 1164929.2063
168 | 2641512.4622 | 1164943.0519 | 2641573.1593 | 1164942.3171
169 | 2641595.4784 | 1164942.0469 | 2641573.1593 | 1164942.3171
170 | 2641595.4784 | 1164942.0469 | 2641598.8824 | 1164927.9389
171 | 2641595.4784 | 1164942.0469 | 2641617.7338 | 1164938.6587
172 | 2641682.2333 | 1164930.3644 | 2641653.1709 | 1164933.2637 | 2641617.7338 | 1164938.6587
173 | 2641682.2333 | 1164930.3644 | 2641687.8689 | 1164929.8022 | 2641698.7457 | 1164927.1762 | 2641713.1388 | 1164925.4639 | 2641730.2481 | 1164927.3725 | 2641750.9704 | 1164928.3945 | 2641761.2368 | 1164929.9319
174 | 2642063.3441 | 1164934.8624 | 2642067.7724 | 1164940.0294 | 2642079.7575 | 1164945.3826 | 2642103.6799 | 1164956.8473
175 | 2642130.0083 | 1165129.9526 | 2642103.6799 | 1164956.8473
176 | 2642063.3441 | 1164934.8624 | 2642059.688 | 1164927.6775 | 2642059.4336 | 1164925.5888
177 | 2642063.3441 | 1164934.8624 | 2642052.028 | 1164937.8626 | 2642045.6374 | 1164937.9521
178 | 2642060.1539 | 1165140.6367 | 2642081.5084 | 1165138.362 | 2642130.0083 | 1165129.9526
179 | 2642058.341 | 1164916.6179 | 2642059.4336 | 1164925.5888
180 | 2642041.9648 | 1164938.0035 | 2642045.6374 | 1164937.9521
181 | 2641924.8909 | 1165150.4527 | 2642005.8043 | 1165146.4261 | 2642060.1539 | 1165140.6367
182 | 2641924.8909 | 1165150.4527 | 2641823.1708 | 1165156.9037 | 2641794.3817 | 1165157.6152
183 | 2641922.4291 | 1165113.6386 | 2641924.8909 | 1165150.4527
184 | 2641721.8744 | 1165153.0985 | 2641742.3568 | 1165154.3745 | 2641794.3817 | 1165157.6152
185 | 2641794.3817 | 1165157.6152 | 2641795.6091 | 1165163.9047 | 2641802.8693 | 1165175.8725 | 2641804.1532 | 1165183.1363
186 | 2641721.8744 | 1165153.0985 | 2641642.3346 | 1165147.1724
187 | 2641721.8744 | 1165153.0985 | 2641721.8279 | 1165139.7565
188 | 2641804.2911 | 1165183.9167 | 2641804.1532 | 1165183.1363
189 | 2641642.3346 | 1165147.1724 | 2641629.6696 | 1165146.2287
190 | 2641729.4814 | 1165131.9723 | 2641721.8155 | 1165136.2004 | 2641721.8279 | 1165139.7565
191 | 2641624.155 | 1165145.8179 | 2641629.6696 | 1165146.2287
192 | 2641810.4479 | 1165120.0294 | 2641731.7085 | 1165130.7439 | 2641729.4814 | 1165131.9723
193 | 2641622.2115 | 1165194.2741 | 2641624.155 | 1165145.8179
194 | 2641624.155 | 1165145.8179 | 2641561.5526 | 1165141.5016
195 | 2641508.2811 | 1165218.0677 | 2641508.6288 | 1165224.4051 | 2641507.7784 | 1165228.9016 | 2641493.733 | 1165240.2662 | 2641492.2723 | 1165243.3355 | 2641492.448 | 1165247.839 | 2641492.6842 | 1165255.6995
196 | 2642016.1982 | 1164891.755 | 2642036.5324 | 1164899.0119 | 2642047.1486 | 1164908.5022 | 2642058.341 | 1164916.6179

## bus_geodata
| x | y | coords
0 | 2640492.0854 | 1164145.5421
1 | 2640518.3159 | 1164293.5831
2 | 2640678.0847 | 1164333.6693
3 | 2640631.188 | 1164371.6068
4 | 2640980.8231 | 1164587.5786
5 | 2640960.6222 | 1164596.3901
6 | 2640863.6709 | 1164705.1545
7 | 2641558.7257 | 1163956.7803
8 | 2640810.7689 | 1164554.5613
9 | 2641600.656 | 1163901.5798
10 | 2641603.0123 | 1163956.8469
11 | 2641512.4597 | 1163904.2393
12 | 2641527.1515 | 1163921.3553
13 | 2641600.1836 | 1163959.8106
14 | 2640322.0041 | 1165170.6756
15 | 2640350.8278 | 1165169.2525
16 | 2640291.8811 | 1165181.2341
17 | 2640395.2195 | 1164975.2115
18 | 2640263.8286 | 1165152.0422
19 | 2640520.7035 | 1164922.8733
20 | 2640326.1778 | 1164918.3778
21 | 2640246.4765 | 1165173.8597
22 | 2641153.5797 | 1165082.7365
23 | 2641166.7396 | 1165085.1121
24 | 2641132.4094 | 1165080.0242
25 | 2641173.2516 | 1165086.2875
26 | 2641117.6676 | 1165082.4247
27 | 2641105.537 | 1165038.7546
28 | 2641207.9748 | 1165092.5548
29 | 2641094.14 | 1165144.6185
30 | 2641104.9497 | 1165086.3246
31 | 2641067.7984 | 1165024.643
32 | 2641226.2357 | 1165095.8633
33 | 2641123.2279 | 1165150.8278
34 | 2641087.5047 | 1165142.9612
35 | 2641082.0466 | 1165093.3302
36 | 2641109.8921 | 1165004.3862
37 | 2641015.4092 | 1164996.0041
38 | 2640545.7121 | 1164292.178
39 | 2640605.0123 | 1164362.969
40 | 2640633.1736 | 1164509.6029
41 | 2640496.3646 | 1164541.8529
42 | 2640702.013 | 1164525.7058
43 | 2640214.7889 | 1164465.1664
44 | 2640129.7401 | 1164489.8144
45 | 2640208.1856 | 1164462.7137
46 | 2639968.8627 | 1164488.5707
47 | 2640002.4489 | 1164496.148
48 | 2639988.447 | 1164667.5338
49 | 2639932.1886 | 1164419.4305
50 | 2640200.2876 | 1164572.328
51 | 2640118.3097 | 1164577.7205
52 | 2640296.8581 | 1164608.2543
53 | 2640306.5716 | 1164620.906
54 | 2640088.4498 | 1164418.7373
55 | 2640018.5473 | 1164389.216
56 | 2640367.6269 | 1164794.892
57 | 2640365.8457 | 1164794.4746
58 | 2640459.8476 | 1164816.6276
59 | 2640336.7243 | 1164884.5734
60 | 2640323.8426 | 1164648.4415
61 | 2640590.3271 | 1164881.6067
62 | 2640503.4655 | 1164794.0961
63 | 2640197.7659 | 1164768.6018
64 | 2640081.9496 | 1164797.1107
65 | 2640130.8769 | 1164765.8358
66 | 2640679.4252 | 1164932.5125
67 | 2640593.3414 | 1164875.2237
68 | 2640621.4351 | 1164786.6611
69 | 2640098.0398 | 1164966.145
70 | 2640107.1304 | 1164749.7539
71 | 2640688.8715 | 1164935.2696
72 | 2640688.692 | 1164786.3438
73 | 2639931.0511 | 1164659.0107
74 | 2639940.5955 | 1164550.0428
75 | 2640692.0893 | 1164757.3373
76 | 2640849.8662 | 1164825.9341
77 | 2640845.0218 | 1164863.8209
78 | 2640883.1695 | 1164810.241
79 | 2640834.6843 | 1164540.0382
80 | 2640864.7922 | 1164783.4752
81 | 2640887.8859 | 1164809.2281
82 | 2640908.0907 | 1164803.8709
83 | 2640917.5371 | 1164800.937
84 | 2640943.2627 | 1164795.5201
85 | 2640878.1976 | 1164786.8618
86 | 2641102.2965 | 1164815.003
87 | 2641132.2619 | 1164790.3282
88 | 2641167.5184 | 1164808.9517
89 | 2641217.5004 | 1164854.8156
90 | 2641174.0019 | 1164812.0139
91 | 2641173.161 | 1164905.7568
92 | 2641150.6657 | 1164772.1335
93 | 2641170.4771 | 1164907.2549
94 | 2641133.7477 | 1164873.1592
95 | 2641163.3494 | 1164725.1779
96 | 2641155.8554 | 1164914.5014
97 | 2641148.0941 | 1164916.6215
98 | 2641130.3332 | 1164927.7698
99 | 2641131.3343 | 1164999.4044
100 | 2640876.3001 | 1165147.7042
101 | 2640915.5029 | 1165119.4658
102 | 2640876.1578 | 1165147.802
103 | 2641140.8623 | 1165394.6788
104 | 2641058.7207 | 1165403.111
105 | 2641143.8023 | 1165384.6604
106 | 2641046.3121 | 1165380.1588
107 | 2641082.3758 | 1165545.611
108 | 2641215.8064 | 1165582.8785
109 | 2641238.3254 | 1165590.6702
110 | 2641157.6552 | 1165586.9825
111 | 2641302.7455 | 1165535.6057
112 | 2641247.3343 | 1165597.8357
113 | 2641615.2228 | 1165987.088
114 | 2641020.0868 | 1165341.6956
115 | 2641012.2953 | 1165331.3348
116 | 2640990.131 | 1165327.525
117 | 2640972.2364 | 1165249.9085
118 | 2640954.6471 | 1165324.2051
119 | 2640982.6568 | 1165252.3363
120 | 2640970.2084 | 1165238.4999
121 | 2640964.8281 | 1165247.0899
122 | 2640967.6697 | 1165220.0011
123 | 2640968.4511 | 1165203.5128
124 | 2641030.0144 | 1165152.8296
125 | 2641059.278 | 1165143.6891
126 | 2640935.327 | 1165149.6306
127 | 2640917.1736 | 1165159.2692
128 | 2640834.583 | 1165189.9416
129 | 2640811.97 | 1165220.4599
130 | 2640801.8166 | 1165238.9761
131 | 2641434.2861 | 1165131.8334
132 | 2641403.8284 | 1165170.2549
133 | 2641454.23 | 1165133.4843
134 | 2641253.6316 | 1165178.7832
135 | 2641220.9727 | 1165166.283
136 | 2641276.313 | 1165187.4192
137 | 2641346.9842 | 1165181.8811
138 | 2641384.8522 | 1165153.7379
139 | 2641439.1043 | 1165181.5434
140 | 2641465.4339 | 1165134.4118
141 | 2641193.4063 | 1165161.789
142 | 2641279.7668 | 1165188.7343
143 | 2641191.2888 | 1165161.4915
144 | 2641181.5245 | 1165187.8279
145 | 2641144.2023 | 1165154.4837
146 | 2641180.45 | 1165191.1105
147 | 2641136.4029 | 1165153.3229
148 | 2641199.0098 | 1165240.5077
149 | 2641143.9617 | 1165181.1668
150 | 2641124.2816 | 1165151.0277
151 | 2641272.1125 | 1165211.7159
152 | 2641288.7729 | 1165188.5738
153 | 2641293.2511 | 1165233.1417
154 | 2641344.8745 | 1165203.6224
155 | 2641289.5754 | 1165240.0949
156 | 2641098.2925 | 1165162.2226
157 | 2641317.1005 | 1164918.4056
158 | 2641315.1418 | 1164901.1541
159 | 2641364.5243 | 1164926.2466
160 | 2641314.7321 | 1164897.5451
161 | 2641392.781 | 1164936.2906
162 | 2641363.0574 | 1164895.3046
163 | 2641433.0434 | 1164940.6207
164 | 2641363.829 | 1164889.5789
165 | 2641512.4622 | 1164943.0519
166 | 2641513.3389 | 1164929.2063
167 | 2641573.1593 | 1164942.3171
168 | 2641595.4784 | 1164942.0469
169 | 2641598.8824 | 1164927.9389
170 | 2641617.7338 | 1164938.6587
171 | 2641682.2333 | 1164930.3644
172 | 2641761.2368 | 1164929.9319
173 | 2642103.6799 | 1164956.8473
174 | 2642063.3441 | 1164934.8624
175 | 2642130.0083 | 1165129.9526
176 | 2642059.4336 | 1164925.5888
177 | 2642045.6374 | 1164937.9521
178 | 2642060.1539 | 1165140.6367
179 | 2641924.8909 | 1165150.4527
180 | 2641794.3817 | 1165157.6152
181 | 2641922.4291 | 1165113.6386
182 | 2641721.8744 | 1165153.0985
183 | 2641804.1532 | 1165183.1363
184 | 2641642.3346 | 1165147.1724
185 | 2641721.8279 | 1165139.7565
186 | 2641804.2911 | 1165183.9167
187 | 2641629.6696 | 1165146.2287
188 | 2641729.4814 | 1165131.9723
189 | 2641810.4479 | 1165120.0294
190 | 2641624.155 | 1165145.8179
191 | 2641622.2115 | 1165194.2741
192 | 2641561.5526 | 1165141.5016
193 | 2641508.2811 | 1165218.0677
194 | 2641492.6842 | 1165255.6995
195 | 2642016.1982 | 1164891.755
196 | 2642058.341 | 1164916.6179
197 | 2642041.9648 | 1164938.0035
198 | 2641207.9748 | 1165092.5548

## line_std_types
| c_nf_per_km | r_ohm_per_km | x_ohm_per_km | max_i_ka | type | q_mm2 | alpha | voltage_rating
NAYY 4x50 SE | 210 | 0.642 | 0.083 | 0.142 | cs | 50 | 0.00403 | LV
NAYY 4x120 SE | 264 | 0.225 | 0.08 | 0.242 | cs | 120 | 0.00403 | LV
NAYY 4x150 SE | 261 | 0.208 | 0.08 | 0.27 | cs | 150 | 0.00403 | LV
NA2XS2Y 1x95 RM/25 12/20 kV | 216 | 0.313 | 0.132 | 0.252 | cs | 95 | 0.00403 | MV
NA2XS2Y 1x185 RM/25 12/20 kV | 273 | 0.161 | 0.117 | 0.362 | cs | 185 | 0.00403 | MV
NA2XS2Y 1x240 RM/25 12/20 kV | 304 | 0.122 | 0.112 | 0.421 | cs | 240 | 0.00403 | MV
NA2XS2Y 1x95 RM/25 6/10 kV | 315 | 0.313 | 0.123 | 0.249 | cs | 95 | 0.00403 | MV
NA2XS2Y 1x185 RM/25 6/10 kV | 406 | 0.161 | 0.11 | 0.358 | cs | 185 | 0.00403 | MV
NA2XS2Y 1x240 RM/25 6/10 kV | 456 | 0.122 | 0.105 | 0.416 | cs | 240 | 0.00403 | MV
NA2XS2Y 1x150 RM/25 12/20 kV | 250 | 0.206 | 0.116 | 0.319 | cs | 150 | 0.00403 | MV
NA2XS2Y 1x120 RM/25 12/20 kV | 230 | 0.253 | 0.119 | 0.283 | cs | 120 | 0.00403 | MV
NA2XS2Y 1x70 RM/25 12/20 kV | 190 | 0.443 | 0.132 | 0.22 | cs | 70 | 0.00403 | MV
NA2XS2Y 1x150 RM/25 6/10 kV | 360 | 0.206 | 0.11 | 0.315 | cs | 150 | 0.00403 | MV
NA2XS2Y 1x120 RM/25 6/10 kV | 340 | 0.253 | 0.113 | 0.28 | cs | 120 | 0.00403 | MV
NA2XS2Y 1x70 RM/25 6/10 kV | 280 | 0.443 | 0.123 | 0.217 | cs | 70 | 0.00403 | MV
N2XS(FL)2Y 1x120 RM/35 64/110 kV | 112 | 0.153 | 0.166 | 0.366 | cs | 120 | 0.00393 | HV
N2XS(FL)2Y 1x185 RM/35 64/110 kV | 125 | 0.099 | 0.156 | 0.457 | cs | 185 | 0.00393 | HV
N2XS(FL)2Y 1x240 RM/35 64/110 kV | 135 | 0.075 | 0.149 | 0.526 | cs | 240 | 0.00393 | HV
N2XS(FL)2Y 1x300 RM/35 64/110 kV | 144 | 0.06 | 0.144 | 0.588 | cs | 300 | 0.00393 | HV
15-AL1/3-ST1A 0.4 | 11 | 1.8769 | 0.35 | 0.105 | ol | 16 | 0.00403 | LV
24-AL1/4-ST1A 0.4 | 11.25 | 1.2012 | 0.335 | 0.14 | ol | 24 | 0.00403 | LV
48-AL1/8-ST1A 0.4 | 12.2 | 0.5939 | 0.3 | 0.21 | ol | 48 | 0.00403 | LV
94-AL1/15-ST1A 0.4 | 13.2 | 0.306 | 0.29 | 0.35 | ol | 94 | 0.00403 | LV
34-AL1/6-ST1A 10.0 | 9.7 | 0.8342 | 0.36 | 0.17 | ol | 34 | 0.00403 | MV
48-AL1/8-ST1A 10.0 | 10.1 | 0.5939 | 0.35 | 0.21 | ol | 48 | 0.00403 | MV
70-AL1/11-ST1A 10.0 | 10.4 | 0.4132 | 0.339 | 0.29 | ol | 70 | 0.00403 | MV
94-AL1/15-ST1A 10.0 | 10.75 | 0.306 | 0.33 | 0.35 | ol | 94 | 0.00403 | MV
122-AL1/20-ST1A 10.0 | 11.1 | 0.2376 | 0.323 | 0.41 | ol | 122 | 0.00403 | MV
149-AL1/24-ST1A 10.0 | 11.25 | 0.194 | 0.315 | 0.47 | ol | 149 | 0.00403 | MV
34-AL1/6-ST1A 20.0 | 9.15 | 0.8342 | 0.382 | 0.17 | ol | 34 | 0.00403 | MV
48-AL1/8-ST1A 20.0 | 9.5 | 0.5939 | 0.372 | 0.21 | ol | 48 | 0.00403 | MV
70-AL1/11-ST1A 20.0 | 9.7 | 0.4132 | 0.36 | 0.29 | ol | 70 | 0.00403 | MV
94-AL1/15-ST1A 20.0 | 10 | 0.306 | 0.35 | 0.35 | ol | 94 | 0.00403 | MV
122-AL1/20-ST1A 20.0 | 10.3 | 0.2376 | 0.344 | 0.41 | ol | 122 | 0.00403 | MV
149-AL1/24-ST1A 20.0 | 10.5 | 0.194 | 0.337 | 0.47 | ol | 149 | 0.00403 | MV
184-AL1/30-ST1A 20.0 | 10.75 | 0.1571 | 0.33 | 0.535 | ol | 184 | 0.00403 | MV
243-AL1/39-ST1A 20.0 | 11 | 0.1188 | 0.32 | 0.645 | ol | 243 | 0.00403 | MV
48-AL1/8-ST1A 110.0 | 8 | 0.5939 | 0.46 | 0.21 | ol | 48 | 0.00403 | HV
70-AL1/11-ST1A 110.0 | 8.4 | 0.4132 | 0.45 | 0.29 | ol | 70 | 0.00403 | HV
94-AL1/15-ST1A 110.0 | 8.65 | 0.306 | 0.44 | 0.35 | ol | 94 | 0.00403 | HV
122-AL1/20-ST1A 110.0 | 8.5 | 0.2376 | 0.43 | 0.41 | ol | 122 | 0.00403 | HV
149-AL1/24-ST1A 110.0 | 8.75 | 0.194 | 0.41 | 0.47 | ol | 149 | 0.00403 | HV
184-AL1/30-ST1A 110.0 | 8.8 | 0.1571 | 0.4 | 0.535 | ol | 184 | 0.00403 | HV
243-AL1/39-ST1A 110.0 | 9 | 0.1188 | 0.39 | 0.645 | ol | 243 | 0.00403 | HV
305-AL1/39-ST1A 110.0 | 9.2 | 0.0949 | 0.38 | 0.74 | ol | 305 | 0.00403 | HV
490-AL1/64-ST1A 110.0 | 9.75 | 0.059 | 0.37 | 0.96 | ol | 490 | 0.00403 | HV
679-AL1/86-ST1A 110.0 | 9.95 | 0.042 | 0.36 | 1.15 | ol | 679 | 0.00403 | HV
490-AL1/64-ST1A 220.0 | 10 | 0.059 | 0.285 | 0.96 | ol | 490 | 0.00403 | HV
679-AL1/86-ST1A 220.0 | 11.7 | 0.042 | 0.275 | 1.15 | ol | 679 | 0.00403 | HV
490-AL1/64-ST1A 380.0 | 11 | 0.059 | 0.253 | 0.96 | ol | 490 | 0.00403 | HV
679-AL1/86-ST1A 380.0 | 14.6 | 0.042 | 0.25 | 1.15 | ol | 679 | 0.00403 | HV

## trafo_std_types
| i0_percent | pfe_kw | vkr_percent | sn_mva | vn_lv_kv | vn_hv_kv | vk_percent | shift_degree | vector_group | tap_side | tap_neutral | tap_min | tap_max | tap_step_degree | tap_step_percent | tap_phase_shifter
160 MVA 380/110 kV | 0.06 | 60 | 0.25 | 160 | 110 | 380 | 12.2 | 0 | Yy0 | hv | 0 | -9 | 9 | 0 | 1.5 | FALSE
100 MVA 220/110 kV | 0.06 | 55 | 0.26 | 100 | 110 | 220 | 12 | 0 | Yy0 | hv | 0 | -9 | 9 | 0 | 1.5 | FALSE
63 MVA 110/20 kV | 0.04 | 22 | 0.32 | 63 | 20 | 110 | 18 | 150 | YNd5 | hv | 0 | -9 | 9 | 0 | 1.5 | FALSE
40 MVA 110/20 kV | 0.05 | 18 | 0.34 | 40 | 20 | 110 | 16.2 | 150 | YNd5 | hv | 0 | -9 | 9 | 0 | 1.5 | FALSE
25 MVA 110/20 kV | 0.07 | 14 | 0.41 | 25 | 20 | 110 | 12 | 150 | YNd5 | hv | 0 | -9 | 9 | 0 | 1.5 | FALSE
63 MVA 110/10 kV | 0.04 | 22 | 0.32 | 63 | 10 | 110 | 18 | 150 | YNd5 | hv | 0 | -9 | 9 | 0 | 1.5 | FALSE
40 MVA 110/10 kV | 0.05 | 18 | 0.34 | 40 | 10 | 110 | 16.2 | 150 | YNd5 | hv | 0 | -9 | 9 | 0 | 1.5 | FALSE
25 MVA 110/10 kV | 0.07 | 14 | 0.41 | 25 | 10 | 110 | 12 | 150 | YNd5 | hv | 0 | -9 | 9 | 0 | 1.5 | FALSE
0.25 MVA 20/0.4 kV | 0.32 | 0.8 | 1.44 | 0.25 | 0.4 | 20 | 6 | 150 | Yzn5 | hv | 0 | -2 | 2 | 0 | 2.5 | FALSE
0.4 MVA 20/0.4 kV | 0.3375 | 1.35 | 1.425 | 0.4 | 0.4 | 20 | 6 | 150 | Dyn5 | hv | 0 | -2 | 2 | 0 | 2.5 | FALSE
0.63 MVA 20/0.4 kV | 0.2619 | 1.65 | 1.206 | 0.63 | 0.4 | 20 | 6 | 150 | Dyn5 | hv | 0 | -2 | 2 | 0 | 2.5 | FALSE
0.25 MVA 10/0.4 kV | 0.24 | 0.6 | 1.2 | 0.25 | 0.4 | 10 | 4 | 150 | Dyn5 | hv | 0 | -2 | 2 | 0 | 2.5 | FALSE
0.4 MVA 10/0.4 kV | 0.2375 | 0.95 | 1.325 | 0.4 | 0.4 | 10 | 4 | 150 | Dyn5 | hv | 0 | -2 | 2 | 0 | 2.5 | FALSE
0.63 MVA 10/0.4 kV | 0.1873 | 1.18 | 1.0794 | 0.63 | 0.4 | 10 | 4 | 150 | Dyn5 | hv | 0 | -2 | 2 | 0 | 2.5 | FALSE

## trafo3w_std_types
| sn_hv_mva | sn_mv_mva | sn_lv_mva | vn_hv_kv | vn_mv_kv | vn_lv_kv | vk_hv_percent | vk_mv_percent | vk_lv_percent | vkr_hv_percent | vkr_mv_percent | vkr_lv_percent | pfe_kw | i0_percent | shift_mv_degree | shift_lv_degree | vector_group | tap_side | tap_neutral | tap_min | tap_max | tap_step_percent
63/25/38 MVA 110/20/10 kV | 63 | 25 | 38 | 110 | 20 | 10 | 10.4 | 10.4 | 10.4 | 0.28 | 0.32 | 0.35 | 35 | 0.89 | 0 | 0 | YN0yn0yn0 | hv | 0 | -10 | 10 | 1.2
63/25/38 MVA 110/10/10 kV | 63 | 25 | 38 | 110 | 10 | 10 | 10.4 | 10.4 | 10.4 | 0.28 | 0.32 | 0.35 | 35 | 0.89 | 0 | 0 | YN0yn0yn0 | hv | 0 | -10 | 10 | 1.2

## fuse_std_types
| fuse_type | i_rated_a | t_avg | t_min | t_total | x_avg | x_min | x_total
HV 100A | HV 100A | 100 | 0 | [10.0, 3.64, 0.854, 0.281, 0.1, 0.0531, 0.022, 0.01] | [10.0, 4.267, 1.21, 0.403, 0.1, 0.058, 0.022, 0.01] | 0 | [300.0, 350.0, 450.0, 550.0, 700.0, 850.0, 1200.0, 1752.0] | [600.0, 700.0, 900.0, 1150.0, 1665.0, 2000.0, 3000.0, 4313.0]
HV 10A | HV 10A | 10 | 0 | [10.0, 1675.0, 0.344, 0.156, 0.1, 0.0417, 0.0171, 0.01] | [10.0, 1.3, 0.3, 0.155, 0.1, 0.0555, 0.023, 0.01] | 0 | [30.0, 32.0, 35.0, 37.0, 39.0, 50.0, 70.0, 88.0] | [60.0, 70.0, 80.0, 87.0, 94.0, 110.0, 150.0, 216.0]
HV 125A | HV 125A | 125 | 0 | [10.0, 1.82, 0.344, 0.1, 0.0467, 0.0269, 0.01] | [10.0, 2.478, 0.426, 0.1, 0.0427, 0.0211, 0.01] | 0 | [375.0, 500.0, 700.0, 925.0, 1200.0, 1500.0, 2341.0] | [750.0, 1000.0, 1500.0, 2200.0, 3000.0, 4000.0, 5765.0]
HV 160A | HV 160A | 160 | 0 | [10.0, 4.15, 1.03, 0.198, 0.1, 0.051, 0.0172, 0.01] | [10.0, 2.3, 0.734, 0.274, 0.1, 0.046, 0.0177, 0.01] | 0 | [480.0, 550.0, 700.0, 1000.0, 1260.0, 1600.0, 2500.0, 3227.0] | [960.0, 1300.0, 1700.0, 2200.0, 2996.0, 4000.0, 6000.0, 7946.0]
HV 16A | HV 16A | 16 | 0 | [10.0, 0.352, 0.164, 0.1, 0.0649, 0.0342, 0.01] | [10.0, 2.34, 0.722, 0.181, 0.1, 0.055, 0.0296, 0.01] | 0 | [48.0, 60.0, 65.0, 71.0, 80.0, 100.0, 162.0] | [96.0, 110.0, 125.0, 150.0, 168.0, 200.0, 250.0, 398.0]
HV 200A | HV 200A | 200 | 0 | [10.0, 4.267, 1.21, 0.403, 0.1, 0.058, 0.022, 0.01] | [10.0, 3.73, 1.654, 0.328, 0.1, 0.0531, 0.019, 0.01] | 0 | [600.0, 700.0, 900.0, 1150.0, 1665.0, 2000.0, 3000.0, 4313.0] | [1200.0, 1500.0, 1800.0, 2700.0, 3960.0, 5000.0, 7500.0, 10620.0]
HV 20A | HV 20A | 20 | 0 | [10.0, 1.3, 0.3, 0.155, 0.1, 0.0555, 0.023, 0.01] | [10.0, 1.3, 0.161, 0.1, 0.0611, 0.0399, 0.0141, 0.01] | 0 | [60.0, 70.0, 80.0, 87.0, 94.0, 110.0, 150.0, 216.0] | [120.0, 150.0, 200.0, 223.0, 260.0, 300.0, 450.0, 532.0]
HV 25A | HV 25A | 25 | 0 | [10.0, 2.512, 0.833, 0.299, 0.1, 0.0372, 0.0223, 0.01] | [10.0, 3.125, 0.597, 0.198, 0.1, 0.0378, 0.022, 0.01] | 0 | [75.0, 82.0, 90.0, 100.0, 124.0, 170.0, 200.0, 289.0] | [150.0, 170.0, 210.0, 250.0, 294.0, 400.0, 500.0, 711.0]
HV 31.5A | HV 31.5A | 31.5 | 0 | [10.0, 2.34, 0.722, 0.181, 0.1, 0.055, 0.0296, 0.01] | [10.0, 2.84, 0.368, 0.164, 0.1, 0.0621, 0.0378, 0.0195, 0.01] | 0 | [95.0, 110.0, 125.0, 150.0, 165.0, 200.0, 250.0, 390.0] | [189.0, 220.0, 300.0, 350.0, 393.0, 450.0, 530.0, 700.0, 960.0]
HV 40A | HV 40A | 40 | 0 | [10.0, 1.3, 0.161, 0.1, 0.0611, 0.0399, 0.0141, 0.01] | [10.0, 2.05, 0.369, 0.198, 0.1, 0.051, 0.0298, 0.01] | 0 | [120.0, 150.0, 200.0, 223.0, 260.0, 300.0, 450.0, 532.0] | [240.0, 300.0, 400.0, 450.0, 530.0, 650.0, 800.0, 1311.0]
HV 50A | HV 50A | 50 | 0 | [10.0, 3.215, 0.597, 0.198, 0.1, 0.0378, 0.022, 0.01] | [10.0, 3.64, 0.854, 0.281, 0.1, 0.0531, 0.022, 0.01] | 0 | [150.0, 170.0, 210.0, 250.0, 294.0, 400.0, 500.0, 711.0] | [300.0, 350.0, 450.0, 550.0, 700.0, 850.0, 1200.0, 1752.0]
HV 6.3A | HV 6.3A | 6.3 | 0 | [10.0, 1.39, 0.344, 0.168, 0.1, 0.056, 0.0263, 0.01] | [10.0, 1.711, 0.516, 0.198, 0.1, 0.0634, 0.0303, 0.01] | 0 | [19.0, 19.5, 20.4, 20.8, 22.0, 25.0, 32.0, 48.0] | [38.0, 40.0, 43.0, 48.0, 53.0, 60.0, 75.0, 118.0]
HV 63A | HV 63A | 63 | 0 | [10.0, 2.84, 0.368, 0.164, 0.1, 0.0621, 0.0378, 0.0195, 0.01] | [10.0, 1.82, 0.344, 0.1, 0.0467, 0.0269, 0.01] | 0 | [189.0, 220.0, 300.0, 350.0, 393.0, 450.0, 530.0, 700.0, 961.0] | [378.0, 500.0, 700.0, 934.0, 1200.0, 1500.0, 2366.0]
HV 80A | HV 80A | 80 | 0 | [10.0, 2.05, 0.369, 0.198, 0.1, 0.051, 0.0298, 0.01] | [10.0, 4.15, 1.03, 0.198, 0.1, 0.051, 0.0172, 0.01] | 0 | [240.0, 300.0, 400.0, 450.0, 530.0, 650.0, 800.0, 1311.0] | [480.0, 550.0, 700.0, 1000.0, 1260.0, 1600.0, 2500.0, 3227.0]
Siemens NH-1-100 | Siemens NH-1-100 | 100 | [5400.0, 2000.0, 400.0, 20.0, 1.0, 0.2, 0.012, 0.004] | 0 | 0 | [150.0, 190.0, 250.0, 430.0, 900.0, 1250.0, 2700.0, 3600.0] | 0 | 0
Siemens NH-1-125 | Siemens NH-1-125 | 125 | [4800.0, 120.0, 7.0, 0.1, 0.004] | 0 | 0 | [180.0, 400.0, 740.0, 2000.0, 4250.0] | 0 | 0
Siemens NH-1-16 | Siemens NH-1-16 | 16 | [4000.0, 400.0, 2.0, 0.1, 0.04, 0.01] | 0 | 0 | [26.0, 35.0, 75.0, 150.0, 200.0, 300.0] | 0 | 0
Siemens NH-1-160 | Siemens NH-1-160 | 160 | [4800.0, 120.0, 7.0, 0.1, 0.004] | 0 | 0 | [210.0, 500.0, 900.0, 2300.0, 5000.0] | 0 | 0
Siemens NH-1-25 | Siemens NH-1-25 | 25 | [4000.0, 1000.0, 10.0, 0.2, 0.02, 0.01] | 0 | 0 | [40.0, 50.0, 100.0, 210.0, 400.0, 500.0] | 0 | 0
Siemens NH-1-50 | Siemens NH-1-50 | 50 | [4000.0, 40.0, 4.0, 1.0, 0.02, 0.01] | 0 | 0 | [86.0, 200.0, 300.0, 400.0, 1000.0, 1280.0] | 0 | 0
Siemens NH-1-63 | Siemens NH-1-63 | 63 | [4000.0, 100.0, 10.0, 2.0, 0.04, 0.01] | 0 | 0 | [100.0, 200.0, 300.0, 400.0, 1000.0, 1500.0] | 0 | 0
Siemens NH-1-80 | Siemens NH-1-80 | 80 | [4800.0, 120.0, 7.0, 0.1, 0.01] | 0 | 0 | [150.58, 250.0, 450.0, 1150.0, 2470.0] | 0 | 0
Siemens NH-2-1000 | Siemens NH-2-1000 | 1000 | [4800.0, 120.0, 7.0, 0.1, 0.004] | 0 | 0 | [1900.0, 3500.0, 8400.0, 24000.0, 52000.0] | 0 | 0
Siemens NH-2-200 | Siemens NH-2-200 | 200 | [4800.0, 120.0, 7.0, 0.1, 0.004] | 0 | 0 | [280.0, 650.0, 1200.0, 3000.0, 7000.0] | 0 | 0
Siemens NH-2-224 | Siemens NH-2-224 | 224 | [4800.0, 120.0, 7.0, 0.2, 0.04, 0.004] | 0 | 0 | [400.0, 750.0, 1453.0, 3025.0, 4315.0, 7600.0] | 0 | 0
Siemens NH-2-250 | Siemens NH-2-250 | 250 | [4800.0, 120.0, 7.0, 0.1, 0.004] | 0 | 0 | [450.0, 800.0, 1650.0, 4000.0, 8500.0] | 0 | 0
Siemens NH-2-315 | Siemens NH-2-315 | 315 | [4800.0, 120.0, 7.0, 0.1, 0.004] | 0 | 0 | [550.0, 920.0, 1900.0, 5000.0, 11000.0] | 0 | 0
Siemens NH-2-355 | Siemens NH-2-355 | 355 | [4800.0, 120.0, 6.0, 0.1, 0.004] | 0 | 0 | [650.0, 1116.27, 2350.0, 5840.0, 12790.0] | 0 | 0
Siemens NH-2-400 | Siemens NH-2-400 | 400 | [4800.0, 120.0, 7.0, 0.1, 0.004] | 0 | 0 | [720.0, 1350.0, 2800.0, 6500.0, 15000.0] | 0 | 0
Siemens NH-2-425 | Siemens NH-2-425 | 425 | [4800.0, 120.0, 7.0, 0.1, 0.004] | 0 | 0 | [850.0, 1500.0, 3050.0, 7500.0, 16500.0] | 0 | 0
Siemens NH-2-630 | Siemens NH-2-630 | 630 | [4800.0, 120.0, 7.0, 0.1, 0.004] | 0 | 0 | [1200.0, 2000.0, 4800.0, 12000.0, 26000.0] | 0 | 0

## dtypes
| element | column | dtype
0 | bus | name | object
1 | bus | vn_kv | float64
2 | bus | type | object
3 | bus | zone | object
4 | bus | in_service | bool
5 | load | name | object
6 | load | bus | uint32
7 | load | p_mw | float64
8 | load | q_mvar | float64
9 | load | const_z_percent | float64
10 | load | const_i_percent | float64
11 | load | sn_mva | float64
12 | load | scaling | float64
13 | load | in_service | bool
14 | load | type | object
15 | ext_grid | name | object
16 | ext_grid | bus | uint32
17 | ext_grid | vm_pu | float64
18 | ext_grid | va_degree | float64
19 | ext_grid | slack_weight | float64
20 | ext_grid | in_service | bool
21 | line | name | object
22 | line | std_type | object
23 | line | from_bus | uint32
24 | line | to_bus | uint32
25 | line | length_km | float64
26 | line | r_ohm_per_km | float64
27 | line | x_ohm_per_km | float64
28 | line | c_nf_per_km | float64
29 | line | g_us_per_km | float64
30 | line | max_i_ka | float64
31 | line | df | float64
32 | line | parallel | uint32
33 | line | type | object
34 | line | in_service | bool
35 | trafo | name | object
36 | trafo | std_type | object
37 | trafo | hv_bus | uint32
38 | trafo | lv_bus | uint32
39 | trafo | sn_mva | float64
40 | trafo | vn_hv_kv | float64
41 | trafo | vn_lv_kv | float64
42 | trafo | vk_percent | float64
43 | trafo | vkr_percent | float64
44 | trafo | pfe_kw | float64
45 | trafo | i0_percent | float64
46 | trafo | shift_degree | float64
47 | trafo | tap_side | object
48 | trafo | tap_neutral | int32
49 | trafo | tap_min | int32
50 | trafo | tap_max | int32
51 | trafo | tap_step_percent | float64
52 | trafo | tap_step_degree | float64
53 | trafo | tap_pos | int32
54 | trafo | tap_phase_shifter | bool
55 | trafo | parallel | uint32
56 | trafo | df | float64
57 | trafo | in_service | bool
58 | line_geodata | coords | object
59 | bus_geodata | x | float64
60 | bus_geodata | y | float64
61 | bus_geodata | coords | object

## parameters
| version | format_version | converged | OPF_converged | name | f_hz | sn_mva
0 | 2.14.6 | 2.14.0 | FALSE | FALSE |  | 50 | 1