## bus
| name | vn_kv | type | zone | in_service
0 | bus_LV_576-19_0_3_node_0 | 0.4 | n |  | TRUE
1 | bus_LV_576-19_0_3_node_1 | 0.4 | n |  | TRUE
2 | bus_LV_576-19_0_3_node_2 | 0.4 | n |  | TRUE
3 | bus_LV_576-19_0_3_node_12 | 0.4 | n |  | TRUE
4 | bus_LV_576-19_0_3_node_18 | 0.4 | n |  | TRUE
5 | bus_LV_576-19_0_3_node_10 | 0.4 | n |  | TRUE
6 | bus_LV_576-19_0_3_node_21 | 0.4 | n |  | TRUE
7 | bus_LV_576-19_0_3_node_19 | 0.4 | n |  | TRUE
8 | bus_LV_576-19_0_3_node_3 | 0.4 | n |  | TRUE
9 | bus_LV_576-19_0_3_node_5 | 0.4 | n |  | TRUE
10 | bus_LV_576-19_0_3_node_7 | 0.4 | n |  | TRUE
11 | bus_LV_576-19_0_3_node_8 | 0.4 | n |  | TRUE
12 | bus_LV_576-19_0_3_node_16 | 0.4 | n |  | TRUE
13 | bus_LV_576-19_0_3_node_14 | 0.4 | n |  | TRUE
14 | bus_LV_576-19_0_3_node_154 | 0.4 | n |  | TRUE
15 | bus_LV_576-19_0_3_node_151 | 0.4 | n |  | TRUE
16 | bus_LV_576-19_0_3_node_36 | 0.4 | n |  | TRUE
17 | bus_LV_576-19_0_3_node_137 | 0.4 | n |  | TRUE
18 | bus_LV_576-19_0_3_node_136 | 0.4 | n |  | TRUE
19 | bus_LV_576-19_0_3_node_141 | 0.4 | n |  | TRUE
20 | bus_LV_576-19_0_3_node_139 | 0.4 | n |  | TRUE
21 | bus_LV_576-19_0_3_node_15 | 0.4 | n |  | TRUE
22 | bus_LV_576-19_0_3_node_135 | 0.4 | n |  | TRUE
23 | bus_LV_576-19_0_3_node_11 | 0.4 | n |  | TRUE
24 | bus_LV_576-19_0_3_node_147 | 0.4 | n |  | TRUE
25 | bus_LV_576-19_0_3_node_146 | 0.4 | n |  | TRUE
26 | bus_LV_576-19_0_3_node_138 | 0.4 | n |  | TRUE
27 | bus_LV_576-19_0_3_node_9 | 0.4 | n |  | TRUE
28 | bus_LV_576-19_0_3_node_13 | 0.4 | n |  | TRUE
29 | bus_LV_576-19_0_3_node_155 | 0.4 | n |  | TRUE
30 | bus_LV_576-19_0_3_node_156 | 0.4 | n |  | TRUE
31 | bus_LV_576-19_0_3_node_17 | 0.4 | n |  | TRUE
32 | bus_LV_576-19_0_3_node_157 | 0.4 | n |  | TRUE
33 | bus_LV_576-19_0_3_node_158 | 0.4 | n |  | TRUE
34 | bus_LV_576-19_0_3_node_140 | 0.4 | n |  | TRUE
35 | bus_LV_576-19_0_3_node_20 | 0.4 | n |  | TRUE
36 | bus_LV_576-19_0_3_node_22 | 0.4 | n |  | TRUE
37 | bus_LV_576-19_0_3_node_24 | 0.4 | n |  | TRUE
38 | bus_LV_576-19_0_3_node_26 | 0.4 | n |  | TRUE
39 | bus_LV_576-19_0_3_node_23 | 0.4 | n |  | TRUE
40 | bus_LV_576-19_0_3_node_25 | 0.4 | n |  | TRUE
41 | bus_LV_576-19_0_3_node_27 | 0.4 | n |  | TRUE
42 | bus_LV_576-19_0_3_node_28 | 0.4 | n |  | TRUE
43 | bus_LV_576-19_0_3_node_148 | 0.4 | n |  | TRUE
44 | bus_LV_576-19_0_3_node_29 | 0.4 | n |  | TRUE
45 | bus_LV_576-19_0_3_node_57 | 0.4 | n |  | TRUE
46 | bus_LV_576-19_0_3_node_30 | 0.4 | n |  | TRUE
47 | bus_LV_576-19_0_3_node_31 | 0.4 | n |  | TRUE
48 | bus_LV_576-19_0_3_node_49 | 0.4 | n |  | TRUE
49 | bus_LV_576-19_0_3_node_50 | 0.4 | n |  | TRUE
50 | bus_LV_576-19_0_3_node_32 | 0.4 | n |  | TRUE
51 | bus_LV_576-19_0_3_node_33 | 0.4 | n |  | TRUE
52 | bus_LV_576-19_0_3_node_54 | 0.4 | n |  | TRUE
53 | bus_LV_576-19_0_3_node_100 | 0.4 | n |  | TRUE
54 | bus_LV_576-19_0_3_node_55 | 0.4 | n |  | TRUE
55 | bus_LV_576-19_0_3_node_34 | 0.4 | n |  | TRUE
56 | bus_LV_576-19_0_3_node_35 | 0.4 | n |  | TRUE
57 | bus_LV_576-19_0_3_node_37 | 0.4 | n |  | TRUE
58 | bus_LV_576-19_0_3_node_56 | 0.4 | n |  | TRUE
59 | bus_LV_576-19_0_3_node_52 | 0.4 | n |  | TRUE
60 | bus_LV_576-19_0_3_node_53 | 0.4 | n |  | TRUE
61 | bus_LV_576-19_0_3_node_38 | 0.4 | n |  | TRUE
62 | bus_LV_576-19_0_3_node_39 | 0.4 | n |  | TRUE
63 | bus_LV_576-19_0_3_node_40 | 0.4 | n |  | TRUE
64 | bus_LV_576-19_0_3_node_41 | 0.4 | n |  | TRUE
65 | bus_LV_576-19_0_3_node_42 | 0.4 | n |  | TRUE
66 | bus_LV_576-19_0_3_node_65 | 0.4 | n |  | TRUE
67 | bus_LV_576-19_0_3_node_62 | 0.4 | n |  | TRUE
68 | bus_LV_576-19_0_3_node_43 | 0.4 | n |  | TRUE
69 | bus_LV_576-19_0_3_node_44 | 0.4 | n |  | TRUE
70 | bus_LV_576-19_0_3_node_45 | 0.4 | n |  | TRUE
71 | bus_LV_576-19_0_3_node_46 | 0.4 | n |  | TRUE
72 | bus_LV_576-19_0_3_node_47 | 0.4 | n |  | TRUE
73 | bus_LV_576-19_0_3_node_48 | 0.4 | n |  | TRUE
74 | bus_LV_576-19_0_3_node_66 | 0.4 | n |  | TRUE
75 | bus_LV_576-19_0_3_node_87 | 0.4 | n |  | TRUE
76 | bus_LV_576-19_0_3_node_99 | 0.4 | n |  | TRUE
77 | bus_LV_576-19_0_3_node_97 | 0.4 | n |  | TRUE
78 | bus_LV_576-19_0_3_node_86 | 0.4 | n |  | TRUE
79 | bus_LV_576-19_0_3_node_159 | 0.4 | n |  | TRUE
80 | bus_LV_576-19_0_3_node_51 | 0.4 | n |  | TRUE
81 | bus_LV_576-19_0_3_node_68 | 0.4 | n |  | TRUE
82 | bus_LV_576-19_0_3_node_69 | 0.4 | n |  | TRUE
83 | bus_LV_576-19_0_3_node_67 | 0.4 | n |  | TRUE
84 | bus_LV_576-19_0_3_node_153 | 0.4 | n |  | TRUE
85 | bus_LV_576-19_0_3_node_152 | 0.4 | n |  | TRUE
86 | bus_LV_576-19_0_3_node_58 | 0.4 | n |  | TRUE
87 | bus_LV_576-19_0_3_node_59 | 0.4 | n |  | TRUE
88 | bus_LV_576-19_0_3_node_60 | 0.4 | n |  | TRUE
89 | bus_LV_576-19_0_3_node_61 | 0.4 | n |  | TRUE
90 | bus_LV_576-19_0_3_node_63 | 0.4 | n |  | TRUE
91 | bus_LV_576-19_0_3_node_64 | 0.4 | n |  | TRUE
92 | bus_LV_576-19_0_3_node_73 | 0.4 | n |  | TRUE
93 | bus_LV_576-19_0_3_node_70 | 0.4 | n |  | TRUE
94 | bus_LV_576-19_0_3_node_112 | 0.4 | n |  | TRUE
95 | bus_LV_576-19_0_3_node_95 | 0.4 | n |  | TRUE
96 | bus_LV_576-19_0_3_node_71 | 0.4 | n |  | TRUE
97 | bus_LV_576-19_0_3_node_98 | 0.4 | n |  | TRUE
98 | bus_LV_576-19_0_3_node_85 | 0.4 | n |  | TRUE
99 | bus_LV_576-19_0_3_node_127 | 0.4 | n |  | TRUE
100 | bus_LV_576-19_0_3_node_124 | 0.4 | n |  | TRUE
101 | bus_LV_576-19_0_3_node_125 | 0.4 | n |  | TRUE
102 | bus_LV_576-19_0_3_node_72 | 0.4 | n |  | TRUE
103 | bus_LV_576-19_0_3_node_84 | 0.4 | n |  | TRUE
104 | bus_LV_576-19_0_3_node_96 | 0.4 | n |  | TRUE
105 | bus_LV_576-19_0_3_node_74 | 0.4 | n |  | TRUE
106 | bus_LV_576-19_0_3_node_75 | 0.4 | n |  | TRUE
107 | bus_LV_576-19_0_3_node_76 | 0.4 | n |  | TRUE
108 | bus_LV_576-19_0_3_node_77 | 0.4 | n |  | TRUE
109 | bus_LV_576-19_0_3_node_82 | 0.4 | n |  | TRUE
110 | bus_LV_576-19_0_3_node_83 | 0.4 | n |  | TRUE
111 | bus_LV_576-19_0_3_node_78 | 0.4 | n |  | TRUE
112 | bus_LV_576-19_0_3_node_79 | 0.4 | n |  | TRUE
113 | bus_LV_576-19_0_3_node_80 | 0.4 | n |  | TRUE
114 | bus_LV_576-19_0_3_node_81 | 0.4 | n |  | TRUE
115 | bus_LV_576-19_0_3_node_101 | 0.4 | n |  | TRUE
116 | bus_LV_576-19_0_3_node_114 | 0.4 | n |  | TRUE
117 | bus_LV_576-19_0_3_node_93 | 0.4 | n |  | TRUE
118 | bus_LV_576-19_0_3_node_113 | 0.4 | n |  | TRUE
119 | bus_LV_576-19_0_3_node_88 | 0.4 | n |  | TRUE
120 | bus_LV_576-19_0_3_node_89 | 0.4 | n |  | TRUE
121 | bus_LV_576-19_0_3_node_90 | 0.4 | n |  | TRUE
122 | bus_LV_576-19_0_3_node_91 | 0.4 | n |  | TRUE
123 | bus_LV_576-19_0_3_node_92 | 0.4 | n |  | TRUE
124 | bus_LV_576-19_0_3_node_94 | 0.4 | n |  | TRUE
125 | bus_LV_576-19_0_3_node_102 | 0.4 | n |  | TRUE
126 | bus_LV_576-19_0_3_node_122 | 0.4 | n |  | TRUE
127 | bus_LV_576-19_0_3_node_103 | 0.4 | n |  | TRUE
128 | bus_LV_576-19_0_3_node_109 | 0.4 | n |  | TRUE
129 | bus_LV_576-19_0_3_node_106 | 0.4 | n |  | TRUE
130 | bus_LV_576-19_0_3_node_123 | 0.4 | n |  | TRUE
131 | bus_LV_576-19_0_3_node_104 | 0.4 | n |  | TRUE
132 | bus_LV_576-19_0_3_node_105 | 0.4 | n |  | TRUE
133 | bus_LV_576-19_0_3_node_107 | 0.4 | n |  | TRUE
134 | bus_LV_576-19_0_3_node_108 | 0.4 | n |  | TRUE
135 | bus_LV_576-19_0_3_node_130 | 0.4 | n |  | TRUE
136 | bus_LV_576-19_0_3_node_131 | 0.4 | n |  | TRUE
137 | bus_LV_576-19_0_3_node_132 | 0.4 | n |  | TRUE
138 | bus_LV_576-19_0_3_node_133 | 0.4 | n |  | TRUE
139 | bus_LV_576-19_0_3_node_120 | 0.4 | n |  | TRUE
140 | bus_LV_576-19_0_3_node_110 | 0.4 | n |  | TRUE
141 | bus_LV_576-19_0_3_node_121 | 0.4 | n |  | TRUE
142 | bus_LV_576-19_0_3_node_111 | 0.4 | n |  | TRUE
143 | bus_LV_576-19_0_3_node_129 | 0.4 | n |  | TRUE
144 | bus_LV_576-19_0_3_node_128 | 0.4 | n |  | TRUE
145 | bus_LV_576-19_0_3_node_134 | 0.4 | n |  | TRUE
146 | bus_LV_576-19_0_3_node_145 | 0.4 | n |  | TRUE
147 | bus_LV_576-19_0_3_node_142 | 0.4 | n |  | TRUE
148 | bus_LV_576-19_0_3_node_143 | 0.4 | n |  | TRUE
149 | bus_LV_576-19_0_3_node_144 | 0.4 | n |  | TRUE
150 | bus_LV_576-19_0_3_node_149 | 0.4 | n |  | TRUE
151 | bus_LV_576-19_0_3_node_150 | 0.4 | n |  | TRUE
152 | bus_LV_576-19_0_3_node_115 | 0.4 | n |  | TRUE
153 | bus_LV_576-19_0_3_node_116 | 0.4 | n |  | TRUE
154 | bus_LV_576-19_0_3_node_117 | 0.4 | n |  | TRUE
155 | bus_LV_576-19_0_3_node_118 | 0.4 | n |  | TRUE
156 | bus_LV_576-19_0_3_node_119 | 0.4 | n |  | TRUE
157 | bus_LV_576-19_0_3_node_126 | 0.4 | n |  | TRUE
158 | bus_MV_195_0_node_26 | 20 | n |  | TRUE

## load
| name | bus | p_mw | q_mvar | const_z_percent | const_i_percent | sn_mva | scaling | in_service | type
0 | LV_576-19_0_3_load_0 | 0 | 0.00012967 | 3.2497e-05 | 0 | 0 |  | 1 | TRUE | wye
1 | LV_576-19_0_3_load_1 | 1 | 0.00015346 | 3.8462e-05 | 0 | 0 |  | 1 | TRUE | wye
2 | LV_576-19_0_3_load_2 | 2 | 0.00013807 | 3.4602e-05 | 0 | 0 |  | 1 | TRUE | wye
3 | LV_576-19_0_3_load_18 | 4 | 0.00037812 | 9.4765e-05 | 0 | 0 |  | 1 | TRUE | wye
4 | LV_576-19_0_3_load_21 | 6 | 0.00054561 | 0.00013674 | 0 | 0 |  | 1 | TRUE | wye
5 | LV_576-19_0_3_load_19 | 7 | 0.001042 | 0.00026114 | 0 | 0 |  | 1 | TRUE | wye
6 | LV_576-19_0_3_load_3 | 8 | 0.00021918 | 5.4932e-05 | 0 | 0 |  | 1 | TRUE | wye
7 | LV_576-19_0_3_load_16 | 12 | 0.00024596 | 6.1644e-05 | 0 | 0 |  | 1 | TRUE | wye
8 | LV_576-19_0_3_load_154 | 14 | 0.0012119 | 0.00030372 | 0 | 0 |  | 1 | TRUE | wye
9 | LV_576-19_0_3_load_151 | 15 | 0.00018257 | 4.5756e-05 | 0 | 0 |  | 1 | TRUE | wye
10 | LV_576-19_0_3_load_137 | 17 | 0.00065736 | 0.00016475 | 0 | 0 |  | 1 | TRUE | wye
11 | LV_576-19_0_3_load_136 | 18 | 0.00038246 | 9.5853e-05 | 0 | 0 |  | 1 | TRUE | wye
12 | LV_576-19_0_3_load_141 | 19 | 0.00025239 | 6.3255e-05 | 0 | 0 |  | 1 | TRUE | wye
13 | LV_576-19_0_3_load_139 | 20 | 0.00014539 | 3.6439e-05 | 0 | 0 |  | 1 | TRUE | wye
14 | LV_576-19_0_3_load_15 | 21 | 0.00043822 | 0.00010983 | 0 | 0 |  | 1 | TRUE | wye
15 | LV_576-19_0_3_load_135 | 22 | 0.00015551 | 3.8975e-05 | 0 | 0 |  | 1 | TRUE | wye
16 | LV_576-19_0_3_load_147 | 24 | 0.0010941 | 0.00027422 | 0 | 0 |  | 1 | TRUE | wye
17 | LV_576-19_0_3_load_146 | 25 | 0.0013363 | 0.0003349 | 0 | 0 |  | 1 | TRUE | wye
18 | LV_576-19_0_3_load_138 | 26 | 0.00024782 | 6.211e-05 | 0 | 0 |  | 1 | TRUE | wye
19 | LV_576-19_0_3_load_9 | 27 | 0.00017031 | 4.2684e-05 | 0 | 0 |  | 1 | TRUE | wye
20 | LV_576-19_0_3_load_156 | 30 | 0.00028199 | 7.0675e-05 | 0 | 0 |  | 1 | TRUE | wye
21 | LV_576-19_0_3_load_17 | 31 | 0.0001707 | 4.2782e-05 | 0 | 0 |  | 1 | TRUE | wye
22 | LV_576-19_0_3_load_157 | 32 | 0.00017736 | 4.4451e-05 | 0 | 0 |  | 1 | TRUE | wye
23 | LV_576-19_0_3_load_158 | 33 | 0.00016904 | 4.2366e-05 | 0 | 0 |  | 1 | TRUE | wye
24 | LV_576-19_0_3_load_140 | 34 | 0.00019957 | 5.0017e-05 | 0 | 0 |  | 1 | TRUE | wye
25 | LV_576-19_0_3_load_22 | 36 | 0.0016282 | 0.00040806 | 0 | 0 |  | 1 | TRUE | wye
26 | LV_576-19_0_3_load_26 | 38 | 0.0036714 | 0.00092015 | 0 | 0 |  | 1 | TRUE | wye
27 | LV_576-19_0_3_load_23 | 39 | 0.0010305 | 0.00025826 | 0 | 0 |  | 1 | TRUE | wye
28 | LV_576-19_0_3_load_27 | 41 | 0.0012932 | 0.0003241 | 0 | 0 |  | 1 | TRUE | wye
29 | LV_576-19_0_3_load_28 | 42 | 0.0013368 | 0.00033504 | 0 | 0 |  | 1 | TRUE | wye
30 | LV_576-19_0_3_load_29 | 44 | 0.00055629 | 0.00013942 | 0 | 0 |  | 1 | TRUE | wye
31 | LV_576-19_0_3_load_57 | 45 | 0.0021986 | 0.00055102 | 0 | 0 |  | 1 | TRUE | wye
32 | LV_576-19_0_3_load_30 | 46 | 0.0012338 | 0.00030922 | 0 | 0 |  | 1 | TRUE | wye
33 | LV_576-19_0_3_load_31 | 47 | 0.0012364 | 0.00030988 | 0 | 0 |  | 1 | TRUE | wye
34 | LV_576-19_0_3_load_49 | 48 | 0.0020016 | 0.00050165 | 0 | 0 |  | 1 | TRUE | wye
35 | LV_576-19_0_3_load_32 | 50 | 0.00071911 | 0.00018023 | 0 | 0 |  | 1 | TRUE | wye
36 | LV_576-19_0_3_load_33 | 51 | 0.00057984 | 0.00014532 | 0 | 0 |  | 1 | TRUE | wye
37 | LV_576-19_0_3_load_54 | 52 | 0.0005579 | 0.00013982 | 0 | 0 |  | 1 | TRUE | wye
38 | LV_576-19_0_3_load_100 | 53 | 0.0015681 | 0.00039301 | 0 | 0 |  | 1 | TRUE | wye
39 | LV_576-19_0_3_load_34 | 55 | 0.0054394 | 0.0013632 | 0 | 0 |  | 1 | TRUE | wye
40 | LV_576-19_0_3_load_35 | 56 | 0.00099976 | 0.00025056 | 0 | 0 |  | 1 | TRUE | wye
41 | LV_576-19_0_3_load_37 | 57 | 0.00066284 | 0.00016612 | 0 | 0 |  | 1 | TRUE | wye
42 | LV_576-19_0_3_load_56 | 58 | 0.00038719 | 9.704e-05 | 0 | 0 |  | 1 | TRUE | wye
43 | LV_576-19_0_3_load_52 | 59 | 0.0014361 | 0.00035992 | 0 | 0 |  | 1 | TRUE | wye
44 | LV_576-19_0_3_load_53 | 60 | 0.0015361 | 0.00038499 | 0 | 0 |  | 1 | TRUE | wye
45 | LV_576-19_0_3_load_38 | 61 | 0.001019 | 0.00025538 | 0 | 0 |  | 1 | TRUE | wye
46 | LV_576-19_0_3_load_39 | 62 | 0.00082773 | 0.00020745 | 0 | 0 |  | 1 | TRUE | wye
47 | LV_576-19_0_3_load_41 | 64 | 0.023731 | 0.0059475 | 0 | 0 |  | 1 | TRUE | wye
48 | LV_576-19_0_3_load_42 | 65 | 0.0041338 | 0.001036 | 0 | 0 |  | 1 | TRUE | wye
49 | LV_576-19_0_3_load_65 | 66 | 0.004111 | 0.0010303 | 0 | 0 |  | 1 | TRUE | wye
50 | LV_576-19_0_3_load_43 | 68 | 0.00046742 | 0.00011715 | 0 | 0 |  | 1 | TRUE | wye
51 | LV_576-19_0_3_load_44 | 69 | 0.00076744 | 0.00019234 | 0 | 0 |  | 1 | TRUE | wye
52 | LV_576-19_0_3_load_47 | 72 | 0.00030033 | 7.527e-05 | 0 | 0 |  | 1 | TRUE | wye
53 | LV_576-19_0_3_load_66 | 74 | 0.00047827 | 0.00011987 | 0 | 0 |  | 1 | TRUE | wye
54 | LV_576-19_0_3_load_87 | 75 | 0.00084128 | 0.00021084 | 0 | 0 |  | 1 | TRUE | wye
55 | LV_576-19_0_3_load_99 | 76 | 0.00029888 | 7.4907e-05 | 0 | 0 |  | 1 | TRUE | wye
56 | LV_576-19_0_3_load_86 | 78 | 0.00067579 | 0.00016937 | 0 | 0 |  | 1 | TRUE | wye
57 | LV_576-19_0_3_load_159 | 79 | 0.0034989 | 0.00087691 | 0 | 0 |  | 1 | TRUE | wye
58 | LV_576-19_0_3_load_51 | 80 | 0.0010929 | 0.0002739 | 0 | 0 |  | 1 | TRUE | wye
59 | LV_576-19_0_3_load_67 | 83 | 0.0013714 | 0.0003437 | 0 | 0 |  | 1 | TRUE | wye
60 | LV_576-19_0_3_load_153 | 84 | 0.00052837 | 0.00013242 | 0 | 0 |  | 1 | TRUE | wye
61 | LV_576-19_0_3_load_152 | 85 | 0.0016247 | 0.00040718 | 0 | 0 |  | 1 | TRUE | wye
62 | LV_576-19_0_3_load_58 | 86 | 0.0010275 | 0.00025753 | 0 | 0 |  | 1 | TRUE | wye
63 | LV_576-19_0_3_load_63 | 90 | 0.0025593 | 0.00064142 | 0 | 0 |  | 1 | TRUE | wye
64 | LV_576-19_0_3_load_64 | 91 | 0.001901 | 0.00047643 | 0 | 0 |  | 1 | TRUE | wye
65 | LV_576-19_0_3_load_73 | 92 | 0.0011224 | 0.00028129 | 0 | 0 |  | 1 | TRUE | wye
66 | LV_576-19_0_3_load_70 | 93 | 0.0042753 | 0.0010715 | 0 | 0 |  | 1 | TRUE | wye
67 | LV_576-19_0_3_load_112 | 94 | 0.0026576 | 0.00066606 | 0 | 0 |  | 1 | TRUE | wye
68 | LV_576-19_0_3_load_95 | 95 | 0.0010007 | 0.00025079 | 0 | 0 |  | 1 | TRUE | wye
69 | LV_576-19_0_3_load_71 | 96 | 0.00098378 | 0.00024656 | 0 | 0 |  | 1 | TRUE | wye
70 | LV_576-19_0_3_load_98 | 97 | 0.00085268 | 0.0002137 | 0 | 0 |  | 1 | TRUE | wye
71 | LV_576-19_0_3_load_85 | 98 | 0.00040935 | 0.00010259 | 0 | 0 |  | 1 | TRUE | wye
72 | LV_576-19_0_3_load_127 | 99 | 0.0013374 | 0.00033518 | 0 | 0 |  | 1 | TRUE | wye
73 | LV_576-19_0_3_load_124 | 100 | 0.0011827 | 0.00029642 | 0 | 0 |  | 1 | TRUE | wye
74 | LV_576-19_0_3_load_125 | 101 | 0.0013821 | 0.00034638 | 0 | 0 |  | 1 | TRUE | wye
75 | LV_576-19_0_3_load_72 | 102 | 0.00049127 | 0.00012312 | 0 | 0 |  | 1 | TRUE | wye
76 | LV_576-19_0_3_load_84 | 103 | 0.00052893 | 0.00013256 | 0 | 0 |  | 1 | TRUE | wye
77 | LV_576-19_0_3_load_96 | 104 | 0.0017909 | 0.00044885 | 0 | 0 |  | 1 | TRUE | wye
78 | LV_576-19_0_3_load_74 | 105 | 0.00039639 | 9.9344e-05 | 0 | 0 |  | 1 | TRUE | wye
79 | LV_576-19_0_3_load_75 | 106 | 0.00027444 | 6.8781e-05 | 0 | 0 |  | 1 | TRUE | wye
80 | LV_576-19_0_3_load_76 | 107 | 0.00061628 | 0.00015446 | 0 | 0 |  | 1 | TRUE | wye
81 | LV_576-19_0_3_load_77 | 108 | 0.00046843 | 0.0001174 | 0 | 0 |  | 1 | TRUE | wye
82 | LV_576-19_0_3_load_82 | 109 | 0.00032906 | 8.247e-05 | 0 | 0 |  | 1 | TRUE | wye
83 | LV_576-19_0_3_load_78 | 111 | 0.00059528 | 0.00014919 | 0 | 0 |  | 1 | TRUE | wye
84 | LV_576-19_0_3_load_79 | 112 | 0.00019091 | 4.7847e-05 | 0 | 0 |  | 1 | TRUE | wye
85 | LV_576-19_0_3_load_80 | 113 | 0.00021886 | 5.4852e-05 | 0 | 0 |  | 1 | TRUE | wye
86 | LV_576-19_0_3_load_101 | 115 | 0.00054846 | 0.00013746 | 0 | 0 |  | 1 | TRUE | wye
87 | LV_576-19_0_3_load_114 | 116 | 0.00049876 | 0.000125 | 0 | 0 |  | 1 | TRUE | wye
88 | LV_576-19_0_3_load_93 | 117 | 0.0009269 | 0.0002323 | 0 | 0 |  | 1 | TRUE | wye
89 | LV_576-19_0_3_load_113 | 118 | 0.00021474 | 5.382e-05 | 0 | 0 |  | 1 | TRUE | wye
90 | LV_576-19_0_3_load_88 | 119 | 0.0012559 | 0.00031476 | 0 | 0 |  | 1 | TRUE | wye
91 | LV_576-19_0_3_load_91 | 122 | 0.00059725 | 0.00014969 | 0 | 0 |  | 1 | TRUE | wye
92 | LV_576-19_0_3_load_92 | 123 | 0.00054489 | 0.00013656 | 0 | 0 |  | 1 | TRUE | wye
93 | LV_576-19_0_3_load_122 | 126 | 0.00044471 | 0.00011146 | 0 | 0 |  | 1 | TRUE | wye
94 | LV_576-19_0_3_load_103 | 127 | 0.0012397 | 0.00031069 | 0 | 0 |  | 1 | TRUE | wye
95 | LV_576-19_0_3_load_123 | 130 | 0.0017448 | 0.00043729 | 0 | 0 |  | 1 | TRUE | wye
96 | LV_576-19_0_3_load_104 | 131 | 0.00047786 | 0.00011976 | 0 | 0 |  | 1 | TRUE | wye
97 | LV_576-19_0_3_load_105 | 132 | 0.001404 | 0.00035187 | 0 | 0 |  | 1 | TRUE | wye
98 | LV_576-19_0_3_load_107 | 133 | 0.000504 | 0.00012631 | 0 | 0 |  | 1 | TRUE | wye
99 | LV_576-19_0_3_load_108 | 134 | 0.00041633 | 0.00010434 | 0 | 0 |  | 1 | TRUE | wye
100 | LV_576-19_0_3_load_130 | 135 | 0.00033412 | 8.3739e-05 | 0 | 0 |  | 1 | TRUE | wye
101 | LV_576-19_0_3_load_132 | 137 | 0.00052307 | 0.00013109 | 0 | 0 |  | 1 | TRUE | wye
102 | LV_576-19_0_3_load_110 | 140 | 0.00019773 | 4.9556e-05 | 0 | 0 |  | 1 | TRUE | wye
103 | LV_576-19_0_3_load_121 | 141 | 0.0016913 | 0.00042388 | 0 | 0 |  | 1 | TRUE | wye
104 | LV_576-19_0_3_load_111 | 142 | 0.00022601 | 5.6644e-05 | 0 | 0 |  | 1 | TRUE | wye
105 | LV_576-19_0_3_load_128 | 144 | 0.00057585 | 0.00014432 | 0 | 0 |  | 1 | TRUE | wye
106 | LV_576-19_0_3_load_134 | 145 | 0.00067577 | 0.00016936 | 0 | 0 |  | 1 | TRUE | wye
107 | LV_576-19_0_3_load_142 | 147 | 0.00043318 | 0.00010857 | 0 | 0 |  | 1 | TRUE | wye
108 | LV_576-19_0_3_load_143 | 148 | 0.00019053 | 4.7752e-05 | 0 | 0 |  | 1 | TRUE | wye
109 | LV_576-19_0_3_load_144 | 149 | 0.0004416 | 0.00011067 | 0 | 0 |  | 1 | TRUE | wye
110 | LV_576-19_0_3_load_149 | 150 | 0.00058013 | 0.00014539 | 0 | 0 |  | 1 | TRUE | wye
111 | LV_576-19_0_3_load_150 | 151 | 0.00037382 | 9.3687e-05 | 0 | 0 |  | 1 | TRUE | wye
112 | LV_576-19_0_3_load_115 | 152 | 0.00025276 | 6.3348e-05 | 0 | 0 |  | 1 | TRUE | wye
113 | LV_576-19_0_3_load_116 | 153 | 0.00026019 | 6.521e-05 | 0 | 0 |  | 1 | TRUE | wye
114 | LV_576-19_0_3_load_117 | 154 | 0.0013 | 0.00032581 | 0 | 0 |  | 1 | TRUE | wye
115 | LV_576-19_0_3_load_119 | 156 | 0.00048936 | 0.00012264 | 0 | 0 |  | 1 | TRUE | wye
116 | LV_576-19_0_3_load_126 | 157 | 0.0012348 | 0.00030948 | 0 | 0 |  | 1 | TRUE | wye

## ext_grid
| name | bus | vm_pu | va_degree | slack_weight | in_service
0 |  | 96 | 1 | 0 | 1 | TRUE

## line
| name | std_type | from_bus | to_bus | length_km | r_ohm_per_km | x_ohm_per_km | c_nf_per_km | g_us_per_km | max_i_ka | df | parallel | type | in_service
0 | LV_576-19_0_3_line_0 | NAYY 4x150 SE | 0 | 1 | 0.046045 | 0.208 | 0.08 | 261 | 0 | 0.27 | 1 | 1 | cs | TRUE
1 | LV_576-19_0_3_line_1 | NAYY 4x150 SE | 1 | 2 | 0.037284 | 0.208 | 0.08 | 261 | 0 | 0.27 | 1 | 1 | cs | TRUE
2 | LV_576-19_0_3_line_2 | NAYY 4x150 SE | 2 | 4 | 0.039292 | 0.208 | 0.08 | 261 | 0 | 0.27 | 1 | 1 | cs | TRUE
3 | LV_576-19_0_3_line_3 | NAYY 4x150 SE | 3 | 4 | 0.051243 | 0.208 | 0.08 | 261 | 0 | 0.27 | 1 | 1 | cs | TRUE
4 | LV_576-19_0_3_line_4 | NAYY 4x150 SE | 3 | 5 | 0.1034 | 0.208 | 0.08 | 261 | 0 | 0.27 | 1 | 1 | cs | TRUE
5 | LV_576-19_0_3_line_5 | NAYY 4x150 SE | 5 | 28 | 0.013173 | 0.208 | 0.08 | 261 | 0 | 0.27 | 1 | 1 | cs | TRUE
6 | LV_576-19_0_3_line_6 | NAYY 4x150 SE | 5 | 27 | 0.016313 | 0.208 | 0.08 | 261 | 0 | 0.27 | 1 | 1 | cs | TRUE
7 | LV_576-19_0_3_line_7 | NAYY 4x150 SE | 6 | 7 | 0.0059922 | 0.208 | 0.08 | 261 | 0 | 0.27 | 1 | 1 | cs | TRUE
8 | LV_576-19_0_3_line_8 | NAYY 4x150 SE | 7 | 35 | 0.056137 | 0.208 | 0.08 | 261 | 0 | 0.27 | 1 | 1 | cs | TRUE
9 | LV_576-19_0_3_line_9 | NAYY 4x150 SE | 8 | 9 | 0.021902 | 0.208 | 0.08 | 261 | 0 | 0.27 | 1 | 1 | cs | TRUE
10 | LV_576-19_0_3_line_10 | NAYY 4x150 SE | 9 | 10 | 0.067669 | 0.208 | 0.08 | 261 | 0 | 0.27 | 1 | 1 | cs | TRUE
11 | LV_576-19_0_3_line_11 | NAYY 4x150 SE | 9 | 11 | 0.11506 | 0.208 | 0.08 | 261 | 0 | 0.27 | 1 | 1 | cs | TRUE
12 | LV_576-19_0_3_line_12 | NAYY 4x150 SE | 10 | 17 | 0.019746 | 0.208 | 0.08 | 261 | 0 | 0.27 | 1 | 1 | cs | TRUE
13 | LV_576-19_0_3_line_13 | NAYY 4x150 SE | 10 | 18 | 0.037209 | 0.208 | 0.08 | 261 | 0 | 0.27 | 1 | 1 | cs | TRUE
14 | LV_576-19_0_3_line_14 | NAYY 4x150 SE | 11 | 19 | 0.045153 | 0.208 | 0.08 | 261 | 0 | 0.27 | 1 | 1 | cs | TRUE
15 | LV_576-19_0_3_line_15 | NAYY 4x150 SE | 11 | 20 | 0.015651 | 0.208 | 0.08 | 261 | 0 | 0.27 | 1 | 1 | cs | TRUE
16 | LV_576-19_0_3_line_16 | NAYY 4x150 SE | 12 | 13 | 0.049124 | 0.208 | 0.08 | 261 | 0 | 0.27 | 1 | 1 | cs | TRUE
17 | LV_576-19_0_3_line_17 | NAYY 4x150 SE | 13 | 31 | 0.010285 | 0.208 | 0.08 | 261 | 0 | 0.27 | 1 | 1 | cs | TRUE
18 | LV_576-19_0_3_line_18 | NAYY 4x150 SE | 13 | 23 | 0.007777 | 0.208 | 0.08 | 261 | 0 | 0.27 | 1 | 1 | cs | TRUE
19 | LV_576-19_0_3_line_19 | NAYY 4x150 SE | 14 | 15 | 0.35487 | 0.208 | 0.08 | 261 | 0 | 0.27 | 1 | 1 | cs | TRUE
20 | LV_576-19_0_3_line_20 | NAYY 4x150 SE | 14 | 16 | 0.15322 | 0.208 | 0.08 | 261 | 0 | 0.27 | 1 | 1 | cs | TRUE
21 | LV_576-19_0_3_line_21 | NAYY 4x150 SE | 15 | 19 | 0.090089 | 0.208 | 0.08 | 261 | 0 | 0.27 | 1 | 1 | cs | TRUE
22 | LV_576-19_0_3_line_22 | NAYY 4x150 SE | 16 | 57 | 0.07742 | 0.208 | 0.08 | 261 | 0 | 0.27 | 1 | 1 | cs | TRUE
23 | LV_576-19_0_3_line_23 | NAYY 4x150 SE | 16 | 55 | 0.038392 | 0.208 | 0.08 | 261 | 0 | 0.27 | 1 | 1 | cs | TRUE
24 | LV_576-19_0_3_line_24 | NAYY 4x150 SE | 17 | 21 | 0.13975 | 0.208 | 0.08 | 261 | 0 | 0.27 | 1 | 1 | cs | TRUE
25 | LV_576-19_0_3_line_25 | NAYY 4x150 SE | 18 | 22 | 0.00091044 | 0.208 | 0.08 | 261 | 0 | 0.27 | 1 | 1 | cs | TRUE
26 | LV_576-19_0_3_line_26 | NAYY 4x150 SE | 20 | 26 | 0.009961 | 0.208 | 0.08 | 261 | 0 | 0.27 | 1 | 1 | cs | TRUE
27 | LV_576-19_0_3_line_27 | NAYY 4x150 SE | 21 | 23 | 0.1088 | 0.208 | 0.08 | 261 | 0 | 0.27 | 1 | 1 | cs | TRUE
28 | LV_576-19_0_3_line_28 | NAYY 4x150 SE | 23 | 27 | 0.050134 | 0.208 | 0.08 | 261 | 0 | 0.27 | 1 | 1 | cs | TRUE
29 | LV_576-19_0_3_line_29 | NAYY 4x150 SE | 24 | 25 | 0.019837 | 0.208 | 0.08 | 261 | 0 | 0.27 | 1 | 1 | cs | TRUE
30 | LV_576-19_0_3_line_30 | NAYY 4x150 SE | 25 | 43 | 0.041507 | 0.208 | 0.08 | 261 | 0 | 0.27 | 1 | 1 | cs | TRUE
31 | LV_576-19_0_3_line_31 | NAYY 4x150 SE | 26 | 34 | 0.027496 | 0.208 | 0.08 | 261 | 0 | 0.27 | 1 | 1 | cs | TRUE
32 | LV_576-19_0_3_line_32 | NAYY 4x150 SE | 28 | 29 | 0.044005 | 0.208 | 0.08 | 261 | 0 | 0.27 | 1 | 1 | cs | TRUE
33 | LV_576-19_0_3_line_33 | NAYY 4x150 SE | 28 | 30 | 0.092175 | 0.208 | 0.08 | 261 | 0 | 0.27 | 1 | 1 | cs | TRUE
34 | LV_576-19_0_3_line_34 | NAYY 4x150 SE | 29 | 32 | 0.013654 | 0.208 | 0.08 | 261 | 0 | 0.27 | 1 | 1 | cs | TRUE
35 | LV_576-19_0_3_line_35 | NAYY 4x150 SE | 29 | 33 | 0.022584 | 0.208 | 0.08 | 261 | 0 | 0.27 | 1 | 1 | cs | TRUE
36 | LV_576-19_0_3_line_36 | NAYY 4x150 SE | 35 | 36 | 0.015385 | 0.208 | 0.08 | 261 | 0 | 0.27 | 1 | 1 | cs | TRUE
37 | LV_576-19_0_3_line_37 | NAYY 4x150 SE | 36 | 37 | 0.0352 | 0.208 | 0.08 | 261 | 0 | 0.27 | 1 | 1 | cs | TRUE
38 | LV_576-19_0_3_line_38 | NAYY 4x150 SE | 37 | 38 | 0.0061054 | 0.208 | 0.08 | 261 | 0 | 0.27 | 1 | 1 | cs | TRUE
39 | LV_576-19_0_3_line_39 | NAYY 4x150 SE | 37 | 39 | 0.041676 | 0.208 | 0.08 | 261 | 0 | 0.27 | 1 | 1 | cs | TRUE
40 | LV_576-19_0_3_line_40 | NAYY 4x150 SE | 38 | 43 | 0.024555 | 0.208 | 0.08 | 261 | 0 | 0.27 | 1 | 1 | cs | TRUE
41 | LV_576-19_0_3_line_41 | NAYY 4x150 SE | 39 | 40 | 0.0035287 | 0.208 | 0.08 | 261 | 0 | 0.27 | 1 | 1 | cs | TRUE
42 | LV_576-19_0_3_line_42 | NAYY 4x150 SE | 40 | 41 | 0.049479 | 0.208 | 0.08 | 261 | 0 | 0.27 | 1 | 1 | cs | TRUE
43 | LV_576-19_0_3_line_43 | NAYY 4x150 SE | 40 | 42 | 0.033283 | 0.208 | 0.08 | 261 | 0 | 0.27 | 1 | 1 | cs | TRUE
44 | LV_576-19_0_3_line_44 | NAYY 4x150 SE | 41 | 44 | 0.023144 | 0.208 | 0.08 | 261 | 0 | 0.27 | 1 | 1 | cs | TRUE
45 | LV_576-19_0_3_line_45 | NAYY 4x150 SE | 42 | 45 | 0.022455 | 0.208 | 0.08 | 261 | 0 | 0.27 | 1 | 1 | cs | TRUE
46 | LV_576-19_0_3_line_46 | NAYY 4x150 SE | 44 | 46 | 0.0084502 | 0.208 | 0.08 | 261 | 0 | 0.27 | 1 | 1 | cs | TRUE
47 | LV_576-19_0_3_line_47 | NAYY 4x150 SE | 46 | 47 | 0.0024327 | 0.208 | 0.08 | 261 | 0 | 0.27 | 1 | 1 | cs | TRUE
48 | LV_576-19_0_3_line_48 | NAYY 4x150 SE | 47 | 48 | 0.0061111 | 0.208 | 0.08 | 261 | 0 | 0.27 | 1 | 1 | cs | TRUE
49 | LV_576-19_0_3_line_49 | NAYY 4x150 SE | 48 | 49 | 0.020929 | 0.208 | 0.08 | 261 | 0 | 0.27 | 1 | 1 | cs | TRUE
50 | LV_576-19_0_3_line_50 | NAYY 4x150 SE | 49 | 80 | 0.025741 | 0.208 | 0.08 | 261 | 0 | 0.27 | 1 | 1 | cs | TRUE
51 | LV_576-19_0_3_line_51 | NAYY 4x150 SE | 50 | 51 | 0.0078089 | 0.208 | 0.08 | 261 | 0 | 0.27 | 1 | 1 | cs | TRUE
52 | LV_576-19_0_3_line_52 | NAYY 4x150 SE | 50 | 52 | 0.14267 | 0.208 | 0.08 | 261 | 0 | 0.27 | 1 | 1 | cs | TRUE
53 | LV_576-19_0_3_line_53 | NAYY 4x150 SE | 51 | 53 | 0.11796 | 0.208 | 0.08 | 261 | 0 | 0.27 | 1 | 1 | cs | TRUE
54 | LV_576-19_0_3_line_54 | NAYY 4x150 SE | 52 | 54 | 0.042067 | 0.208 | 0.08 | 261 | 0 | 0.27 | 1 | 1 | cs | TRUE
55 | LV_576-19_0_3_line_55 | NAYY 4x150 SE | 54 | 58 | 0.030159 | 0.208 | 0.08 | 261 | 0 | 0.27 | 1 | 1 | cs | TRUE
56 | LV_576-19_0_3_line_56 | NAYY 4x150 SE | 54 | 56 | 0.16126 | 0.208 | 0.08 | 261 | 0 | 0.27 | 1 | 1 | cs | TRUE
57 | LV_576-19_0_3_line_57 | NAYY 4x150 SE | 55 | 56 | 0.027661 | 0.208 | 0.08 | 261 | 0 | 0.27 | 1 | 1 | cs | TRUE
58 | LV_576-19_0_3_line_58 | NAYY 4x150 SE | 57 | 59 | 0.023652 | 0.208 | 0.08 | 261 | 0 | 0.27 | 1 | 1 | cs | TRUE
59 | LV_576-19_0_3_line_59 | NAYY 4x150 SE | 58 | 71 | 0.17418 | 0.208 | 0.08 | 261 | 0 | 0.27 | 1 | 1 | cs | TRUE
60 | LV_576-19_0_3_line_60 | NAYY 4x150 SE | 59 | 60 | 0.012076 | 0.208 | 0.08 | 261 | 0 | 0.27 | 1 | 1 | cs | TRUE
61 | LV_576-19_0_3_line_61 | NAYY 4x150 SE | 60 | 84 | 0.01817 | 0.208 | 0.08 | 261 | 0 | 0.27 | 1 | 1 | cs | TRUE
62 | LV_576-19_0_3_line_62 | NAYY 4x150 SE | 61 | 62 | 0.02824 | 0.208 | 0.08 | 261 | 0 | 0.27 | 1 | 1 | cs | TRUE
63 | LV_576-19_0_3_line_63 | NAYY 4x150 SE | 61 | 63 | 0.021059 | 0.208 | 0.08 | 261 | 0 | 0.27 | 1 | 1 | cs | TRUE
64 | LV_576-19_0_3_line_64 | NAYY 4x150 SE | 63 | 64 | 0.083002 | 0.208 | 0.08 | 261 | 0 | 0.27 | 1 | 1 | cs | TRUE
65 | LV_576-19_0_3_line_65 | NAYY 4x150 SE | 63 | 65 | 0.012701 | 0.208 | 0.08 | 261 | 0 | 0.27 | 1 | 1 | cs | TRUE
66 | LV_576-19_0_3_line_66 | NAYY 4x150 SE | 65 | 66 | 0.005336 | 0.208 | 0.08 | 261 | 0 | 0.27 | 1 | 1 | cs | TRUE
67 | LV_576-19_0_3_line_67 | NAYY 4x150 SE | 66 | 67 | 0.021462 | 0.208 | 0.08 | 261 | 0 | 0.27 | 1 | 1 | cs | TRUE
68 | LV_576-19_0_3_line_68 | NAYY 4x150 SE | 67 | 87 | 0.028428 | 0.208 | 0.08 | 261 | 0 | 0.27 | 1 | 1 | cs | TRUE
69 | LV_576-19_0_3_line_69 | NAYY 4x150 SE | 68 | 69 | 0.034601 | 0.208 | 0.08 | 261 | 0 | 0.27 | 1 | 2 | cs | TRUE
70 | LV_576-19_0_3_line_70 | NAYY 4x150 SE | 68 | 70 | 0.025402 | 0.208 | 0.08 | 261 | 0 | 0.27 | 1 | 2 | cs | TRUE
71 | LV_576-19_0_3_line_71 | NAYY 4x150 SE | 69 | 71 | 0.0056329 | 0.208 | 0.08 | 261 | 0 | 0.27 | 1 | 2 | cs | TRUE
72 | LV_576-19_0_3_line_72 | NAYY 4x150 SE | 70 | 72 | 0.0097915 | 0.208 | 0.08 | 261 | 0 | 0.27 | 1 | 1 | cs | TRUE
73 | LV_576-19_0_3_line_73 | NAYY 4x150 SE | 70 | 73 | 0.018439 | 0.208 | 0.08 | 261 | 0 | 0.27 | 1 | 2 | cs | TRUE
74 | LV_576-19_0_3_line_74 | NAYY 4x150 SE | 71 | 74 | 0.039553 | 0.208 | 0.08 | 261 | 0 | 0.27 | 1 | 2 | cs | TRUE
75 | LV_576-19_0_3_line_75 | NAYY 4x150 SE | 73 | 75 | 0.035046 | 0.208 | 0.08 | 261 | 0 | 0.27 | 1 | 1 | cs | TRUE
76 | LV_576-19_0_3_line_76 | NAYY 4x150 SE | 73 | 76 | 0.10064 | 0.208 | 0.08 | 261 | 0 | 0.27 | 1 | 2 | cs | TRUE
77 | LV_576-19_0_3_line_77 | NAYY 4x150 SE | 74 | 77 | 0.02684 | 0.208 | 0.08 | 261 | 0 | 0.27 | 1 | 2 | cs | TRUE
78 | LV_576-19_0_3_line_78 | NAYY 4x150 SE | 75 | 78 | 0.034965 | 0.208 | 0.08 | 261 | 0 | 0.27 | 1 | 1 | cs | TRUE
79 | LV_576-19_0_3_line_79 | NAYY 4x150 SE | 76 | 79 | 0.13249 | 0.208 | 0.08 | 261 | 0 | 0.27 | 1 | 2 | cs | TRUE
80 | LV_576-19_0_3_line_80 | NAYY 4x150 SE | 77 | 97 | 0.019813 | 0.208 | 0.08 | 261 | 0 | 0.27 | 1 | 1 | cs | TRUE
81 | LV_576-19_0_3_line_81 | NAYY 4x150 SE | 77 | 98 | 0.006767 | 0.208 | 0.08 | 261 | 0 | 0.27 | 1 | 2 | cs | TRUE
82 | LV_576-19_0_3_line_82 | NAYY 4x150 SE | 78 | 108 | 0.023118 | 0.208 | 0.08 | 261 | 0 | 0.27 | 1 | 1 | cs | TRUE
83 | LV_576-19_0_3_line_83 | NAYY 4x150 SE | 79 | 109 | 0.10755 | 0.208 | 0.08 | 261 | 0 | 0.27 | 1 | 2 | cs | TRUE
84 | LV_576-19_0_3_line_84 | NAYY 4x150 SE | 80 | 81 | 0.025348 | 0.208 | 0.08 | 261 | 0 | 0.27 | 1 | 1 | cs | TRUE
85 | LV_576-19_0_3_line_85 | NAYY 4x150 SE | 81 | 82 | 0.040749 | 0.208 | 0.08 | 261 | 0 | 0.27 | 1 | 1 | cs | TRUE
86 | LV_576-19_0_3_line_86 | NAYY 4x150 SE | 81 | 83 | 0.0088176 | 0.208 | 0.08 | 261 | 0 | 0.27 | 1 | 1 | cs | TRUE
87 | LV_576-19_0_3_line_87 | NAYY 4x150 SE | 82 | 99 | 0.034262 | 0.208 | 0.08 | 261 | 0 | 0.27 | 1 | 1 | cs | TRUE
88 | LV_576-19_0_3_line_88 | NAYY 4x150 SE | 82 | 100 | 0.03017 | 0.208 | 0.08 | 261 | 0 | 0.27 | 1 | 1 | cs | TRUE
89 | LV_576-19_0_3_line_89 | NAYY 4x150 SE | 83 | 90 | 7.2657e-05 | 0.208 | 0.08 | 261 | 0 | 0.27 | 1 | 1 | cs | TRUE
90 | LV_576-19_0_3_line_90 | NAYY 4x150 SE | 84 | 85 | 0.024708 | 0.208 | 0.08 | 261 | 0 | 0.27 | 1 | 1 | cs | TRUE
91 | LV_576-19_0_3_line_91 | NAYY 4x150 SE | 86 | 87 | 0.024221 | 0.208 | 0.08 | 261 | 0 | 0.27 | 1 | 1 | cs | TRUE
92 | LV_576-19_0_3_line_92 | NAYY 4x150 SE | 86 | 88 | 0.024739 | 0.208 | 0.08 | 261 | 0 | 0.27 | 1 | 1 | cs | TRUE
93 | LV_576-19_0_3_line_93 | NAYY 4x150 SE | 87 | 89 | 0.016764 | 0.208 | 0.08 | 261 | 0 | 0.27 | 1 | 1 | cs | TRUE
94 | LV_576-19_0_3_line_94 | NAYY 4x150 SE | 88 | 90 | 0.018934 | 0.208 | 0.08 | 261 | 0 | 0.27 | 1 | 1 | cs | TRUE
95 | LV_576-19_0_3_line_95 | NAYY 4x150 SE | 88 | 91 | 0.015882 | 0.208 | 0.08 | 261 | 0 | 0.27 | 1 | 1 | cs | TRUE
96 | LV_576-19_0_3_line_96 | NAYY 4x150 SE | 89 | 92 | 0.022487 | 0.208 | 0.08 | 261 | 0 | 0.27 | 1 | 1 | cs | TRUE
97 | LV_576-19_0_3_line_97 | NAYY 4x150 SE | 89 | 93 | 0.05391 | 0.208 | 0.08 | 261 | 0 | 0.27 | 1 | 1 | cs | TRUE
98 | LV_576-19_0_3_line_98 | NAYY 4x150 SE | 91 | 94 | 0.0010008 | 0.208 | 0.08 | 261 | 0 | 0.27 | 1 | 1 | cs | TRUE
99 | LV_576-19_0_3_line_99 | NAYY 4x150 SE | 92 | 95 | 0.021578 | 0.208 | 0.08 | 261 | 0 | 0.27 | 1 | 1 | cs | TRUE
100 | LV_576-19_0_3_line_100 | NAYY 4x150 SE | 93 | 96 | 0.044978 | 0.208 | 0.08 | 261 | 0 | 0.27 | 1 | 1 | cs | TRUE
101 | LV_576-19_0_3_line_101 | NAYY 4x150 SE | 95 | 104 | 0.018992 | 0.208 | 0.08 | 261 | 0 | 0.27 | 1 | 1 | cs | TRUE
102 | LV_576-19_0_3_line_102 | NAYY 4x150 SE | 96 | 102 | 0.023173 | 0.208 | 0.08 | 261 | 0 | 0.27 | 1 | 2 | cs | TRUE
103 | LV_576-19_0_3_line_103 | NAYY 4x150 SE | 98 | 103 | 0.045302 | 0.208 | 0.08 | 261 | 0 | 0.27 | 1 | 2 | cs | TRUE
104 | LV_576-19_0_3_line_104 | NAYY 4x150 SE | 100 | 101 | 0.0014127 | 0.208 | 0.08 | 261 | 0 | 0.27 | 1 | 1 | cs | TRUE
105 | LV_576-19_0_3_line_105 | NAYY 4x150 SE | 101 | 157 | 0.016235 | 0.208 | 0.08 | 261 | 0 | 0.27 | 1 | 1 | cs | TRUE
106 | LV_576-19_0_3_line_106 | NAYY 4x150 SE | 102 | 103 | 0.022253 | 0.208 | 0.08 | 261 | 0 | 0.27 | 1 | 2 | cs | TRUE
107 | LV_576-19_0_3_line_107 | NAYY 4x150 SE | 105 | 106 | 0.0029105 | 0.208 | 0.08 | 261 | 0 | 0.27 | 1 | 1 | cs | TRUE
108 | LV_576-19_0_3_line_108 | NAYY 4x150 SE | 105 | 107 | 0.017138 | 0.208 | 0.08 | 261 | 0 | 0.27 | 1 | 1 | cs | TRUE
109 | LV_576-19_0_3_line_109 | NAYY 4x150 SE | 107 | 108 | 0.018039 | 0.208 | 0.08 | 261 | 0 | 0.27 | 1 | 1 | cs | TRUE
110 | LV_576-19_0_3_line_110 | NAYY 4x150 SE | 109 | 110 | 0.10243 | 0.208 | 0.08 | 261 | 0 | 0.27 | 1 | 2 | cs | TRUE
111 | LV_576-19_0_3_line_111 | NAYY 4x150 SE | 110 | 115 | 0.1224 | 0.208 | 0.08 | 261 | 0 | 0.27 | 1 | 1 | cs | TRUE
112 | LV_576-19_0_3_line_112 | NAYY 4x150 SE | 111 | 112 | 0.050985 | 0.208 | 0.08 | 261 | 0 | 0.27 | 1 | 1 | cs | TRUE
113 | LV_576-19_0_3_line_113 | NAYY 4x150 SE | 111 | 113 | 0.022297 | 0.208 | 0.08 | 261 | 0 | 0.27 | 1 | 1 | cs | TRUE
114 | LV_576-19_0_3_line_114 | NAYY 4x150 SE | 112 | 114 | 0.063723 | 0.208 | 0.08 | 261 | 0 | 0.27 | 1 | 1 | cs | TRUE
115 | LV_576-19_0_3_line_115 | NAYY 4x150 SE | 114 | 116 | 0.08298 | 0.208 | 0.08 | 261 | 0 | 0.27 | 1 | 1 | cs | TRUE
116 | LV_576-19_0_3_line_116 | NAYY 4x150 SE | 115 | 117 | 0.087126 | 0.208 | 0.08 | 261 | 0 | 0.27 | 1 | 1 | cs | TRUE
117 | LV_576-19_0_3_line_117 | NAYY 4x150 SE | 116 | 118 | 0.015779 | 0.208 | 0.08 | 261 | 0 | 0.27 | 1 | 1 | cs | TRUE
118 | LV_576-19_0_3_line_118 | NAYY 4x150 SE | 117 | 121 | 0.058861 | 0.208 | 0.08 | 261 | 0 | 0.27 | 1 | 1 | cs | TRUE
119 | LV_576-19_0_3_line_119 | NAYY 4x150 SE | 118 | 152 | 0.0022883 | 0.208 | 0.08 | 261 | 0 | 0.27 | 1 | 1 | cs | TRUE
120 | LV_576-19_0_3_line_120 | NAYY 4x150 SE | 119 | 120 | 0.062786 | 0.208 | 0.08 | 261 | 0 | 0.27 | 1 | 1 | cs | TRUE
121 | LV_576-19_0_3_line_121 | NAYY 4x150 SE | 119 | 121 | 0.031803 | 0.208 | 0.08 | 261 | 0 | 0.27 | 1 | 1 | cs | TRUE
122 | LV_576-19_0_3_line_122 | NAYY 4x150 SE | 120 | 122 | 0.066606 | 0.208 | 0.08 | 261 | 0 | 0.27 | 1 | 1 | cs | TRUE
123 | LV_576-19_0_3_line_123 | NAYY 4x150 SE | 120 | 123 | 0.05505 | 0.208 | 0.08 | 261 | 0 | 0.27 | 1 | 1 | cs | TRUE
124 | LV_576-19_0_3_line_124 | NAYY 4x150 SE | 121 | 124 | 0.022436 | 0.208 | 0.08 | 261 | 0 | 0.27 | 1 | 1 | cs | TRUE
125 | LV_576-19_0_3_line_125 | NAYY 4x150 SE | 123 | 125 | 0.0081131 | 0.208 | 0.08 | 261 | 0 | 0.27 | 1 | 1 | cs | TRUE
126 | LV_576-19_0_3_line_126 | NAYY 4x150 SE | 124 | 126 | 0.053121 | 0.208 | 0.08 | 261 | 0 | 0.27 | 1 | 1 | cs | TRUE
127 | LV_576-19_0_3_line_127 | NAYY 4x150 SE | 125 | 127 | 0.072954 | 0.208 | 0.08 | 261 | 0 | 0.27 | 1 | 1 | cs | TRUE
128 | LV_576-19_0_3_line_128 | NAYY 4x150 SE | 126 | 130 | 0.056786 | 0.208 | 0.08 | 261 | 0 | 0.27 | 1 | 1 | cs | TRUE
129 | LV_576-19_0_3_line_129 | NAYY 4x150 SE | 127 | 128 | 0.012882 | 0.208 | 0.08 | 261 | 0 | 0.27 | 1 | 1 | cs | TRUE
130 | LV_576-19_0_3_line_130 | NAYY 4x150 SE | 128 | 129 | 0.007409 | 0.208 | 0.08 | 261 | 0 | 0.27 | 1 | 1 | cs | TRUE
131 | LV_576-19_0_3_line_131 | NAYY 4x150 SE | 129 | 134 | 0.033944 | 0.208 | 0.08 | 261 | 0 | 0.27 | 1 | 1 | cs | TRUE
132 | LV_576-19_0_3_line_132 | NAYY 4x150 SE | 129 | 131 | 0.048884 | 0.208 | 0.08 | 261 | 0 | 0.27 | 1 | 1 | cs | TRUE
133 | LV_576-19_0_3_line_133 | NAYY 4x150 SE | 131 | 132 | 0.014524 | 0.208 | 0.08 | 261 | 0 | 0.27 | 1 | 1 | cs | TRUE
134 | LV_576-19_0_3_line_134 | NAYY 4x150 SE | 132 | 133 | 0.05687 | 0.208 | 0.08 | 261 | 0 | 0.27 | 1 | 1 | cs | TRUE
135 | LV_576-19_0_3_line_135 | NAYY 4x150 SE | 133 | 139 | 0.05281 | 0.208 | 0.08 | 261 | 0 | 0.27 | 1 | 1 | cs | TRUE
136 | LV_576-19_0_3_line_136 | NAYY 4x150 SE | 134 | 140 | 0.1378 | 0.208 | 0.08 | 261 | 0 | 0.27 | 1 | 1 | cs | TRUE
137 | LV_576-19_0_3_line_137 | NAYY 4x150 SE | 135 | 136 | 0.095013 | 0.208 | 0.08 | 261 | 0 | 0.27 | 1 | 1 | cs | TRUE
138 | LV_576-19_0_3_line_138 | NAYY 4x150 SE | 136 | 142 | 0.03546 | 0.208 | 0.08 | 261 | 0 | 0.27 | 1 | 1 | cs | TRUE
139 | LV_576-19_0_3_line_139 | NAYY 4x150 SE | 136 | 143 | 0.029774 | 0.208 | 0.08 | 261 | 0 | 0.27 | 1 | 1 | cs | TRUE
140 | LV_576-19_0_3_line_140 | NAYY 4x150 SE | 137 | 138 | 0.061187 | 0.208 | 0.08 | 261 | 0 | 0.27 | 1 | 1 | cs | TRUE
141 | LV_576-19_0_3_line_141 | NAYY 4x150 SE | 138 | 145 | 0.028579 | 0.208 | 0.08 | 261 | 0 | 0.27 | 1 | 1 | cs | TRUE
142 | LV_576-19_0_3_line_142 | NAYY 4x150 SE | 138 | 143 | 0.011573 | 0.208 | 0.08 | 261 | 0 | 0.27 | 1 | 1 | cs | TRUE
143 | LV_576-19_0_3_line_143 | NAYY 4x150 SE | 139 | 141 | 0.065724 | 0.208 | 0.08 | 261 | 0 | 0.27 | 1 | 1 | cs | TRUE
144 | LV_576-19_0_3_line_144 | NAYY 4x150 SE | 140 | 142 | 0.037688 | 0.208 | 0.08 | 261 | 0 | 0.27 | 1 | 1 | cs | TRUE
145 | LV_576-19_0_3_line_145 | NAYY 4x150 SE | 143 | 144 | 0.044082 | 0.208 | 0.08 | 261 | 0 | 0.27 | 1 | 1 | cs | TRUE
146 | LV_576-19_0_3_line_146 | NAYY 4x150 SE | 144 | 153 | 0.10696 | 0.208 | 0.08 | 261 | 0 | 0.27 | 1 | 1 | cs | TRUE
147 | LV_576-19_0_3_line_147 | NAYY 4x150 SE | 145 | 146 | 0.021699 | 0.208 | 0.08 | 261 | 0 | 0.27 | 1 | 1 | cs | TRUE
148 | LV_576-19_0_3_line_148 | NAYY 4x150 SE | 146 | 150 | 0.030919 | 0.208 | 0.08 | 261 | 0 | 0.27 | 1 | 1 | cs | TRUE
149 | LV_576-19_0_3_line_149 | NAYY 4x150 SE | 146 | 149 | 0.0080863 | 0.208 | 0.08 | 261 | 0 | 0.27 | 1 | 1 | cs | TRUE
150 | LV_576-19_0_3_line_150 | NAYY 4x150 SE | 147 | 148 | 0.078433 | 0.208 | 0.08 | 261 | 0 | 0.27 | 1 | 1 | cs | TRUE
151 | LV_576-19_0_3_line_151 | NAYY 4x150 SE | 147 | 149 | 0.052472 | 0.208 | 0.08 | 261 | 0 | 0.27 | 1 | 1 | cs | TRUE
152 | LV_576-19_0_3_line_152 | NAYY 4x150 SE | 150 | 151 | 0.0031636 | 0.208 | 0.08 | 261 | 0 | 0.27 | 1 | 1 | cs | TRUE
153 | LV_576-19_0_3_line_153 | NAYY 4x150 SE | 152 | 153 | 0.010868 | 0.208 | 0.08 | 261 | 0 | 0.27 | 1 | 1 | cs | TRUE
154 | LV_576-19_0_3_line_154 | NAYY 4x150 SE | 154 | 155 | 0.06265 | 0.208 | 0.08 | 261 | 0 | 0.27 | 1 | 1 | cs | TRUE
155 | LV_576-19_0_3_line_155 | NAYY 4x150 SE | 155 | 156 | 0.061621 | 0.208 | 0.08 | 261 | 0 | 0.27 | 1 | 1 | cs | TRUE
156 | LV_576-19_0_3_line_156 | NAYY 4x150 SE | 156 | 157 | 0.064332 | 0.208 | 0.08 | 261 | 0 | 0.27 | 1 | 1 | cs | TRUE

## trafo
| name | std_type | hv_bus | lv_bus | sn_mva | vn_hv_kv | vn_lv_kv | vk_percent | vkr_percent | pfe_kw | i0_percent | shift_degree | tap_side | tap_neutral | tap_min | tap_max | tap_step_percent | tap_step_degree | tap_pos | tap_phase_shifter | parallel | df | in_service
0 | LV_576-19_0_3_trafo_71 | 0.25 MVA 20/0.4 kV | 158 | 96 | 0.25 | 20 | 0.4 | 6 | 1.44 | 0.8 | 0.32 | 150 | hv | 0 | -2 | 2 | 2.5 | 0 | 0 | FALSE | 1 | 1 | TRUE

## line_geodata
| x0 | y0 | x1 | y1 | x2 | y2 | x3 | y3 | x4 | y4 | x5 | y5 | x6 | y6 | x7 | y7 | x8 | y8 | x9 | y9 | x10 | y10 | x11 | y11 | x12 | y12
0 | 2642632.8505 | 1163848.3358 | 2642633.3919 | 1163851.1324 | 2642631.3002 | 1163857.721 | 2642630.0091 | 1163865.905 | 2642631.8103 | 1163873.2883 | 2642637.4501 | 1163889.1031 | 2642638.1828 | 1163892.636
1 | 2642638.1828 | 1163892.636 | 2642639.2349 | 1163897.7091 | 2642637.9467 | 1163905.4818 | 2642634.7882 | 1163916.7209 | 2642634.1025 | 1163925.9319 | 2642633.9452 | 1163929.2411
2 | 2642651.0706 | 1163936.2464 | 2642647.1594 | 1163938.0529 | 2642642.1822 | 1163945.4437 | 2642638.6652 | 1163947.8312 | 2642635.3957 | 1163946.6296 | 2642632.7475 | 1163943.1313 | 2642633.6254 | 1163935.9671 | 2642633.9452 | 1163929.2411
3 | 2642701.4785 | 1163927.0324 | 2642651.0706 | 1163936.2464
4 | 2642768.5275 | 1163991.3532 | 2642761.1959 | 1163992.7129 | 2642753.604 | 1163991.903 | 2642748.4816 | 1163990.6326 | 2642745.8422 | 1163985.9114 | 2642744.4508 | 1163980.1651 | 2642740.5813 | 1163975.0128 | 2642725.0397 | 1163964.4636 | 2642712.5713 | 1163954.7033 | 2642707.0906 | 1163946.7269 | 2642705.505 | 1163938.1112 | 2642704.7379 | 1163930.7352 | 2642701.4785 | 1163927.0324
5 | 2642768.5275 | 1163991.3532 | 2642764.2527 | 1163995.814 | 2642758.89 | 1164000.3338
6 | 2642768.5275 | 1163991.3532 | 2642774.6102 | 1163983.6035 | 2642774.8848 | 1163977.1484
7 | 2643134.4564 | 1164422.5898 | 2643138.4242 | 1164427.0801
8 | 2643192.1134 | 1164430.4519 | 2643167.0602 | 1164430.8168 | 2643151.846 | 1164432.5419 | 2643143.0178 | 1164432.2784 | 2643138.4242 | 1164427.0801
9 | 2642960.9173 | 1163847.96 | 2642945.2643 | 1163832.6403
10 | 2642960.9173 | 1163847.96 | 2642963.5373 | 1163863.9648 | 2642972.2072 | 1163897.2107 | 2642976.5467 | 1163913.7392
11 | 2643055.5707 | 1163912.9147 | 2643050.6066 | 1163907.7099 | 2643025.512 | 1163887.8756 | 2642998.9028 | 1163872.0327 | 2642971.6532 | 1163856.8302 | 2642960.9173 | 1163847.96
12 | 2642976.5467 | 1163913.7392 | 2642973.5555 | 1163916.4637 | 2642962.0289 | 1163927.1647
13 | 2642976.5467 | 1163913.7392 | 2642984.8195 | 1163913.5871 | 2642995.0069 | 1163912.3926 | 2643003.6707 | 1163916.4677 | 2643007.6509 | 1163924.3225 | 2643007.7186 | 1163924.6119
14 | 2643055.5707 | 1163912.9147 | 2643061.9715 | 1163919.6307 | 2643069.1374 | 1163926.4522 | 2643076.9799 | 1163927.5645 | 2643095.0313 | 1163926.9796
15 | 2643055.5707 | 1163912.9147 | 2643065.1862 | 1163915.6405 | 2643070.8294 | 1163915.2568
16 | 2642779.9835 | 1163921.5983 | 2642789.8751 | 1163916.755 | 2642801.8444 | 1163910.5368 | 2642810.5646 | 1163898.1146 | 2642812.562 | 1163888.8834
17 | 2642779.9835 | 1163921.5983 | 2642782.5283 | 1163911.6334
18 | 2642775.2218 | 1163927.7565 | 2642779.9835 | 1163921.5983
19 | 2643512.2871 | 1163826.7527 | 2643180.0892 | 1163951.5604
20 | 2643571.6731 | 1163967.9916 | 2643512.2871 | 1163826.7527
21 | 2643180.0892 | 1163951.5604 | 2643161.7035 | 1163942.546 | 2643143.9518 | 1163933.7475 | 2643120.6676 | 1163927.4551 | 2643109.0096 | 1163926.5266 | 2643095.0313 | 1163926.9796
22 | 2643571.6731 | 1163967.9916 | 2643589.2239 | 1163941.0046 | 2643600.2362 | 1163934.8367 | 2643622.1232 | 1163928.8367 | 2643631.1207 | 1163924.6791
23 | 2643571.6731 | 1163967.9916 | 2643564.2575 | 1163983.0235 | 2643554.0244 | 1163999.0022 | 2643552.0167 | 1164000.7411
24 | 2642846.9771 | 1164006.4969 | 2642962.0289 | 1163927.1647
25 | 2643007.926 | 1163925.4984 | 2643007.7186 | 1163924.6119
26 | 2643079.3512 | 1163911.8075 | 2643078.9929 | 1163912.7823 | 2643076.4274 | 1163914.8761 | 2643070.8294 | 1163915.2568
27 | 2642775.2218 | 1163927.7565 | 2642778.2208 | 1163940.062 | 2642783.6943 | 1163950.1395 | 2642788.5794 | 1163955.6994 | 2642813.4899 | 1163977.788 | 2642846.9771 | 1164006.4969
28 | 2642775.2218 | 1163927.7565 | 2642772.4907 | 1163934.8519 | 2642772.8416 | 1163944.7373 | 2642772.7368 | 1163959.4776 | 2642775.1067 | 1163971.9342 | 2642774.8848 | 1163977.1484
29 | 2643230.5017 | 1164364.1475 | 2643218.8657 | 1164348.0821
30 | 2643259.9806 | 1164391.219 | 2643256.0866 | 1164383.1868 | 2643241.2418 | 1164376.1209 | 2643234.1691 | 1164369.2109 | 2643230.5017 | 1164364.1475
31 | 2643089.006 | 1163886.1008 | 2643087.6451 | 1163888.5316 | 2643083.1016 | 1163901.6059 | 2643079.3512 | 1163911.8075
32 | 2642758.89 | 1164000.3338 | 2642754.1355 | 1164003.3238 | 2642747.9559 | 1164006.4037 | 2642737.6582 | 1164009.1431 | 2642726.777 | 1164009.9329 | 2642720.8099 | 1164011.1245 | 2642717.7061 | 1164013.5593
33 | 2642758.89 | 1164000.3338 | 2642763.6022 | 1164002.2127 | 2642769.9548 | 1164003.892 | 2642773.6582 | 1164002.2286 | 2642777.999 | 1163999.2468 | 2642782.522 | 1163998.6564 | 2642785.7977 | 1164001.1366 | 2642787.6026 | 1164006.8857 | 2642789.9856 | 1164018.5754 | 2642787.8748 | 1164026.7536 | 2642782.8917 | 1164033.8885 | 2642771.7262 | 1164042.358 | 2642763.6455 | 1164053.2062
34 | 2642719.4634 | 1164027.0899 | 2642718.2827 | 1164019.711 | 2642717.7061 | 1164013.5593
35 | 2642696.9098 | 1164020.3708 | 2642704.7534 | 1164015.9241 | 2642710.5253 | 1164013.097 | 2642717.7061 | 1164013.5593
36 | 2643192.1134 | 1164430.4519 | 2643207.028 | 1164426.6785
37 | 2643239.4912 | 1164414.0281 | 2643226.5083 | 1164421.7499 | 2643207.028 | 1164426.6785
38 | 2643239.4912 | 1164414.0281 | 2643243.5712 | 1164409.4861
39 | 2643239.4912 | 1164414.0281 | 2643241.2303 | 1164424.5905 | 2643242.9737 | 1164442.001 | 2643242.5552 | 1164455.4679
40 | 2643259.9806 | 1164391.219 | 2643243.5712 | 1164409.4861
41 | 2643242.4456 | 1164458.995 | 2643242.5552 | 1164455.4679
42 | 2643242.4456 | 1164458.995 | 2643241.5599 | 1164487.3923 | 2643240.783 | 1164494.257 | 2643240.7206 | 1164508.4165
43 | 2643242.4456 | 1164458.995 | 2643231.6823 | 1164459.4734 | 2643222.1186 | 1164462.4507 | 2643214.2619 | 1164472.1639
44 | 2643241.5542 | 1164531.5025 | 2643240.6497 | 1164524.5051 | 2643240.7206 | 1164508.4165
45 | 2643214.2619 | 1164472.1639 | 2643212.0967 | 1164474.8408 | 2643202.3843 | 1164491.1844
46 | 2643241.5542 | 1164531.5025 | 2643242.6375 | 1164539.883 | 2643242.6375 | 1164539.883
47 | 2643243.4476 | 1164542.1768 | 2643242.6375 | 1164539.883
48 | 2643243.4476 | 1164542.1768 | 2643245.4826 | 1164547.9391
49 | 2643253.2148 | 1164567.3845 | 2643246.3452 | 1164550.3818 | 2643245.4826 | 1164547.9391
50 | 2643253.2148 | 1164567.3845 | 2643263.8171 | 1164561.591 | 2643275.7051 | 1164554.8642
51 | 2643690.2809 | 1164214.288 | 2643695.1008 | 1164208.144
52 | 2643690.2809 | 1164214.288 | 2643548.8718 | 1164195.3402
53 | 2643695.1008 | 1164208.144 | 2643797.5269 | 1164149.6374
54 | 2643510.8138 | 1164178.8279 | 2643532.9508 | 1164184.7022 | 2643547.876 | 1164194.4375 | 2643548.8718 | 1164195.3402
55 | 2643510.8138 | 1164178.8279 | 2643487.8174 | 1164198.3397
56 | 2643531.1082 | 1164018.8504 | 2643510.8138 | 1164178.8279
57 | 2643552.0167 | 1164000.7411 | 2643531.1082 | 1164018.8504
58 | 2643652.5916 | 1163914.758 | 2643631.1207 | 1163924.6791
59 | 2643578.1462 | 1164347.2697 | 2643487.8174 | 1164198.3397
60 | 2643663.5538 | 1163909.6926 | 2643652.5916 | 1163914.758
61 | 2643680.048 | 1163902.0711 | 2643663.5538 | 1163909.6926
62 | 2643338.2043 | 1164462.3301 | 2643338.2043 | 1164462.3301 | 2643330.4081 | 1164458.0828 | 2643313.8741 | 1164468.158
63 | 2643354.8773 | 1164449.4657 | 2643338.2043 | 1164462.3301
64 | 2643354.8773 | 1164449.4657 | 2643350.2101 | 1164443.5401 | 2643332.5809 | 1164417.9887 | 2643331.6258 | 1164411.3005 | 2643338.1476 | 1164396.8622 | 2643350.1118 | 1164378.6174
65 | 2643354.8773 | 1164449.4657 | 2643362.736 | 1164459.4439
66 | 2643362.736 | 1164459.4439 | 2643366.0376 | 1164463.6359
67 | 2643380.9176 | 1164478.9243 | 2643372.9463 | 1164472.4079 | 2643366.0376 | 1164463.6359
68 | 2643380.9176 | 1164478.9243 | 2643376.7161 | 1164483.8299 | 2643372.2829 | 1164489.0007 | 2643361.393 | 1164499.5944
69 | 2643616.5369 | 1164336.8719 | 2643608.3312 | 1164341.5743 | 2643590.9541 | 1164345.8061 | 2643583.7427 | 1164346.6302
70 | 2643637.8962 | 1164323.1901 | 2643628.5033 | 1164330.0145 | 2643616.5369 | 1164336.8719
71 | 2643578.1462 | 1164347.2697 | 2643583.7427 | 1164346.6302
72 | 2643637.8962 | 1164323.1901 | 2643635.7522 | 1164313.6363 | 2643635.7522 | 1164313.6363
73 | 2643652.5064 | 1164311.8902 | 2643637.8962 | 1164323.1901
74 | 2643578.1462 | 1164347.2697 | 2643576.1845 | 1164354.815 | 2643569.8642 | 1164361.4504 | 2643553.9583 | 1164372.9857 | 2643552.0359 | 1164375.2166
75 | 2643652.5064 | 1164311.8902 | 2643656.3716 | 1164318.5328 | 2643657.117 | 1164323.463 | 2643652.7898 | 1164345.4149
76 | 2643652.5064 | 1164311.8902 | 2643654.7887 | 1164309.7723 | 2643669.5537 | 1164289.8135 | 2643692.5272 | 1164246.8912 | 2643702.7388 | 1164231.7575 | 2643706.6645 | 1164227.5447
77 | 2643534.3817 | 1164395.4225 | 2643535.7081 | 1164394.1647 | 2643552.0359 | 1164375.2166
78 | 2643652.7898 | 1164345.4149 | 2643647.0905 | 1164374.328 | 2643647.2425 | 1164379.8216
79 | 2643706.6645 | 1164227.5447 | 2643806.7077 | 1164314.4011
80 | 2643540.3717 | 1164414.309 | 2643534.3817 | 1164395.4225
81 | 2643534.3817 | 1164395.4225 | 2643529.4699 | 1164400.0772
82 | 2643659.4403 | 1164397.5381 | 2643657.7122 | 1164395.505 | 2643649.4139 | 1164389.7529 | 2643647.3878 | 1164385.0691 | 2643647.2425 | 1164379.8216
83 | 2643879.9401 | 1164393.1674 | 2643806.7077 | 1164314.4011
84 | 2643297.7664 | 1164542.3807 | 2643275.7051 | 1164554.8642
85 | 2643297.7664 | 1164542.3807 | 2643300.5051 | 1164553.4173 | 2643299.1371 | 1164558.3545 | 2643276.8055 | 1164567.9655
86 | 2643297.7664 | 1164542.3807 | 2643298.9967 | 1164541.6781 | 2643305.4255 | 1164538.0118
87 | 2643276.8055 | 1164567.9655 | 2643257.3855 | 1164576.3302 | 2643256.4009 | 1164580.1251 | 2643259.091 | 1164588.9198
88 | 2643276.8055 | 1164567.9655 | 2643274.7596 | 1164576.6442 | 2643276.9507 | 1164590.356 | 2643279.6178 | 1164591.1423 | 2643284.2 | 1164591.3514
89 | 2643305.4255 | 1164538.0118 | 2643305.4886 | 1164537.9758
90 | 2643702.4773 | 1163891.707 | 2643680.048 | 1163902.0711
91 | 2643361.393 | 1164499.5944 | 2643348.7094 | 1164509.3636 | 2643341.9997 | 1164514.0968
92 | 2643321.784 | 1164528.3574 | 2643341.9997 | 1164514.0968
93 | 2643378.1278 | 1164500.4599 | 2643372.8103 | 1164500.8217 | 2643361.393 | 1164499.5944
94 | 2643321.784 | 1164528.3574 | 2643319.3824 | 1164530.0521 | 2643305.4886 | 1164537.9758
95 | 2643321.784 | 1164528.3574 | 2643330.586 | 1164541.5769
96 | 2643378.1278 | 1164500.4599 | 2643389.1745 | 1164505.2754 | 2643395.8922 | 1164513.2619
97 | 2643378.1278 | 1164500.4599 | 2643382.1699 | 1164497.4764 | 2643397.7108 | 1164497.166 | 2643404.4242 | 1164492.2564 | 2643412.6242 | 1164484.0557 | 2643419.4947 | 1164472.5181
98 | 2643331.1407 | 1164542.4099 | 2643330.586 | 1164541.5769
99 | 2643395.8922 | 1164513.2619 | 2643397.7168 | 1164515.4312 | 2643404.1432 | 1164533.0386
100 | 2643419.4947 | 1164472.5181 | 2643427.1985 | 1164459.5814 | 2643444.7209 | 1164441.5318 | 2643448.9471 | 1164439.3299
101 | 2643408.0206 | 1164551.4431 | 2643407.3218 | 1164541.7475 | 2643404.1432 | 1164533.0386
102 | 2643469.7971 | 1164429.325 | 2643465.1768 | 1164430.874 | 2643448.9471 | 1164439.3299
103 | 2643529.4699 | 1164400.0772 | 2643517.6637 | 1164411.2653 | 2643507.8916 | 1164416.553 | 2643490.8961 | 1164422.2511
104 | 2643284.2 | 1164591.3514 | 2643285.6113 | 1164591.4159
105 | 2643301.5753 | 1164590.9224 | 2643299.2774 | 1164592.0397 | 2643285.6113 | 1164591.4159
106 | 2643469.7971 | 1164429.325 | 2643490.8961 | 1164422.2511
107 | 2643671.2289 | 1164429.7624 | 2643671.3959 | 1164432.6681
108 | 2643671.2289 | 1164429.7624 | 2643670.7296 | 1164421.0794 | 2643667.9296 | 1164413.1164
109 | 2643659.4403 | 1164397.5381 | 2643664.5767 | 1164403.5812 | 2643667.9296 | 1164413.1164
110 | 2643847.4772 | 1164487.2772 | 2643850.5516 | 1164474.2039 | 2643859.6074 | 1164457.9503 | 2643864.2768 | 1164446.7007 | 2643866.1085 | 1164436.0084 | 2643867.3106 | 1164414.0057 | 2643869.9992 | 1164403.4309 | 2643876.9992 | 1164395.0109 | 2643879.9401 | 1164393.1674
111 | 2643749.6139 | 1164560.7873 | 2643847.4772 | 1164487.2772
112 | 2643933.9219 | 1164681.0196 | 2643933.5825 | 1164684.9864 | 2643930.7475 | 1164693.5701 | 2643926.5136 | 1164697.6302 | 2643914.6523 | 1164703.7913 | 2643908.6498 | 1164709.8951 | 2643904.9889 | 1164719.3845
113 | 2643926.8472 | 1164665.5937 | 2643929.8313 | 1164664.8929 | 2643933.6212 | 1164666.0545 | 2643934.9305 | 1164669.2324 | 2643933.9219 | 1164681.0196
114 | 2643950.3799 | 1164741.1161 | 2643947.1482 | 1164740.0698 | 2643908.958 | 1164737.9454 | 2643905.5817 | 1164736.7868 | 2643903.4409 | 1164734.2143 | 2643902.6454 | 1164730.9401 | 2643904.9889 | 1164719.3845 | 2643904.9889 | 1164719.3845
115 | 2643950.3799 | 1164741.1161 | 2643928.1099 | 1164752.7262 | 2643912.3532 | 1164758.5476 | 2643895.047 | 1164765.7918 | 2643876.1222 | 1164777.6007
116 | 2643749.6139 | 1164560.7873 | 2643736.0639 | 1164564.1954 | 2643712.2194 | 1164577.4624 | 2643699.0257 | 1164582.547 | 2643670.0803 | 1164588.5288 | 2643668.0982 | 1164589.4146
117 | 2643863.0799 | 1164786.4519 | 2643868.1216 | 1164782.5931 | 2643876.1222 | 1164777.6007
118 | 2643621.7619 | 1164623.7967 | 2643635.5611 | 1164606.9991 | 2643648.9057 | 1164597.9912 | 2643668.0982 | 1164589.4146
119 | 2643863.0799 | 1164786.4519 | 2643861.2627 | 1164787.8427
120 | 2643540.6018 | 1164622.6416 | 2643544.7035 | 1164629.4082 | 2643554.7766 | 1164632.2159 | 2643573.9297 | 1164634.3001 | 2643578.2499 | 1164633.1085 | 2643593.1416 | 1164618.7756
121 | 2643621.7619 | 1164623.7967 | 2643603.5482 | 1164614.6599 | 2643599.9469 | 1164614.934 | 2643593.1416 | 1164618.7756
122 | 2643540.6018 | 1164622.6416 | 2643544.3942 | 1164575.878 | 2643548.635 | 1164556.6513
123 | 2643540.6018 | 1164622.6416 | 2643493.7912 | 1164651.6121
124 | 2643613.913 | 1164644.8175 | 2643621.7619 | 1164623.7967
125 | 2643486.8925 | 1164655.8817 | 2643493.7912 | 1164651.6121
126 | 2643613.913 | 1164644.8175 | 2643615.066 | 1164647.3938 | 2643613.199 | 1164664.0779 | 2643614.1538 | 1164673.9122 | 2643616.392 | 1164676.7966 | 2643621.001 | 1164679.0756 | 2643624.4958 | 1164678.6897 | 2643634.8099 | 1164674.0233
127 | 2643486.8925 | 1164655.8817 | 2643529.744 | 1164694.3894 | 2643538.5112 | 1164706.9799
128 | 2643688.4219 | 1164658.0649 | 2643682.8799 | 1164657.7245 | 2643673.7322 | 1164658.2695 | 2643661.6906 | 1164661.8618 | 2643634.8099 | 1164674.0233
129 | 2643545.8726 | 1164717.5515 | 2643538.5112 | 1164706.9799
130 | 2643545.8726 | 1164717.5515 | 2643544.4568 | 1164724.8229
131 | 2643544.4568 | 1164724.8229 | 2643553.5277 | 1164733.8154 | 2643569.9877 | 1164747.1304
132 | 2643544.4568 | 1164724.8229 | 2643546.9111 | 1164732.767 | 2643552.8517 | 1164745.7279 | 2643554.0529 | 1164752.2288 | 2643552.8458 | 1164762.4032 | 2643546.4686 | 1164768.4936 | 2643545.8364 | 1164768.5719
133 | 2643545.8364 | 1164768.5719 | 2643531.4609 | 1164770.3526 | 2643531.4231 | 1164770.3454
134 | 2643477.3885 | 1164777.4359 | 2643480.2727 | 1164777.0637 | 2643486.5631 | 1164774.4967 | 2643500.2924 | 1164767.27 | 2643508.1284 | 1164765.9482 | 2643531.4231 | 1164770.3454
135 | 2643434.2345 | 1164801.2772 | 2643443.5824 | 1164794.1965 | 2643454.6801 | 1164780.2138 | 2643462.8249 | 1164777.4823 | 2643471.5422 | 1164778.1901 | 2643477.3885 | 1164777.4359
136 | 2643569.9877 | 1164747.1304 | 2643649.3412 | 1164859.7897
137 | 2643713.3591 | 1164893.7025 | 2643668.3295 | 1164893.9645 | 2643645.8208 | 1164892.2003 | 2643636.6465 | 1164894.346 | 2643624.3673 | 1164902.2499 | 2643621.2382 | 1164903.5278
138 | 2643713.3591 | 1164893.7025 | 2643684.71 | 1164872.8057
139 | 2643713.3591 | 1164893.7025 | 2643735.7738 | 1164894.6992 | 2643743.0812 | 1164893.3961
140 | 2643753.0467 | 1164899.3272 | 2643725.2664 | 1164927.4844 | 2643707.5102 | 1164939.8396
141 | 2643753.0467 | 1164899.3272 | 2643766.7259 | 1164907.4198 | 2643770.7549 | 1164914.6418 | 2643772.2213 | 1164918.8064
142 | 2643743.0812 | 1164893.3961 | 2643753.0467 | 1164899.3272
143 | 2643434.2345 | 1164801.2772 | 2643413.107 | 1164778.9242 | 2643409.4897 | 1164767.6366 | 2643410.7861 | 1164758.8414 | 2643419.2393 | 1164747.3408
144 | 2643684.71 | 1164872.8057 | 2643684.71 | 1164872.8057 | 2643649.3412 | 1164859.7897
145 | 2643743.0812 | 1164893.3961 | 2643756.6161 | 1164889.7371 | 2643766.132 | 1164883.8032 | 2643775.5373 | 1164873.0771 | 2643779.4469 | 1164870.6893
146 | 2643852.6323 | 1164794.4482 | 2643851.1873 | 1164795.5542 | 2643824.5292 | 1164819.8615 | 2643808.2348 | 1164845.9231 | 2643792.8597 | 1164862.4976 | 2643779.4469 | 1164870.6893
147 | 2643779.4279 | 1164939.2733 | 2643772.2213 | 1164918.8064
148 | 2643779.4279 | 1164939.2733 | 2643764.4896 | 1164966.3438
149 | 2643779.4279 | 1164939.2733 | 2643784.695 | 1164945.4091
150 | 2643888.3013 | 1165023.2999 | 2643879.8896 | 1165015.8786 | 2643861.3296 | 1165004.0482 | 2643850.3146 | 1164995.0521 | 2643840.791 | 1164986.3003 | 2643837.0336 | 1164980.7033 | 2643830.3881 | 1164976.3193 | 2643827.4179 | 1164974.7765
151 | 2643784.695 | 1164945.4091 | 2643789.079 | 1164950.5161 | 2643792.8697 | 1164953.6565 | 2643806.6608 | 1164960.0269 | 2643818.3193 | 1164970.0503 | 2643827.4179 | 1164974.7765
152 | 2643762.9611 | 1164969.1136 | 2643764.4896 | 1164966.3438
153 | 2643852.6323 | 1164794.4482 | 2643861.2627 | 1164787.8427
154 | 2643297.9718 | 1164709.5583 | 2643341.6848 | 1164678.5902 | 2643350.2633 | 1164675.6166
155 | 2643297.9718 | 1164709.5583 | 2643301.7964 | 1164698.4801 | 2643301.6722 | 1164687.0065 | 2643300.2178 | 1164675.2232 | 2643302.4047 | 1164663.9776 | 2643313.8253 | 1164654.0768
156 | 2643301.5753 | 1164590.9224 | 2643313.8253 | 1164654.0768

## bus_geodata
| x | y | coords
0 | 2642632.8505 | 1163848.3358
1 | 2642638.1828 | 1163892.636
2 | 2642633.9452 | 1163929.2411
3 | 2642701.4785 | 1163927.0324
4 | 2642651.0706 | 1163936.2464
5 | 2642768.5275 | 1163991.3532
6 | 2643134.4564 | 1164422.5898
7 | 2643138.4242 | 1164427.0801
8 | 2642945.2643 | 1163832.6403
9 | 2642960.9173 | 1163847.96
10 | 2642976.5467 | 1163913.7392
11 | 2643055.5707 | 1163912.9147
12 | 2642812.562 | 1163888.8834
13 | 2642779.9835 | 1163921.5983
14 | 2643512.2871 | 1163826.7527
15 | 2643180.0892 | 1163951.5604
16 | 2643571.6731 | 1163967.9916
17 | 2642962.0289 | 1163927.1647
18 | 2643007.7186 | 1163924.6119
19 | 2643095.0313 | 1163926.9796
20 | 2643070.8294 | 1163915.2568
21 | 2642846.9771 | 1164006.4969
22 | 2643007.926 | 1163925.4984
23 | 2642775.2218 | 1163927.7565
24 | 2643218.8657 | 1164348.0821
25 | 2643230.5017 | 1164364.1475
26 | 2643079.3512 | 1163911.8075
27 | 2642774.8848 | 1163977.1484
28 | 2642758.89 | 1164000.3338
29 | 2642717.7061 | 1164013.5593
30 | 2642763.6455 | 1164053.2062
31 | 2642782.5283 | 1163911.6334
32 | 2642719.4634 | 1164027.0899
33 | 2642696.9098 | 1164020.3708
34 | 2643089.006 | 1163886.1008
35 | 2643192.1134 | 1164430.4519
36 | 2643207.028 | 1164426.6785
37 | 2643239.4912 | 1164414.0281
38 | 2643243.5712 | 1164409.4861
39 | 2643242.5552 | 1164455.4679
40 | 2643242.4456 | 1164458.995
41 | 2643240.7206 | 1164508.4165
42 | 2643214.2619 | 1164472.1639
43 | 2643259.9806 | 1164391.219
44 | 2643241.5542 | 1164531.5025
45 | 2643202.3843 | 1164491.1844
46 | 2643242.6375 | 1164539.883
47 | 2643243.4476 | 1164542.1768
48 | 2643245.4826 | 1164547.9391
49 | 2643253.2148 | 1164567.3845
50 | 2643690.2809 | 1164214.288
51 | 2643695.1008 | 1164208.144
52 | 2643548.8718 | 1164195.3402
53 | 2643797.5269 | 1164149.6374
54 | 2643510.8138 | 1164178.8279
55 | 2643552.0167 | 1164000.7411
56 | 2643531.1082 | 1164018.8504
57 | 2643631.1207 | 1163924.6791
58 | 2643487.8174 | 1164198.3397
59 | 2643652.5916 | 1163914.758
60 | 2643663.5538 | 1163909.6926
61 | 2643338.2043 | 1164462.3301
62 | 2643313.8741 | 1164468.158
63 | 2643354.8773 | 1164449.4657
64 | 2643350.1118 | 1164378.6174
65 | 2643362.736 | 1164459.4439
66 | 2643366.0376 | 1164463.6359
67 | 2643380.9176 | 1164478.9243
68 | 2643616.5369 | 1164336.8719
69 | 2643583.7427 | 1164346.6302
70 | 2643637.8962 | 1164323.1901
71 | 2643578.1462 | 1164347.2697
72 | 2643635.7522 | 1164313.6363
73 | 2643652.5064 | 1164311.8902
74 | 2643552.0359 | 1164375.2166
75 | 2643652.7898 | 1164345.4149
76 | 2643706.6645 | 1164227.5447
77 | 2643534.3817 | 1164395.4225
78 | 2643647.2425 | 1164379.8216
79 | 2643806.7077 | 1164314.4011
80 | 2643275.7051 | 1164554.8642
81 | 2643297.7664 | 1164542.3807
82 | 2643276.8055 | 1164567.9655
83 | 2643305.4255 | 1164538.0118
84 | 2643680.048 | 1163902.0711
85 | 2643702.4773 | 1163891.707
86 | 2643341.9997 | 1164514.0968
87 | 2643361.393 | 1164499.5944
88 | 2643321.784 | 1164528.3574
89 | 2643378.1278 | 1164500.4599
90 | 2643305.4886 | 1164537.9758
91 | 2643330.586 | 1164541.5769
92 | 2643395.8922 | 1164513.2619
93 | 2643419.4947 | 1164472.5181
94 | 2643331.1407 | 1164542.4099
95 | 2643404.1432 | 1164533.0386
96 | 2643448.9471 | 1164439.3299
97 | 2643540.3717 | 1164414.309
98 | 2643529.4699 | 1164400.0772
99 | 2643259.091 | 1164588.9198
100 | 2643284.2 | 1164591.3515
101 | 2643285.6113 | 1164591.4159
102 | 2643469.7971 | 1164429.3249
103 | 2643490.8961 | 1164422.2511
104 | 2643408.0206 | 1164551.4431
105 | 2643671.2289 | 1164429.7624
106 | 2643671.3959 | 1164432.6681
107 | 2643667.9296 | 1164413.1164
108 | 2643659.4403 | 1164397.5381
109 | 2643879.9401 | 1164393.1674
110 | 2643847.4772 | 1164487.2772
111 | 2643933.9219 | 1164681.0196
112 | 2643904.9889 | 1164719.3845
113 | 2643926.8472 | 1164665.5937
114 | 2643950.3799 | 1164741.1161
115 | 2643749.6139 | 1164560.7873
116 | 2643876.1222 | 1164777.6007
117 | 2643668.0982 | 1164589.4146
118 | 2643863.0799 | 1164786.4519
119 | 2643593.1416 | 1164618.7756
120 | 2643540.6018 | 1164622.6416
121 | 2643621.7619 | 1164623.7967
122 | 2643548.635 | 1164556.6513
123 | 2643493.7912 | 1164651.6121
124 | 2643613.913 | 1164644.8175
125 | 2643486.8925 | 1164655.8817
126 | 2643634.8099 | 1164674.0233
127 | 2643538.5112 | 1164706.9799
128 | 2643545.8726 | 1164717.5515
129 | 2643544.4568 | 1164724.8229
130 | 2643688.4219 | 1164658.0649
131 | 2643545.8364 | 1164768.5719
132 | 2643531.4231 | 1164770.3454
133 | 2643477.3885 | 1164777.4359
134 | 2643569.9877 | 1164747.1304
135 | 2643621.2382 | 1164903.5278
136 | 2643713.3591 | 1164893.7025
137 | 2643707.5102 | 1164939.8396
138 | 2643753.0467 | 1164899.3272
139 | 2643434.2345 | 1164801.2772
140 | 2643649.3412 | 1164859.7897
141 | 2643419.2393 | 1164747.3408
142 | 2643684.71 | 1164872.8057
143 | 2643743.0812 | 1164893.3961
144 | 2643779.4469 | 1164870.6893
145 | 2643772.2213 | 1164918.8064
146 | 2643779.4279 | 1164939.2733
147 | 2643827.4179 | 1164974.7765
148 | 2643888.3013 | 1165023.2999
149 | 2643784.695 | 1164945.4091
150 | 2643764.4896 | 1164966.3438
151 | 2643762.9611 | 1164969.1136
152 | 2643861.2627 | 1164787.8427
153 | 2643852.6323 | 1164794.4482
154 | 2643350.2633 | 1164675.6166
155 | 2643297.9718 | 1164709.5583
156 | 2643313.8253 | 1164654.0768
157 | 2643301.5753 | 1164590.9224
158 | 2643534.3817 | 1164395.4225

## line_std_types
| c_nf_per_km | r_ohm_per_km | x_ohm_per_km | max_i_ka | type | q_mm2 | alpha | voltage_rating
NAYY 4x50 SE | 210 | 0.642 | 0.083 | 0.142 | cs | 50 | 0.00403 | LV
NAYY 4x120 SE | 264 | 0.225 | 0.08 | 0.242 | cs | 120 | 0.00403 | LV
NAYY 4x150 SE | 261 | 0.208 | 0.08 | 0.27 | cs | 150 | 0.00403 | LV
NA2XS2Y 1x95 RM/25 12/20 kV | 216 | 0.313 | 0.132 | 0.252 | cs | 95 | 0.00403 | MV
NA2XS2Y 1x185 RM/25 12/20 kV | 273 | 0.161 | 0.117 | 0.362 | cs | 185 | 0.00403 | MV
NA2XS2Y 1x240 RM/25 12/20 kV | 304 | 0.122 | 0.112 | 0.421 | cs | 240 | 0.00403 | MV
NA2XS2Y 1x95 RM/25 6/10 kV | 315 | 0.313 | 0.123 | 0.249 | cs | 95 | 0.00403 | MV
NA2XS2Y 1x185 RM/25 6/10 kV | 406 | 0.161 | 0.11 | 0.358 | cs | 185 | 0.00403 | MV
NA2XS2Y 1x240 RM/25 6/10 kV | 456 | 0.122 | 0.105 | 0.416 | cs | 240 | 0.00403 | MV
NA2XS2Y 1x150 RM/25 12/20 kV | 250 | 0.206 | 0.116 | 0.319 | cs | 150 | 0.00403 | MV
NA2XS2Y 1x120 RM/25 12/20 kV | 230 | 0.253 | 0.119 | 0.283 | cs | 120 | 0.00403 | MV
NA2XS2Y 1x70 RM/25 12/20 kV | 190 | 0.443 | 0.132 | 0.22 | cs | 70 | 0.00403 | MV
NA2XS2Y 1x150 RM/25 6/10 kV | 360 | 0.206 | 0.11 | 0.315 | cs | 150 | 0.00403 | MV
NA2XS2Y 1x120 RM/25 6/10 kV | 340 | 0.253 | 0.113 | 0.28 | cs | 120 | 0.00403 | MV
NA2XS2Y 1x70 RM/25 6/10 kV | 280 | 0.443 | 0.123 | 0.217 | cs | 70 | 0.00403 | MV
N2XS(FL)2Y 1x120 RM/35 64/110 kV | 112 | 0.153 | 0.166 | 0.366 | cs | 120 | 0.00393 | HV
N2XS(FL)2Y 1x185 RM/35 64/110 kV | 125 | 0.099 | 0.156 | 0.457 | cs | 185 | 0.00393 | HV
N2XS(FL)2Y 1x240 RM/35 64/110 kV | 135 | 0.075 | 0.149 | 0.526 | cs | 240 | 0.00393 | HV
N2XS(FL)2Y 1x300 RM/35 64/110 kV | 144 | 0.06 | 0.144 | 0.588 | cs | 300 | 0.00393 | HV
15-AL1/3-ST1A 0.4 | 11 | 1.8769 | 0.35 | 0.105 | ol | 16 | 0.00403 | LV
24-AL1/4-ST1A 0.4 | 11.25 | 1.2012 | 0.335 | 0.14 | ol | 24 | 0.00403 | LV
48-AL1/8-ST1A 0.4 | 12.2 | 0.5939 | 0.3 | 0.21 | ol | 48 | 0.00403 | LV
94-AL1/15-ST1A 0.4 | 13.2 | 0.306 | 0.29 | 0.35 | ol | 94 | 0.00403 | LV
34-AL1/6-ST1A 10.0 | 9.7 | 0.8342 | 0.36 | 0.17 | ol | 34 | 0.00403 | MV
48-AL1/8-ST1A 10.0 | 10.1 | 0.5939 | 0.35 | 0.21 | ol | 48 | 0.00403 | MV
70-AL1/11-ST1A 10.0 | 10.4 | 0.4132 | 0.339 | 0.29 | ol | 70 | 0.00403 | MV
94-AL1/15-ST1A 10.0 | 10.75 | 0.306 | 0.33 | 0.35 | ol | 94 | 0.00403 | MV
122-AL1/20-ST1A 10.0 | 11.1 | 0.2376 | 0.323 | 0.41 | ol | 122 | 0.00403 | MV
149-AL1/24-ST1A 10.0 | 11.25 | 0.194 | 0.315 | 0.47 | ol | 149 | 0.00403 | MV
34-AL1/6-ST1A 20.0 | 9.15 | 0.8342 | 0.382 | 0.17 | ol | 34 | 0.00403 | MV
48-AL1/8-ST1A 20.0 | 9.5 | 0.5939 | 0.372 | 0.21 | ol | 48 | 0.00403 | MV
70-AL1/11-ST1A 20.0 | 9.7 | 0.4132 | 0.36 | 0.29 | ol | 70 | 0.00403 | MV
94-AL1/15-ST1A 20.0 | 10 | 0.306 | 0.35 | 0.35 | ol | 94 | 0.00403 | MV
122-AL1/20-ST1A 20.0 | 10.3 | 0.2376 | 0.344 | 0.41 | ol | 122 | 0.00403 | MV
149-AL1/24-ST1A 20.0 | 10.5 | 0.194 | 0.337 | 0.47 | ol | 149 | 0.00403 | MV
184-AL1/30-ST1A 20.0 | 10.75 | 0.1571 | 0.33 | 0.535 | ol | 184 | 0.00403 | MV
243-AL1/39-ST1A 20.0 | 11 | 0.1188 | 0.32 | 0.645 | ol | 243 | 0.00403 | MV
48-AL1/8-ST1A 110.0 | 8 | 0.5939 | 0.46 | 0.21 | ol | 48 | 0.00403 | HV
70-AL1/11-ST1A 110.0 | 8.4 | 0.4132 | 0.45 | 0.29 | ol | 70 | 0.00403 | HV
94-AL1/15-ST1A 110.0 | 8.65 | 0.306 | 0.44 | 0.35 | ol | 94 | 0.00403 | HV
122-AL1/20-ST1A 110.0 | 8.5 | 0.2376 | 0.43 | 0.41 | ol | 122 | 0.00403 | HV
149-AL1/24-ST1A 110.0 | 8.75 | 0.194 | 0.41 | 0.47 | ol | 149 | 0.00403 | HV
184-AL1/30-ST1A 110.0 | 8.8 | 0.1571 | 0.4 | 0.535 | ol | 184 | 0.00403 | HV
243-AL1/39-ST1A 110.0 | 9 | 0.1188 | 0.39 | 0.645 | ol | 243 | 0.00403 | HV
305-AL1/39-ST1A 110.0 | 9.2 | 0.0949 | 0.38 | 0.74 | ol | 305 | 0.00403 | HV
490-AL1/64-ST1A 110.0 | 9.75 | 0.059 | 0.37 | 0.96 | ol | 490 | 0.00403 | HV
679-AL1/86-ST1A 110.0 | 9.95 | 0.042 | 0.36 | 1.15 | ol | 679 | 0.00403 | HV
490-AL1/64-ST1A 220.0 | 10 | 0.059 | 0.285 | 0.96 | ol | 490 | 0.00403 | HV
679-AL1/86-ST1A 220.0 | 11.7 | 0.042 | 0.275 | 1.15 | ol | 679 | 0.00403 | HV
490-AL1/64-ST1A 380.0 | 11 | 0.059 | 0.253 | 0.96 | ol | 490 | 0.00403 | HV
679-AL1/86-ST1A 380.0 | 14.6 | 0.042 | 0.25 | 1.15 | ol | 679 | 0.00403 | HV

## trafo_std_types
| i0_percent | pfe_kw | vkr_percent | sn_mva | vn_lv_kv | vn_hv_kv | vk_percent | shift_degree | vector_group | tap_side | tap_neutral | tap_min | tap_max | tap_step_degree | tap_step_percent | tap_phase_shifter
160 MVA 380/110 kV | 0.06 | 60 | 0.25 | 160 | 110 | 380 | 12.2 | 0 | Yy0 | hv | 0 | -9 | 9 | 0 | 1.5 | FALSE
100 MVA 220/110 kV | 0.06 | 55 | 0.26 | 100 | 110 | 220 | 12 | 0 | Yy0 | hv | 0 | -9 | 9 | 0 | 1.5 | FALSE
63 MVA 110/20 kV | 0.04 | 22 | 0.32 | 63 | 20 | 110 | 18 | 150 | YNd5 | hv | 0 | -9 | 9 | 0 | 1.5 | FALSE
40 MVA 110/20 kV | 0.05 | 18 | 0.34 | 40 | 20 | 110 | 16.2 | 150 | YNd5 | hv | 0 | -9 | 9 | 0 | 1.5 | FALSE
25 MVA 110/20 kV | 0.07 | 14 | 0.41 | 25 | 20 | 110 | 12 | 150 | YNd5 | hv | 0 | -9 | 9 | 0 | 1.5 | FALSE
63 MVA 110/10 kV | 0.04 | 22 | 0.32 | 63 | 10 | 110 | 18 | 150 | YNd5 | hv | 0 | -9 | 9 | 0 | 1.5 | FALSE
40 MVA 110/10 kV | 0.05 | 18 | 0.34 | 40 | 10 | 110 | 16.2 | 150 | YNd5 | hv | 0 | -9 | 9 | 0 | 1.5 | FALSE
25 MVA 110/10 kV | 0.07 | 14 | 0.41 | 25 | 10 | 110 | 12 | 150 | YNd5 | hv | 0 | -9 | 9 | 0 | 1.5 | FALSE
0.25 MVA 20/0.4 kV | 0.32 | 0.8 | 1.44 | 0.25 | 0.4 | 20 | 6 | 150 | Yzn5 | hv | 0 | -2 | 2 | 0 | 2.5 | FALSE
0.4 MVA 20/0.4 kV | 0.3375 | 1.35 | 1.425 | 0.4 | 0.4 | 20 | 6 | 150 | Dyn5 | hv | 0 | -2 | 2 | 0 | 2.5 | FALSE
0.63 MVA 20/0.4 kV | 0.2619 | 1.65 | 1.206 | 0.63 | 0.4 | 20 | 6 | 150 | Dyn5 | hv | 0 | -2 | 2 | 0 | 2.5 | FALSE
0.25 MVA 10/0.4 kV | 0.24 | 0.6 | 1.2 | 0.25 | 0.4 | 10 | 4 | 150 | Dyn5 | hv | 0 | -2 | 2 | 0 | 2.5 | FALSE
0.4 MVA 10/0.4 kV | 0.2375 | 0.95 | 1.325 | 0.4 | 0.4 | 10 | 4 | 150 | Dyn5 | hv | 0 | -2 | 2 | 0 | 2.5 | FALSE
0.63 MVA 10/0.4 kV | 0.1873 | 1.18 | 1.0794 | 0.63 | 0.4 | 10 | 4 | 150 | Dyn5 | hv | 0 | -2 | 2 | 0 | 2.5 | FALSE

## trafo3w_std_types
| sn_hv_mva | sn_mv_mva | sn_lv_mva | vn_hv_kv | vn_mv_kv | vn_lv_kv | vk_hv_percent | vk_mv_percent | vk_lv_percent | vkr_hv_percent | vkr_mv_percent | vkr_lv_percent | pfe_kw | i0_percent | shift_mv_degree | shift_lv_degree | vector_group | tap_side | tap_neutral | tap_min | tap_max | tap_step_percent
63/25/38 MVA 110/20/10 kV | 63 | 25 | 38 | 110 | 20 | 10 | 10.4 | 10.4 | 10.4 | 0.28 | 0.32 | 0.35 | 35 | 0.89 | 0 | 0 | YN0yn0yn0 | hv | 0 | -10 | 10 | 1.2
63/25/38 MVA 110/10/10 kV | 63 | 25 | 38 | 110 | 10 | 10 | 10.4 | 10.4 | 10.4 | 0.28 | 0.32 | 0.35 | 35 | 0.89 | 0 | 0 | YN0yn0yn0 | hv | 0 | -10 | 10 | 1.2

## fuse_std_types
| fuse_type | i_rated_a | t_avg | t_min | t_total | x_avg | x_min | x_total
HV 100A | HV 100A | 100 | 0 | [10.0, 3.64, 0.854, 0.281, 0.1, 0.0531, 0.022, 0.01] | [10.0, 4.267, 1.21, 0.403, 0.1, 0.058, 0.022, 0.01] | 0 | [300.0, 350.0, 450.0, 550.0, 700.0, 850.0, 1200.0, 1752.0] | [600.0, 700.0, 900.0, 1150.0, 1665.0, 2000.0, 3000.0, 4313.0]
HV 10A | HV 10A | 10 | 0 | [10.0, 1675.0, 0.344, 0.156, 0.1, 0.0417, 0.0171, 0.01] | [10.0, 1.3, 0.3, 0.155, 0.1, 0.0555, 0.023, 0.01] | 0 | [30.0, 32.0, 35.0, 37.0, 39.0, 50.0, 70.0, 88.0] | [60.0, 70.0, 80.0, 87.0, 94.0, 110.0, 150.0, 216.0]
HV 125A | HV 125A | 125 | 0 | [10.0, 1.82, 0.344, 0.1, 0.0467, 0.0269, 0.01] | [10.0, 2.478, 0.426, 0.1, 0.0427, 0.0211, 0.01] | 0 | [375.0, 500.0, 700.0, 925.0, 1200.0, 1500.0, 2341.0] | [750.0, 1000.0, 1500.0, 2200.0, 3000.0, 4000.0, 5765.0]
HV 160A | HV 160A | 160 | 0 | [10.0, 4.15, 1.03, 0.198, 0.1, 0.051, 0.0172, 0.01] | [10.0, 2.3, 0.734, 0.274, 0.1, 0.046, 0.0177, 0.01] | 0 | [480.0, 550.0, 700.0, 1000.0, 1260.0, 1600.0, 2500.0, 3227.0] | [960.0, 1300.0, 1700.0, 2200.0, 2996.0, 4000.0, 6000.0, 7946.0]
HV 16A | HV 16A | 16 | 0 | [10.0, 0.352, 0.164, 0.1, 0.0649, 0.0342, 0.01] | [10.0, 2.34, 0.722, 0.181, 0.1, 0.055, 0.0296, 0.01] | 0 | [48.0, 60.0, 65.0, 71.0, 80.0, 100.0, 162.0] | [96.0, 110.0, 125.0, 150.0, 168.0, 200.0, 250.0, 398.0]
HV 200A | HV 200A | 200 | 0 | [10.0, 4.267, 1.21, 0.403, 0.1, 0.058, 0.022, 0.01] | [10.0, 3.73, 1.654, 0.328, 0.1, 0.0531, 0.019, 0.01] | 0 | [600.0, 700.0, 900.0, 1150.0, 1665.0, 2000.0, 3000.0, 4313.0] | [1200.0, 1500.0, 1800.0, 2700.0, 3960.0, 5000.0, 7500.0, 10620.0]
HV 20A | HV 20A | 20 | 0 | [10.0, 1.3, 0.3, 0.155, 0.1, 0.0555, 0.023, 0.01] | [10.0, 1.3, 0.161, 0.1, 0.0611, 0.0399, 0.0141, 0.01] | 0 | [60.0, 70.0, 80.0, 87.0, 94.0, 110.0, 150.0, 216.0] | [120.0, 150.0, 200.0, 223.0, 260.0, 300.0, 450.0, 532.0]
HV 25A | HV 25A | 25 | 0 | [10.0, 2.512, 0.833, 0.299, 0.1, 0.0372, 0.0223, 0.01] | [10.0, 3.125, 0.597, 0.198, 0.1, 0.0378, 0.022, 0.01] | 0 | [75.0, 82.0, 90.0, 100.0, 124.0, 170.0, 200.0, 289.0] | [150.0, 170.0, 210.0, 250.0, 294.0, 400.0, 500.0, 711.0]
HV 31.5A | HV 31.5A | 31.5 | 0 | [10.0, 2.34, 0.722, 0.181, 0.1, 0.055, 0.0296, 0.01] | [10.0, 2.84, 0.368, 0.164, 0.1, 0.0621, 0.0378, 0.0195, 0.01] | 0 | [95.0, 110.0, 125.0, 150.0, 165.0, 200.0, 250.0, 390.0] | [189.0, 220.0, 300.0, 350.0, 393.0, 450.0, 530.0, 700.0, 960.0]
HV 40A | HV 40A | 40 | 0 | [10.0, 1.3, 0.161, 0.1, 0.0611, 0.0399, 0.0141, 0.01] | [10.0, 2.05, 0.369, 0.198, 0.1, 0.051, 0.0298, 0.01] | 0 | [120.0, 150.0, 200.0, 223.0, 260.0, 300.0, 450.0, 532.0] | [240.0, 300.0, 400.0, 450.0, 530.0, 650.0, 800.0, 1311.0]
HV 50A | HV 50A | 50 | 0 | [10.0, 3.215, 0.597, 0.198, 0.1, 0.0378, 0.022, 0.01] | [10.0, 3.64, 0.854, 0.281, 0.1, 0.0531, 0.022, 0.01] | 0 | [150.0, 170.0, 210.0, 250.0, 294.0, 400.0, 500.0, 711.0] | [300.0, 350.0, 450.0, 550.0, 700.0, 850.0, 1200.0, 1752.0]
HV 6.3A | HV 6.3A | 6.3 | 0 | [10.0, 1.39, 0.344, 0.168, 0.1, 0.056, 0.0263, 0.01] | [10.0, 1.711, 0.516, 0.198, 0.1, 0.0634, 0.0303, 0.01] | 0 | [19.0, 19.5, 20.4, 20.8, 22.0, 25.0, 32.0, 48.0] | [38.0, 40.0, 43.0, 48.0, 53.0, 60.0, 75.0, 118.0]
HV 63A | HV 63A | 63 | 0 | [10.0, 2.84, 0.368, 0.164, 0.1, 0.0621, 0.0378, 0.0195, 0.01] | [10.0, 1.82, 0.344, 0.1, 0.0467, 0.0269, 0.01] | 0 | [189.0, 220.0, 300.0, 350.0, 393.0, 450.0, 530.0, 700.0, 961.0] | [378.0, 500.0, 700.0, 934.0, 1200.0, 1500.0, 2366.0]
HV 80A | HV 80A | 80 | 0 | [10.0, 2.05, 0.369, 0.198, 0.1, 0.051, 0.0298, 0.01] | [10.0, 4.15, 1.03, 0.198, 0.1, 0.051, 0.0172, 0.01] | 0 | [240.0, 300.0, 400.0, 450.0, 530.0, 650.0, 800.0, 1311.0] | [480.0, 550.0, 700.0, 1000.0, 1260.0, 1600.0, 2500.0, 3227.0]
Siemens NH-1-100 | Siemens NH-1-100 | 100 | [5400.0, 2000.0, 400.0, 20.0, 1.0, 0.2, 0.012, 0.004] | 0 | 0 | [150.0, 190.0, 250.0, 430.0, 900.0, 1250.0, 2700.0, 3600.0] | 0 | 0
Siemens NH-1-125 | Siemens NH-1-125 | 125 | [4800.0, 120.0, 7.0, 0.1, 0.004] | 0 | 0 | [180.0, 400.0, 740.0, 2000.0, 4250.0] | 0 | 0
Siemens NH-1-16 | Siemens NH-1-16 | 16 | [4000.0, 400.0, 2.0, 0.1, 0.04, 0.01] | 0 | 0 | [26.0, 35.0, 75.0, 150.0, 200.0, 300.0] | 0 | 0
Siemens NH-1-160 | Siemens NH-1-160 | 160 | [4800.0, 120.0, 7.0, 0.1, 0.004] | 0 | 0 | [210.0, 500.0, 900.0, 2300.0, 5000.0] | 0 | 0
Siemens NH-1-25 | Siemens NH-1-25 | 25 | [4000.0, 1000.0, 10.0, 0.2, 0.02, 0.01] | 0 | 0 | [40.0, 50.0, 100.0, 210.0, 400.0, 500.0] | 0 | 0
Siemens NH-1-50 | Siemens NH-1-50 | 50 | [4000.0, 40.0, 4.0, 1.0, 0.02, 0.01] | 0 | 0 | [86.0, 200.0, 300.0, 400.0, 1000.0, 1280.0] | 0 | 0
Siemens NH-1-63 | Siemens NH-1-63 | 63 | [4000.0, 100.0, 10.0, 2.0, 0.04, 0.01] | 0 | 0 | [100.0, 200.0, 300.0, 400.0, 1000.0, 1500.0] | 0 | 0
Siemens NH-1-80 | Siemens NH-1-80 | 80 | [4800.0, 120.0, 7.0, 0.1, 0.01] | 0 | 0 | [150.58, 250.0, 450.0, 1150.0, 2470.0] | 0 | 0
Siemens NH-2-1000 | Siemens NH-2-1000 | 1000 | [4800.0, 120.0, 7.0, 0.1, 0.004] | 0 | 0 | [1900.0, 3500.0, 8400.0, 24000.0, 52000.0] | 0 | 0
Siemens NH-2-200 | Siemens NH-2-200 | 200 | [4800.0, 120.0, 7.0, 0.1, 0.004] | 0 | 0 | [280.0, 650.0, 1200.0, 3000.0, 7000.0] | 0 | 0
Siemens NH-2-224 | Siemens NH-2-224 | 224 | [4800.0, 120.0, 7.0, 0.2, 0.04, 0.004] | 0 | 0 | [400.0, 750.0, 1453.0, 3025.0, 4315.0, 7600.0] | 0 | 0
Siemens NH-2-250 | Siemens NH-2-250 | 250 | [4800.0, 120.0, 7.0, 0.1, 0.004] | 0 | 0 | [450.0, 800.0, 1650.0, 4000.0, 8500.0] | 0 | 0
Siemens NH-2-315 | Siemens NH-2-315 | 315 | [4800.0, 120.0, 7.0, 0.1, 0.004] | 0 | 0 | [550.0, 920.0, 1900.0, 5000.0, 11000.0] | 0 | 0
Siemens NH-2-355 | Siemens NH-2-355 | 355 | [4800.0, 120.0, 6.0, 0.1, 0.004] | 0 | 0 | [650.0, 1116.27, 2350.0, 5840.0, 12790.0] | 0 | 0
Siemens NH-2-400 | Siemens NH-2-400 | 400 | [4800.0, 120.0, 7.0, 0.1, 0.004] | 0 | 0 | [720.0, 1350.0, 2800.0, 6500.0, 15000.0] | 0 | 0
Siemens NH-2-425 | Siemens NH-2-425 | 425 | [4800.0, 120.0, 7.0, 0.1, 0.004] | 0 | 0 | [850.0, 1500.0, 3050.0, 7500.0, 16500.0] | 0 | 0
Siemens NH-2-630 | Siemens NH-2-630 | 630 | [4800.0, 120.0, 7.0, 0.1, 0.004] | 0 | 0 | [1200.0, 2000.0, 4800.0, 12000.0, 26000.0] | 0 | 0

## dtypes
| element | column | dtype
0 | bus | name | object
1 | bus | vn_kv | float64
2 | bus | type | object
3 | bus | zone | object
4 | bus | in_service | bool
5 | load | name | object
6 | load | bus | uint32
7 | load | p_mw | float64
8 | load | q_mvar | float64
9 | load | const_z_percent | float64
10 | load | const_i_percent | float64
11 | load | sn_mva | float64
12 | load | scaling | float64
13 | load | in_service | bool
14 | load | type | object
15 | ext_grid | name | object
16 | ext_grid | bus | uint32
17 | ext_grid | vm_pu | float64
18 | ext_grid | va_degree | float64
19 | ext_grid | slack_weight | float64
20 | ext_grid | in_service | bool
21 | line | name | object
22 | line | std_type | object
23 | line | from_bus | uint32
24 | line | to_bus | uint32
25 | line | length_km | float64
26 | line | r_ohm_per_km | float64
27 | line | x_ohm_per_km | float64
28 | line | c_nf_per_km | float64
29 | line | g_us_per_km | float64
30 | line | max_i_ka | float64
31 | line | df | float64
32 | line | parallel | uint32
33 | line | type | object
34 | line | in_service | bool
35 | trafo | name | object
36 | trafo | std_type | object
37 | trafo | hv_bus | uint32
38 | trafo | lv_bus | uint32
39 | trafo | sn_mva | float64
40 | trafo | vn_hv_kv | float64
41 | trafo | vn_lv_kv | float64
42 | trafo | vk_percent | float64
43 | trafo | vkr_percent | float64
44 | trafo | pfe_kw | float64
45 | trafo | i0_percent | float64
46 | trafo | shift_degree | float64
47 | trafo | tap_side | object
48 | trafo | tap_neutral | int32
49 | trafo | tap_min | int32
50 | trafo | tap_max | int32
51 | trafo | tap_step_percent | float64
52 | trafo | tap_step_degree | float64
53 | trafo | tap_pos | int32
54 | trafo | tap_phase_shifter | bool
55 | trafo | parallel | uint32
56 | trafo | df | float64
57 | trafo | in_service | bool
58 | line_geodata | coords | object
59 | bus_geodata | x | float64
60 | bus_geodata | y | float64
61 | bus_geodata | coords | object

## parameters
| version | format_version | converged | OPF_converged | name | f_hz | sn_mva
0 | 2.14.6 | 2.14.0 | FALSE | FALSE |  | 50 | 1