## bus
| name | vn_kv | type | zone | in_service
0 | bus_LV_602-1_1_6_node_39 | 0.4 | n |  | TRUE
1 | bus_LV_602-1_1_6_node_40 | 0.4 | n |  | TRUE
2 | bus_LV_602-1_1_6_node_42 | 0.4 | n |  | TRUE
3 | bus_LV_602-1_1_6_node_145 | 0.4 | n |  | TRUE
4 | bus_LV_602-1_1_6_node_320 | 0.4 | n |  | TRUE
5 | bus_LV_602-1_1_6_node_146 | 0.4 | n |  | TRUE
6 | bus_LV_602-1_1_6_node_144 | 0.4 | n |  | TRUE
7 | bus_LV_602-1_1_6_node_43 | 0.4 | n |  | TRUE
8 | bus_LV_602-1_1_6_node_44 | 0.4 | n |  | TRUE
9 | bus_LV_602-1_1_6_node_45 | 0.4 | n |  | TRUE
10 | bus_LV_602-1_1_6_node_46 | 0.4 | n |  | TRUE
11 | bus_LV_602-1_1_6_node_47 | 0.4 | n |  | TRUE
12 | bus_LV_602-1_1_6_node_51 | 0.4 | n |  | TRUE
13 | bus_LV_602-1_1_6_node_154 | 0.4 | n |  | TRUE
14 | bus_LV_602-1_1_6_node_52 | 0.4 | n |  | TRUE
15 | bus_LV_602-1_1_6_node_153 | 0.4 | n |  | TRUE
16 | bus_LV_602-1_1_6_node_163 | 0.4 | n |  | TRUE
17 | bus_LV_602-1_1_6_node_50 | 0.4 | n |  | TRUE
18 | bus_LV_602-1_1_6_node_167 | 0.4 | n |  | TRUE
19 | bus_LV_602-1_1_6_node_48 | 0.4 | n |  | TRUE
20 | bus_LV_602-1_1_6_node_49 | 0.4 | n |  | TRUE
21 | bus_LV_602-1_1_6_node_186 | 0.4 | n |  | TRUE
22 | bus_LV_602-1_1_6_node_187 | 0.4 | n |  | TRUE
23 | bus_LV_602-1_1_6_node_77 | 0.4 | n |  | TRUE
24 | bus_LV_602-1_1_6_node_79 | 0.4 | n |  | TRUE
25 | bus_LV_602-1_1_6_node_81 | 0.4 | n |  | TRUE
26 | bus_LV_602-1_1_6_node_82 | 0.4 | n |  | TRUE
27 | bus_LV_602-1_1_6_node_91 | 0.4 | n |  | TRUE
28 | bus_LV_602-1_1_6_node_83 | 0.4 | n |  | TRUE
29 | bus_LV_602-1_1_6_node_89 | 0.4 | n |  | TRUE
30 | bus_LV_602-1_1_6_node_80 | 0.4 | n |  | TRUE
31 | bus_LV_602-1_1_6_node_88 | 0.4 | n |  | TRUE
32 | bus_LV_602-1_1_6_node_87 | 0.4 | n |  | TRUE
33 | bus_LV_602-1_1_6_node_84 | 0.4 | n |  | TRUE
34 | bus_LV_602-1_1_6_node_86 | 0.4 | n |  | TRUE
35 | bus_LV_602-1_1_6_node_85 | 0.4 | n |  | TRUE
36 | bus_LV_602-1_1_6_node_90 | 0.4 | n |  | TRUE
37 | bus_LV_602-1_1_6_node_92 | 0.4 | n |  | TRUE
38 | bus_LV_602-1_1_6_node_93 | 0.4 | n |  | TRUE
39 | bus_LV_602-1_1_6_node_98 | 0.4 | n |  | TRUE
40 | bus_LV_602-1_1_6_node_96 | 0.4 | n |  | TRUE
41 | bus_LV_602-1_1_6_node_95 | 0.4 | n |  | TRUE
42 | bus_LV_602-1_1_6_node_97 | 0.4 | n |  | TRUE
43 | bus_LV_602-1_1_6_node_99 | 0.4 | n |  | TRUE
44 | bus_LV_602-1_1_6_node_100 | 0.4 | n |  | TRUE
45 | bus_LV_602-1_1_6_node_188 | 0.4 | n |  | TRUE
46 | bus_LV_602-1_1_6_node_182 | 0.4 | n |  | TRUE
47 | bus_LV_602-1_1_6_node_189 | 0.4 | n |  | TRUE
48 | bus_LV_602-1_1_6_node_181 | 0.4 | n |  | TRUE
49 | bus_LV_602-1_1_6_node_101 | 0.4 | n |  | TRUE
50 | bus_LV_602-1_1_6_node_102 | 0.4 | n |  | TRUE
51 | bus_LV_602-1_1_6_node_103 | 0.4 | n |  | TRUE
52 | bus_LV_602-1_1_6_node_104 | 0.4 | n |  | TRUE
53 | bus_LV_602-1_1_6_node_105 | 0.4 | n |  | TRUE
54 | bus_LV_602-1_1_6_node_115 | 0.4 | n |  | TRUE
55 | bus_LV_602-1_1_6_node_112 | 0.4 | n |  | TRUE
56 | bus_LV_602-1_1_6_node_116 | 0.4 | n |  | TRUE
57 | bus_LV_602-1_1_6_node_113 | 0.4 | n |  | TRUE
58 | bus_LV_602-1_1_6_node_114 | 0.4 | n |  | TRUE
59 | bus_LV_602-1_1_6_node_106 | 0.4 | n |  | TRUE
60 | bus_LV_602-1_1_6_node_108 | 0.4 | n |  | TRUE
61 | bus_LV_602-1_1_6_node_107 | 0.4 | n |  | TRUE
62 | bus_LV_602-1_1_6_node_109 | 0.4 | n |  | TRUE
63 | bus_LV_602-1_1_6_node_110 | 0.4 | n |  | TRUE
64 | bus_LV_602-1_1_6_node_111 | 0.4 | n |  | TRUE
65 | bus_LV_602-1_1_6_node_121 | 0.4 | n |  | TRUE
66 | bus_LV_602-1_1_6_node_122 | 0.4 | n |  | TRUE
67 | bus_LV_602-1_1_6_node_119 | 0.4 | n |  | TRUE
68 | bus_LV_602-1_1_6_node_141 | 0.4 | n |  | TRUE
69 | bus_LV_602-1_1_6_node_156 | 0.4 | n |  | TRUE
70 | bus_LV_602-1_1_6_node_158 | 0.4 | n |  | TRUE
71 | bus_LV_602-1_1_6_node_215 | 0.4 | n |  | TRUE
72 | bus_LV_602-1_1_6_node_309 | 0.4 | n |  | TRUE
73 | bus_LV_602-1_1_6_node_120 | 0.4 | n |  | TRUE
74 | bus_LV_602-1_1_6_node_118 | 0.4 | n |  | TRUE
75 | bus_LV_602-1_1_6_node_139 | 0.4 | n |  | TRUE
76 | bus_LV_602-1_1_6_node_136 | 0.4 | n |  | TRUE
77 | bus_LV_602-1_1_6_node_148 | 0.4 | n |  | TRUE
78 | bus_LV_602-1_1_6_node_137 | 0.4 | n |  | TRUE
79 | bus_LV_602-1_1_6_node_123 | 0.4 | n |  | TRUE
80 | bus_LV_602-1_1_6_node_132 | 0.4 | n |  | TRUE
81 | bus_LV_602-1_1_6_node_117 | 0.4 | n |  | TRUE
82 | bus_LV_602-1_1_6_node_134 | 0.4 | n |  | TRUE
83 | bus_LV_602-1_1_6_node_147 | 0.4 | n |  | TRUE
84 | bus_LV_602-1_1_6_node_128 | 0.4 | n |  | TRUE
85 | bus_LV_602-1_1_6_node_133 | 0.4 | n |  | TRUE
86 | bus_LV_602-1_1_6_node_155 | 0.4 | n |  | TRUE
87 | bus_LV_602-1_1_6_node_159 | 0.4 | n |  | TRUE
88 | bus_LV_602-1_1_6_node_217 | 0.4 | n |  | TRUE
89 | bus_LV_602-1_1_6_node_213 | 0.4 | n |  | TRUE
90 | bus_LV_602-1_1_6_node_310 | 0.4 | n |  | TRUE
91 | bus_LV_602-1_1_6_node_124 | 0.4 | n |  | TRUE
92 | bus_LV_602-1_1_6_node_125 | 0.4 | n |  | TRUE
93 | bus_LV_602-1_1_6_node_127 | 0.4 | n |  | TRUE
94 | bus_LV_602-1_1_6_node_130 | 0.4 | n |  | TRUE
95 | bus_LV_602-1_1_6_node_138 | 0.4 | n |  | TRUE
96 | bus_LV_602-1_1_6_node_129 | 0.4 | n |  | TRUE
97 | bus_LV_602-1_1_6_node_131 | 0.4 | n |  | TRUE
98 | bus_LV_602-1_1_6_node_135 | 0.4 | n |  | TRUE
99 | bus_LV_602-1_1_6_node_140 | 0.4 | n |  | TRUE
100 | bus_LV_602-1_1_6_node_142 | 0.4 | n |  | TRUE
101 | bus_LV_602-1_1_6_node_143 | 0.4 | n |  | TRUE
102 | bus_LV_602-1_1_6_node_149 | 0.4 | n |  | TRUE
103 | bus_LV_602-1_1_6_node_150 | 0.4 | n |  | TRUE
104 | bus_LV_602-1_1_6_node_151 | 0.4 | n |  | TRUE
105 | bus_LV_602-1_1_6_node_152 | 0.4 | n |  | TRUE
106 | bus_LV_602-1_1_6_node_169 | 0.4 | n |  | TRUE
107 | bus_LV_602-1_1_6_node_170 | 0.4 | n |  | TRUE
108 | bus_LV_602-1_1_6_node_161 | 0.4 | n |  | TRUE
109 | bus_LV_602-1_1_6_node_160 | 0.4 | n |  | TRUE
110 | bus_LV_602-1_1_6_node_162 | 0.4 | n |  | TRUE
111 | bus_LV_602-1_1_6_node_164 | 0.4 | n |  | TRUE
112 | bus_LV_602-1_1_6_node_168 | 0.4 | n |  | TRUE
113 | bus_LV_602-1_1_6_node_157 | 0.4 | n |  | TRUE
114 | bus_LV_602-1_1_6_node_166 | 0.4 | n |  | TRUE
115 | bus_LV_602-1_1_6_node_165 | 0.4 | n |  | TRUE
116 | bus_LV_602-1_1_6_node_171 | 0.4 | n |  | TRUE
117 | bus_LV_602-1_1_6_node_172 | 0.4 | n |  | TRUE
118 | bus_LV_602-1_1_6_node_173 | 0.4 | n |  | TRUE
119 | bus_LV_602-1_1_6_node_174 | 0.4 | n |  | TRUE
120 | bus_LV_602-1_1_6_node_175 | 0.4 | n |  | TRUE
121 | bus_LV_602-1_1_6_node_176 | 0.4 | n |  | TRUE
122 | bus_LV_602-1_1_6_node_180 | 0.4 | n |  | TRUE
123 | bus_LV_602-1_1_6_node_204 | 0.4 | n |  | TRUE
124 | bus_LV_602-1_1_6_node_185 | 0.4 | n |  | TRUE
125 | bus_LV_602-1_1_6_node_178 | 0.4 | n |  | TRUE
126 | bus_LV_602-1_1_6_node_201 | 0.4 | n |  | TRUE
127 | bus_LV_602-1_1_6_node_202 | 0.4 | n |  | TRUE
128 | bus_LV_602-1_1_6_node_198 | 0.4 | n |  | TRUE
129 | bus_LV_602-1_1_6_node_177 | 0.4 | n |  | TRUE
130 | bus_LV_602-1_1_6_node_179 | 0.4 | n |  | TRUE
131 | bus_LV_602-1_1_6_node_184 | 0.4 | n |  | TRUE
132 | bus_LV_602-1_1_6_node_183 | 0.4 | n |  | TRUE
133 | bus_LV_602-1_1_6_node_199 | 0.4 | n |  | TRUE
134 | bus_LV_602-1_1_6_node_196 | 0.4 | n |  | TRUE
135 | bus_LV_602-1_1_6_node_205 | 0.4 | n |  | TRUE
136 | bus_LV_602-1_1_6_node_200 | 0.4 | n |  | TRUE
137 | bus_LV_602-1_1_6_node_322 | 0.4 | n |  | TRUE
138 | bus_LV_602-1_1_6_node_197 | 0.4 | n |  | TRUE
139 | bus_LV_602-1_1_6_node_190 | 0.4 | n |  | TRUE
140 | bus_LV_602-1_1_6_node_192 | 0.4 | n |  | TRUE
141 | bus_LV_602-1_1_6_node_193 | 0.4 | n |  | TRUE
142 | bus_LV_602-1_1_6_node_194 | 0.4 | n |  | TRUE
143 | bus_LV_602-1_1_6_node_195 | 0.4 | n |  | TRUE
144 | bus_LV_602-1_1_6_node_206 | 0.4 | n |  | TRUE
145 | bus_LV_602-1_1_6_node_203 | 0.4 | n |  | TRUE
146 | bus_LV_602-1_1_6_node_214 | 0.4 | n |  | TRUE
147 | bus_LV_602-1_1_6_node_216 | 0.4 | n |  | TRUE
148 | bus_LV_602-1_1_6_node_225 | 0.4 | n |  | TRUE
149 | bus_LV_602-1_1_6_node_222 | 0.4 | n |  | TRUE
150 | bus_LV_602-1_1_6_node_227 | 0.4 | n |  | TRUE
151 | bus_LV_602-1_1_6_node_224 | 0.4 | n |  | TRUE
152 | bus_LV_602-1_1_6_node_223 | 0.4 | n |  | TRUE
153 | bus_LV_602-1_1_6_node_218 | 0.4 | n |  | TRUE
154 | bus_LV_602-1_1_6_node_219 | 0.4 | n |  | TRUE
155 | bus_LV_602-1_1_6_node_220 | 0.4 | n |  | TRUE
156 | bus_LV_602-1_1_6_node_221 | 0.4 | n |  | TRUE
157 | bus_LV_602-1_1_6_node_230 | 0.4 | n |  | TRUE
158 | bus_LV_602-1_1_6_node_229 | 0.4 | n |  | TRUE
159 | bus_LV_602-1_1_6_node_226 | 0.4 | n |  | TRUE
160 | bus_LV_602-1_1_6_node_232 | 0.4 | n |  | TRUE
161 | bus_LV_602-1_1_6_node_233 | 0.4 | n |  | TRUE
162 | bus_LV_602-1_1_6_node_231 | 0.4 | n |  | TRUE
163 | bus_LV_602-1_1_6_node_234 | 0.4 | n |  | TRUE
164 | bus_LV_602-1_1_6_node_228 | 0.4 | n |  | TRUE
165 | bus_LV_602-1_1_6_node_235 | 0.4 | n |  | TRUE
166 | bus_LV_602-1_1_6_node_236 | 0.4 | n |  | TRUE
167 | bus_LV_602-1_1_6_node_237 | 0.4 | n |  | TRUE
168 | bus_LV_602-1_1_6_node_249 | 0.4 | n |  | TRUE
169 | bus_MV_92_0_node_174 | 20 | n |  | TRUE

## load
| name | bus | p_mw | q_mvar | const_z_percent | const_i_percent | sn_mva | scaling | in_service | type
0 | LV_602-1_1_6_load_39 | 0 | 0.00036315 | 9.1015e-05 | 0 | 0 |  | 1 | TRUE | wye
1 | LV_602-1_1_6_load_320 | 4 | 0.00054953 | 0.00013773 | 0 | 0 |  | 1 | TRUE | wye
2 | LV_602-1_1_6_load_146 | 5 | 0.0014231 | 0.00035667 | 0 | 0 |  | 1 | TRUE | wye
3 | LV_602-1_1_6_load_144 | 6 | 0.0030203 | 0.00075697 | 0 | 0 |  | 1 | TRUE | wye
4 | LV_602-1_1_6_load_43 | 7 | 0.0015409 | 0.00038618 | 0 | 0 |  | 1 | TRUE | wye
5 | LV_602-1_1_6_load_44 | 8 | 0.00077865 | 0.00019515 | 0 | 0 |  | 1 | TRUE | wye
6 | LV_602-1_1_6_load_45 | 9 | 0.0011592 | 0.00029053 | 0 | 0 |  | 1 | TRUE | wye
7 | LV_602-1_1_6_load_46 | 10 | 0.0003503 | 8.7793e-05 | 0 | 0 |  | 1 | TRUE | wye
8 | LV_602-1_1_6_load_51 | 12 | 0.0005099 | 0.00012779 | 0 | 0 |  | 1 | TRUE | wye
9 | LV_602-1_1_6_load_154 | 13 | 0.00049419 | 0.00012386 | 0 | 0 |  | 1 | TRUE | wye
10 | LV_602-1_1_6_load_52 | 14 | 0.00092435 | 0.00023166 | 0 | 0 |  | 1 | TRUE | wye
11 | LV_602-1_1_6_load_50 | 17 | 0.00059825 | 0.00014994 | 0 | 0 |  | 1 | TRUE | wye
12 | LV_602-1_1_6_load_48 | 19 | 0.0012583 | 0.00031535 | 0 | 0 |  | 1 | TRUE | wye
13 | LV_602-1_1_6_load_49 | 20 | 0.00053294 | 0.00013357 | 0 | 0 |  | 1 | TRUE | wye
14 | LV_602-1_1_6_load_186 | 21 | 0.00018523 | 4.6423e-05 | 0 | 0 |  | 1 | TRUE | wye
15 | LV_602-1_1_6_load_77 | 23 | 0.00032567 | 8.162e-05 | 0 | 0 |  | 1 | TRUE | wye
16 | LV_602-1_1_6_load_82 | 26 | 0.0029553 | 0.00074066 | 0 | 0 |  | 1 | TRUE | wye
17 | LV_602-1_1_6_load_83 | 28 | 0.00044131 | 0.0001106 | 0 | 0 |  | 1 | TRUE | wye
18 | LV_602-1_1_6_load_89 | 29 | 0.00040884 | 0.00010247 | 0 | 0 |  | 1 | TRUE | wye
19 | LV_602-1_1_6_load_80 | 30 | 0.00059022 | 0.00014792 | 0 | 0 |  | 1 | TRUE | wye
20 | LV_602-1_1_6_load_87 | 32 | 0.0018514 | 0.00046399 | 0 | 0 |  | 1 | TRUE | wye
21 | LV_602-1_1_6_load_84 | 33 | 0.00027551 | 6.905e-05 | 0 | 0 |  | 1 | TRUE | wye
22 | LV_602-1_1_6_load_86 | 34 | 0.00048978 | 0.00012275 | 0 | 0 |  | 1 | TRUE | wye
23 | LV_602-1_1_6_load_85 | 35 | 0.00033182 | 8.3162e-05 | 0 | 0 |  | 1 | TRUE | wye
24 | LV_602-1_1_6_load_92 | 37 | 0.00079432 | 0.00019907 | 0 | 0 |  | 1 | TRUE | wye
25 | LV_602-1_1_6_load_93 | 38 | 0.00051532 | 0.00012915 | 0 | 0 |  | 1 | TRUE | wye
26 | LV_602-1_1_6_load_96 | 40 | 0.0022889 | 0.00057365 | 0 | 0 |  | 1 | TRUE | wye
27 | LV_602-1_1_6_load_95 | 41 | 0.00038406 | 9.6255e-05 | 0 | 0 |  | 1 | TRUE | wye
28 | LV_602-1_1_6_load_100 | 44 | 0.0011057 | 0.00027712 | 0 | 0 |  | 1 | TRUE | wye
29 | LV_602-1_1_6_load_188 | 45 | 0.00042253 | 0.0001059 | 0 | 0 |  | 1 | TRUE | wye
30 | LV_602-1_1_6_load_182 | 46 | 0.00031063 | 7.7852e-05 | 0 | 0 |  | 1 | TRUE | wye
31 | LV_602-1_1_6_load_189 | 47 | 0.00094644 | 0.0002372 | 0 | 0 |  | 1 | TRUE | wye
32 | LV_602-1_1_6_load_181 | 48 | 0.00033851 | 8.484e-05 | 0 | 0 |  | 1 | TRUE | wye
33 | LV_602-1_1_6_load_101 | 49 | 0.00073802 | 0.00018497 | 0 | 0 |  | 1 | TRUE | wye
34 | LV_602-1_1_6_load_102 | 50 | 0.0017244 | 0.00043219 | 0 | 0 |  | 1 | TRUE | wye
35 | LV_602-1_1_6_load_103 | 51 | 0.00043855 | 0.00010991 | 0 | 0 |  | 1 | TRUE | wye
36 | LV_602-1_1_6_load_104 | 52 | 0.00077803 | 0.00019499 | 0 | 0 |  | 1 | TRUE | wye
37 | LV_602-1_1_6_load_105 | 53 | 0.0019672 | 0.00049302 | 0 | 0 |  | 1 | TRUE | wye
38 | LV_602-1_1_6_load_115 | 54 | 0.00062988 | 0.00015786 | 0 | 0 |  | 1 | TRUE | wye
39 | LV_602-1_1_6_load_106 | 59 | 0.00084196 | 0.00021102 | 0 | 0 |  | 1 | TRUE | wye
40 | LV_602-1_1_6_load_107 | 61 | 0.00091517 | 0.00022936 | 0 | 0 |  | 1 | TRUE | wye
41 | LV_602-1_1_6_load_110 | 63 | 0.00071862 | 0.0001801 | 0 | 0 |  | 1 | TRUE | wye
42 | LV_602-1_1_6_load_111 | 64 | 0.0015934 | 0.00039936 | 0 | 0 |  | 1 | TRUE | wye
43 | LV_602-1_1_6_load_119 | 67 | 0.0019583 | 0.00049079 | 0 | 0 |  | 1 | TRUE | wye
44 | LV_602-1_1_6_load_156 | 69 | 0.00035598 | 8.9218e-05 | 0 | 0 |  | 1 | TRUE | wye
45 | LV_602-1_1_6_load_158 | 70 | 0.00058713 | 0.00014715 | 0 | 0 |  | 1 | TRUE | wye
46 | LV_602-1_1_6_load_309 | 72 | 0.0011047 | 0.00027687 | 0 | 0 |  | 1 | TRUE | wye
47 | LV_602-1_1_6_load_118 | 74 | 0.0019543 | 0.0004898 | 0 | 0 |  | 1 | TRUE | wye
48 | LV_602-1_1_6_load_139 | 75 | 0.001533 | 0.00038421 | 0 | 0 |  | 1 | TRUE | wye
49 | LV_602-1_1_6_load_136 | 76 | 0.0018602 | 0.0004662 | 0 | 0 |  | 1 | TRUE | wye
50 | LV_602-1_1_6_load_148 | 77 | 0.00087964 | 0.00022046 | 0 | 0 |  | 1 | TRUE | wye
51 | LV_602-1_1_6_load_137 | 78 | 0.00028946 | 7.2545e-05 | 0 | 0 |  | 1 | TRUE | wye
52 | LV_602-1_1_6_load_123 | 79 | 0.00039935 | 0.00010009 | 0 | 0 |  | 1 | TRUE | wye
53 | LV_602-1_1_6_load_132 | 80 | 0.00087101 | 0.0002183 | 0 | 0 |  | 1 | TRUE | wye
54 | LV_602-1_1_6_load_147 | 83 | 0.0027165 | 0.00068082 | 0 | 0 |  | 1 | TRUE | wye
55 | LV_602-1_1_6_load_133 | 85 | 0.00066204 | 0.00016592 | 0 | 0 |  | 1 | TRUE | wye
56 | LV_602-1_1_6_load_155 | 86 | 0.0013348 | 0.00033454 | 0 | 0 |  | 1 | TRUE | wye
57 | LV_602-1_1_6_load_159 | 87 | 0.00037438 | 9.3828e-05 | 0 | 0 |  | 1 | TRUE | wye
58 | LV_602-1_1_6_load_217 | 88 | 0.0010356 | 0.00025955 | 0 | 0 |  | 1 | TRUE | wye
59 | LV_602-1_1_6_load_213 | 89 | 0.00031551 | 7.9074e-05 | 0 | 0 |  | 1 | TRUE | wye
60 | LV_602-1_1_6_load_310 | 90 | 0.00055492 | 0.00013908 | 0 | 0 |  | 1 | TRUE | wye
61 | LV_602-1_1_6_load_124 | 91 | 0.001346 | 0.00033733 | 0 | 0 |  | 1 | TRUE | wye
62 | LV_602-1_1_6_load_125 | 92 | 0.0011189 | 0.00028042 | 0 | 0 |  | 1 | TRUE | wye
63 | LV_602-1_1_6_load_127 | 93 | 0.0017747 | 0.00044478 | 0 | 0 |  | 1 | TRUE | wye
64 | LV_602-1_1_6_load_130 | 94 | 0.0029754 | 0.00074569 | 0 | 0 |  | 1 | TRUE | wye
65 | LV_602-1_1_6_load_138 | 95 | 0.0011726 | 0.00029389 | 0 | 0 |  | 1 | TRUE | wye
66 | LV_602-1_1_6_load_129 | 96 | 0.00049463 | 0.00012397 | 0 | 0 |  | 1 | TRUE | wye
67 | LV_602-1_1_6_load_135 | 98 | 0.0011121 | 0.00027871 | 0 | 0 |  | 1 | TRUE | wye
68 | LV_602-1_1_6_load_140 | 99 | 0.0027309 | 0.00068444 | 0 | 0 |  | 1 | TRUE | wye
69 | LV_602-1_1_6_load_142 | 100 | 0.00072471 | 0.00018163 | 0 | 0 |  | 1 | TRUE | wye
70 | LV_602-1_1_6_load_143 | 101 | 0.0016661 | 0.00041757 | 0 | 0 |  | 1 | TRUE | wye
71 | LV_602-1_1_6_load_149 | 102 | 0.0035507 | 0.0008899 | 0 | 0 |  | 1 | TRUE | wye
72 | LV_602-1_1_6_load_152 | 105 | 0.00061747 | 0.00015475 | 0 | 0 |  | 1 | TRUE | wye
73 | LV_602-1_1_6_load_169 | 106 | 0.00054355 | 0.00013623 | 0 | 0 |  | 1 | TRUE | wye
74 | LV_602-1_1_6_load_170 | 107 | 0.00086278 | 0.00021623 | 0 | 0 |  | 1 | TRUE | wye
75 | LV_602-1_1_6_load_161 | 108 | 0.0018884 | 0.00047327 | 0 | 0 |  | 1 | TRUE | wye
76 | LV_602-1_1_6_load_160 | 109 | 0.00059995 | 0.00015036 | 0 | 0 |  | 1 | TRUE | wye
77 | LV_602-1_1_6_load_162 | 110 | 0.00036033 | 9.0308e-05 | 0 | 0 |  | 1 | TRUE | wye
78 | LV_602-1_1_6_load_164 | 111 | 0.0042442 | 0.0010637 | 0 | 0 |  | 1 | TRUE | wye
79 | LV_602-1_1_6_load_168 | 112 | 0.00079612 | 0.00019953 | 0 | 0 |  | 1 | TRUE | wye
80 | LV_602-1_1_6_load_157 | 113 | 0.00080506 | 0.00020177 | 0 | 0 |  | 1 | TRUE | wye
81 | LV_602-1_1_6_load_166 | 114 | 0.0011125 | 0.00027882 | 0 | 0 |  | 1 | TRUE | wye
82 | LV_602-1_1_6_load_171 | 116 | 0.0017281 | 0.00043311 | 0 | 0 |  | 1 | TRUE | wye
83 | LV_602-1_1_6_load_172 | 117 | 0.00014126 | 3.5403e-05 | 0 | 0 |  | 1 | TRUE | wye
84 | LV_602-1_1_6_load_174 | 119 | 0.00033926 | 8.5027e-05 | 0 | 0 |  | 1 | TRUE | wye
85 | LV_602-1_1_6_load_175 | 120 | 0.00034536 | 8.6556e-05 | 0 | 0 |  | 1 | TRUE | wye
86 | LV_602-1_1_6_load_176 | 121 | 0.00028073 | 7.0358e-05 | 0 | 0 |  | 1 | TRUE | wye
87 | LV_602-1_1_6_load_204 | 123 | 0.00025751 | 6.4539e-05 | 0 | 0 |  | 1 | TRUE | wye
88 | LV_602-1_1_6_load_185 | 124 | 0.0013268 | 0.00033253 | 0 | 0 |  | 1 | TRUE | wye
89 | LV_602-1_1_6_load_178 | 125 | 0.00152 | 0.00038095 | 0 | 0 |  | 1 | TRUE | wye
90 | LV_602-1_1_6_load_201 | 126 | 0.00068102 | 0.00017068 | 0 | 0 |  | 1 | TRUE | wye
91 | LV_602-1_1_6_load_198 | 128 | 0.0011506 | 0.00028838 | 0 | 0 |  | 1 | TRUE | wye
92 | LV_602-1_1_6_load_177 | 129 | 0.00035675 | 8.941e-05 | 0 | 0 |  | 1 | TRUE | wye
93 | LV_602-1_1_6_load_179 | 130 | 0.0002644 | 6.6265e-05 | 0 | 0 |  | 1 | TRUE | wye
94 | LV_602-1_1_6_load_184 | 131 | 0.00048401 | 0.00012131 | 0 | 0 |  | 1 | TRUE | wye
95 | LV_602-1_1_6_load_199 | 133 | 0.00052627 | 0.0001319 | 0 | 0 |  | 1 | TRUE | wye
96 | LV_602-1_1_6_load_196 | 134 | 0.00069113 | 0.00017321 | 0 | 0 |  | 1 | TRUE | wye
97 | LV_602-1_1_6_load_205 | 135 | 0.0016931 | 0.00042433 | 0 | 0 |  | 1 | TRUE | wye
98 | LV_602-1_1_6_load_322 | 137 | 0.0014489 | 0.00036313 | 0 | 0 |  | 1 | TRUE | wye
99 | LV_602-1_1_6_load_197 | 138 | 0.0012929 | 0.00032402 | 0 | 0 |  | 1 | TRUE | wye
100 | LV_602-1_1_6_load_190 | 139 | 0.00088718 | 0.00022235 | 0 | 0 |  | 1 | TRUE | wye
101 | LV_602-1_1_6_load_192 | 140 | 0.00062422 | 0.00015644 | 0 | 0 |  | 1 | TRUE | wye
102 | LV_602-1_1_6_load_193 | 141 | 0.0014559 | 0.00036488 | 0 | 0 |  | 1 | TRUE | wye
103 | LV_602-1_1_6_load_194 | 142 | 0.00020944 | 5.249e-05 | 0 | 0 |  | 1 | TRUE | wye
104 | LV_602-1_1_6_load_195 | 143 | 0.00030919 | 7.7491e-05 | 0 | 0 |  | 1 | TRUE | wye
105 | LV_602-1_1_6_load_206 | 144 | 0.00048604 | 0.00012181 | 0 | 0 |  | 1 | TRUE | wye
106 | LV_602-1_1_6_load_203 | 145 | 0.00060125 | 0.00015069 | 0 | 0 |  | 1 | TRUE | wye
107 | LV_602-1_1_6_load_214 | 146 | 0.00094666 | 0.00023726 | 0 | 0 |  | 1 | TRUE | wye
108 | LV_602-1_1_6_load_216 | 147 | 0.00031298 | 7.844e-05 | 0 | 0 |  | 1 | TRUE | wye
109 | LV_602-1_1_6_load_223 | 152 | 0.00079614 | 0.00019953 | 0 | 0 |  | 1 | TRUE | wye
110 | LV_602-1_1_6_load_218 | 153 | 0.00099496 | 0.00024936 | 0 | 0 |  | 1 | TRUE | wye
111 | LV_602-1_1_6_load_219 | 154 | 0.0022886 | 0.00057357 | 0 | 0 |  | 1 | TRUE | wye
112 | LV_602-1_1_6_load_220 | 155 | 0.0010958 | 0.00027464 | 0 | 0 |  | 1 | TRUE | wye
113 | LV_602-1_1_6_load_221 | 156 | 0.00099976 | 0.00025056 | 0 | 0 |  | 1 | TRUE | wye
114 | LV_602-1_1_6_load_229 | 158 | 0.0012664 | 0.00031738 | 0 | 0 |  | 1 | TRUE | wye
115 | LV_602-1_1_6_load_226 | 159 | 0.0014389 | 0.00036062 | 0 | 0 |  | 1 | TRUE | wye
116 | LV_602-1_1_6_load_232 | 160 | 0.00074851 | 0.00018759 | 0 | 0 |  | 1 | TRUE | wye
117 | LV_602-1_1_6_load_233 | 161 | 0.0021986 | 0.00055103 | 0 | 0 |  | 1 | TRUE | wye
118 | LV_602-1_1_6_load_231 | 162 | 0.001723 | 0.00043183 | 0 | 0 |  | 1 | TRUE | wye
119 | LV_602-1_1_6_load_234 | 163 | 0.0010404 | 0.00026074 | 0 | 0 |  | 1 | TRUE | wye
120 | LV_602-1_1_6_load_228 | 164 | 0.0013352 | 0.00033464 | 0 | 0 |  | 1 | TRUE | wye
121 | LV_602-1_1_6_load_235 | 165 | 0.0018405 | 0.00046128 | 0 | 0 |  | 1 | TRUE | wye
122 | LV_602-1_1_6_load_237 | 167 | 0.00087635 | 0.00021963 | 0 | 0 |  | 1 | TRUE | wye
123 | LV_602-1_1_6_load_249 | 168 | 0.0025117 | 0.00062948 | 0 | 0 |  | 1 | TRUE | wye

## ext_grid
| name | bus | vm_pu | va_degree | slack_weight | in_service
0 |  | 115 | 1 | 0 | 1 | TRUE

## line
| name | std_type | from_bus | to_bus | length_km | r_ohm_per_km | x_ohm_per_km | c_nf_per_km | g_us_per_km | max_i_ka | df | parallel | type | in_service
0 | LV_602-1_1_6_line_0 | NAYY 4x150 SE | 0 | 1 | 0.049612 | 0.208 | 0.08 | 261 | 0 | 0.27 | 1 | 1 | cs | TRUE
1 | LV_602-1_1_6_line_1 | NAYY 4x150 SE | 1 | 2 | 0.24239 | 0.208 | 0.08 | 261 | 0 | 0.27 | 1 | 1 | cs | TRUE
2 | LV_602-1_1_6_line_2 | NAYY 4x150 SE | 2 | 3 | 0.074207 | 0.208 | 0.08 | 261 | 0 | 0.27 | 1 | 1 | cs | TRUE
3 | LV_602-1_1_6_line_3 | NAYY 4x150 SE | 2 | 4 | 0.065821 | 0.208 | 0.08 | 261 | 0 | 0.27 | 1 | 1 | cs | TRUE
4 | LV_602-1_1_6_line_4 | NAYY 4x150 SE | 3 | 5 | 0.016122 | 0.208 | 0.08 | 261 | 0 | 0.27 | 1 | 1 | cs | TRUE
5 | LV_602-1_1_6_line_5 | NAYY 4x150 SE | 3 | 6 | 0.018445 | 0.208 | 0.08 | 261 | 0 | 0.27 | 1 | 1 | cs | TRUE
6 | LV_602-1_1_6_line_6 | NAYY 4x150 SE | 6 | 101 | 0.036109 | 0.208 | 0.08 | 261 | 0 | 0.27 | 1 | 1 | cs | TRUE
7 | LV_602-1_1_6_line_7 | NAYY 4x150 SE | 7 | 8 | 0.0003807 | 0.208 | 0.08 | 261 | 0 | 0.27 | 1 | 3 | cs | TRUE
8 | LV_602-1_1_6_line_8 | NAYY 4x150 SE | 7 | 9 | 0.062799 | 0.208 | 0.08 | 261 | 0 | 0.27 | 1 | 3 | cs | TRUE
9 | LV_602-1_1_6_line_9 | NAYY 4x150 SE | 8 | 10 | 0.0040667 | 0.208 | 0.08 | 261 | 0 | 0.27 | 1 | 3 | cs | TRUE
10 | LV_602-1_1_6_line_10 | NAYY 4x150 SE | 9 | 11 | 0.022063 | 0.208 | 0.08 | 261 | 0 | 0.27 | 1 | 3 | cs | TRUE
11 | LV_602-1_1_6_line_11 | NAYY 4x150 SE | 10 | 12 | 0.00939 | 0.208 | 0.08 | 261 | 0 | 0.27 | 1 | 3 | cs | TRUE
12 | LV_602-1_1_6_line_12 | NAYY 4x150 SE | 11 | 13 | 0.025936 | 0.208 | 0.08 | 261 | 0 | 0.27 | 1 | 3 | cs | TRUE
13 | LV_602-1_1_6_line_13 | NAYY 4x150 SE | 12 | 14 | 0.035514 | 0.208 | 0.08 | 261 | 0 | 0.27 | 1 | 3 | cs | TRUE
14 | LV_602-1_1_6_line_14 | NAYY 4x150 SE | 13 | 18 | 0.0019717 | 0.208 | 0.08 | 261 | 0 | 0.27 | 1 | 3 | cs | TRUE
15 | LV_602-1_1_6_line_15 | NAYY 4x150 SE | 14 | 21 | 0.057811 | 0.208 | 0.08 | 261 | 0 | 0.27 | 1 | 3 | cs | TRUE
16 | LV_602-1_1_6_line_16 | NAYY 4x150 SE | 15 | 16 | 0.000221 | 0.208 | 0.08 | 261 | 0 | 0.27 | 1 | 1 | cs | TRUE
17 | LV_602-1_1_6_line_17 | NAYY 4x150 SE | 15 | 17 | 0.014649 | 0.208 | 0.08 | 261 | 0 | 0.27 | 1 | 1 | cs | TRUE
18 | LV_602-1_1_6_line_18 | NAYY 4x150 SE | 16 | 18 | 0.05839 | 0.208 | 0.08 | 261 | 0 | 0.27 | 1 | 3 | cs | TRUE
19 | LV_602-1_1_6_line_19 | NAYY 4x150 SE | 16 | 111 | 0.018283 | 0.208 | 0.08 | 261 | 0 | 0.27 | 1 | 3 | cs | TRUE
20 | LV_602-1_1_6_line_20 | NAYY 4x150 SE | 17 | 20 | 0.01358 | 0.208 | 0.08 | 261 | 0 | 0.27 | 1 | 1 | cs | TRUE
21 | LV_602-1_1_6_line_21 | NAYY 4x150 SE | 18 | 112 | 0.011583 | 0.208 | 0.08 | 261 | 0 | 0.27 | 1 | 1 | cs | TRUE
22 | LV_602-1_1_6_line_22 | NAYY 4x150 SE | 19 | 20 | 0.021069 | 0.208 | 0.08 | 261 | 0 | 0.27 | 1 | 1 | cs | TRUE
23 | LV_602-1_1_6_line_23 | NAYY 4x150 SE | 21 | 22 | 0.028098 | 0.208 | 0.08 | 261 | 0 | 0.27 | 1 | 3 | cs | TRUE
24 | LV_602-1_1_6_line_24 | NAYY 4x150 SE | 22 | 133 | 0.19536 | 0.208 | 0.08 | 261 | 0 | 0.27 | 1 | 1 | cs | TRUE
25 | LV_602-1_1_6_line_25 | NAYY 4x150 SE | 22 | 134 | 0.019568 | 0.208 | 0.08 | 261 | 0 | 0.27 | 1 | 3 | cs | TRUE
26 | LV_602-1_1_6_line_26 | NAYY 4x150 SE | 23 | 24 | 0.0043296 | 0.208 | 0.08 | 261 | 0 | 0.27 | 1 | 1 | cs | TRUE
27 | LV_602-1_1_6_line_27 | NAYY 4x150 SE | 24 | 25 | 0.029313 | 0.208 | 0.08 | 261 | 0 | 0.27 | 1 | 1 | cs | TRUE
28 | LV_602-1_1_6_line_28 | NAYY 4x150 SE | 24 | 26 | 0.066405 | 0.208 | 0.08 | 261 | 0 | 0.27 | 1 | 1 | cs | TRUE
29 | LV_602-1_1_6_line_29 | NAYY 4x150 SE | 25 | 32 | 0.011327 | 0.208 | 0.08 | 261 | 0 | 0.27 | 1 | 1 | cs | TRUE
30 | LV_602-1_1_6_line_30 | NAYY 4x150 SE | 26 | 33 | 0.01791 | 0.208 | 0.08 | 261 | 0 | 0.27 | 1 | 1 | cs | TRUE
31 | LV_602-1_1_6_line_31 | NAYY 4x150 SE | 27 | 28 | 0.37446 | 0.208 | 0.08 | 261 | 0 | 0.27 | 1 | 1 | cs | TRUE
32 | LV_602-1_1_6_line_32 | NAYY 4x150 SE | 27 | 29 | 0.012492 | 0.208 | 0.08 | 261 | 0 | 0.27 | 1 | 1 | cs | TRUE
33 | LV_602-1_1_6_line_33 | NAYY 4x150 SE | 28 | 33 | 0.052261 | 0.208 | 0.08 | 261 | 0 | 0.27 | 1 | 1 | cs | TRUE
34 | LV_602-1_1_6_line_34 | NAYY 4x150 SE | 29 | 36 | 0.082633 | 0.208 | 0.08 | 261 | 0 | 0.27 | 1 | 1 | cs | TRUE
35 | LV_602-1_1_6_line_35 | NAYY 4x150 SE | 30 | 31 | 0.0063082 | 0.208 | 0.08 | 261 | 0 | 0.27 | 1 | 1 | cs | TRUE
36 | LV_602-1_1_6_line_36 | NAYY 4x150 SE | 31 | 34 | 0.008125 | 0.208 | 0.08 | 261 | 0 | 0.27 | 1 | 1 | cs | TRUE
37 | LV_602-1_1_6_line_37 | NAYY 4x150 SE | 32 | 35 | 0.016335 | 0.208 | 0.08 | 261 | 0 | 0.27 | 1 | 1 | cs | TRUE
38 | LV_602-1_1_6_line_38 | NAYY 4x150 SE | 34 | 35 | 0.024117 | 0.208 | 0.08 | 261 | 0 | 0.27 | 1 | 1 | cs | TRUE
39 | LV_602-1_1_6_line_39 | NAYY 4x150 SE | 36 | 37 | 0.020836 | 0.208 | 0.08 | 261 | 0 | 0.27 | 1 | 1 | cs | TRUE
40 | LV_602-1_1_6_line_40 | NAYY 4x150 SE | 36 | 38 | 0.025561 | 0.208 | 0.08 | 261 | 0 | 0.27 | 1 | 1 | cs | TRUE
41 | LV_602-1_1_6_line_41 | NAYY 4x150 SE | 37 | 39 | 0.017801 | 0.208 | 0.08 | 261 | 0 | 0.27 | 1 | 1 | cs | TRUE
42 | LV_602-1_1_6_line_42 | NAYY 4x150 SE | 39 | 40 | 0.018238 | 0.208 | 0.08 | 261 | 0 | 0.27 | 1 | 1 | cs | TRUE
43 | LV_602-1_1_6_line_43 | NAYY 4x150 SE | 40 | 41 | 0.0026123 | 0.208 | 0.08 | 261 | 0 | 0.27 | 1 | 1 | cs | TRUE
44 | LV_602-1_1_6_line_44 | NAYY 4x150 SE | 41 | 42 | 0.27134 | 0.208 | 0.08 | 261 | 0 | 0.27 | 1 | 1 | cs | TRUE
45 | LV_602-1_1_6_line_45 | NAYY 4x150 SE | 42 | 43 | 0.005483 | 0.208 | 0.08 | 261 | 0 | 0.27 | 1 | 1 | cs | TRUE
46 | LV_602-1_1_6_line_46 | NAYY 4x150 SE | 42 | 44 | 0.013207 | 0.208 | 0.08 | 261 | 0 | 0.27 | 1 | 1 | cs | TRUE
47 | LV_602-1_1_6_line_47 | NAYY 4x150 SE | 43 | 45 | 0.036299 | 0.208 | 0.08 | 261 | 0 | 0.27 | 1 | 1 | cs | TRUE
48 | LV_602-1_1_6_line_48 | NAYY 4x150 SE | 44 | 46 | 0.014261 | 0.208 | 0.08 | 261 | 0 | 0.27 | 1 | 1 | cs | TRUE
49 | LV_602-1_1_6_line_49 | NAYY 4x150 SE | 45 | 47 | 0.0059587 | 0.208 | 0.08 | 261 | 0 | 0.27 | 1 | 1 | cs | TRUE
50 | LV_602-1_1_6_line_50 | NAYY 4x150 SE | 46 | 48 | 0.012487 | 0.208 | 0.08 | 261 | 0 | 0.27 | 1 | 1 | cs | TRUE
51 | LV_602-1_1_6_line_51 | NAYY 4x150 SE | 47 | 139 | 0.017174 | 0.208 | 0.08 | 261 | 0 | 0.27 | 1 | 1 | cs | TRUE
52 | LV_602-1_1_6_line_52 | NAYY 4x150 SE | 48 | 132 | 0.066929 | 0.208 | 0.08 | 261 | 0 | 0.27 | 1 | 1 | cs | TRUE
53 | LV_602-1_1_6_line_53 | NAYY 4x150 SE | 49 | 50 | 0.00541 | 0.208 | 0.08 | 261 | 0 | 0.27 | 1 | 1 | cs | TRUE
54 | LV_602-1_1_6_line_54 | NAYY 4x150 SE | 49 | 51 | 0.0091671 | 0.208 | 0.08 | 261 | 0 | 0.27 | 1 | 1 | cs | TRUE
55 | LV_602-1_1_6_line_55 | NAYY 4x150 SE | 50 | 52 | 0.029599 | 0.208 | 0.08 | 261 | 0 | 0.27 | 1 | 1 | cs | TRUE
56 | LV_602-1_1_6_line_56 | NAYY 4x150 SE | 51 | 53 | 0.0095022 | 0.208 | 0.08 | 261 | 0 | 0.27 | 1 | 1 | cs | TRUE
57 | LV_602-1_1_6_line_57 | NAYY 4x150 SE | 52 | 54 | 0.01309 | 0.208 | 0.08 | 261 | 0 | 0.27 | 1 | 1 | cs | TRUE
58 | LV_602-1_1_6_line_58 | NAYY 4x150 SE | 53 | 55 | 0.066762 | 0.208 | 0.08 | 261 | 0 | 0.27 | 1 | 1 | cs | TRUE
59 | LV_602-1_1_6_line_59 | NAYY 4x150 SE | 54 | 56 | 0.014936 | 0.208 | 0.08 | 261 | 0 | 0.27 | 1 | 1 | cs | TRUE
60 | LV_602-1_1_6_line_60 | NAYY 4x150 SE | 55 | 57 | 0.035916 | 0.208 | 0.08 | 261 | 0 | 0.27 | 1 | 2 | cs | TRUE
61 | LV_602-1_1_6_line_61 | NAYY 4x150 SE | 55 | 58 | 0.11677 | 0.208 | 0.08 | 261 | 0 | 0.27 | 1 | 1 | cs | TRUE
62 | LV_602-1_1_6_line_62 | NAYY 4x150 SE | 56 | 81 | 0.009677 | 0.208 | 0.08 | 261 | 0 | 0.27 | 1 | 1 | cs | TRUE
63 | LV_602-1_1_6_line_63 | NAYY 4x150 SE | 56 | 74 | 0.036525 | 0.208 | 0.08 | 261 | 0 | 0.27 | 1 | 1 | cs | TRUE
64 | LV_602-1_1_6_line_64 | NAYY 4x150 SE | 57 | 73 | 0.015827 | 0.208 | 0.08 | 261 | 0 | 0.27 | 1 | 3 | cs | TRUE
65 | LV_602-1_1_6_line_65 | NAYY 4x150 SE | 57 | 76 | 0.023792 | 0.208 | 0.08 | 261 | 0 | 0.27 | 1 | 1 | cs | TRUE
66 | LV_602-1_1_6_line_66 | NAYY 4x150 SE | 58 | 77 | 0.091224 | 0.208 | 0.08 | 261 | 0 | 0.27 | 1 | 1 | cs | TRUE
67 | LV_602-1_1_6_line_67 | NAYY 4x150 SE | 58 | 78 | 0.022732 | 0.208 | 0.08 | 261 | 0 | 0.27 | 1 | 1 | cs | TRUE
68 | LV_602-1_1_6_line_68 | NAYY 4x150 SE | 59 | 60 | 0.08108 | 0.208 | 0.08 | 261 | 0 | 0.27 | 1 | 1 | cs | TRUE
69 | LV_602-1_1_6_line_69 | NAYY 4x150 SE | 60 | 63 | 0.050224 | 0.208 | 0.08 | 261 | 0 | 0.27 | 1 | 1 | cs | TRUE
70 | LV_602-1_1_6_line_70 | NAYY 4x150 SE | 60 | 64 | 0.015498 | 0.208 | 0.08 | 261 | 0 | 0.27 | 1 | 1 | cs | TRUE
71 | LV_602-1_1_6_line_71 | NAYY 4x150 SE | 61 | 62 | 0.0090149 | 0.208 | 0.08 | 261 | 0 | 0.27 | 1 | 1 | cs | TRUE
72 | LV_602-1_1_6_line_72 | NAYY 4x150 SE | 62 | 65 | 0.10624 | 0.208 | 0.08 | 261 | 0 | 0.27 | 1 | 3 | cs | TRUE
73 | LV_602-1_1_6_line_73 | NAYY 4x150 SE | 62 | 66 | 0.049134 | 0.208 | 0.08 | 261 | 0 | 0.27 | 1 | 2 | cs | TRUE
74 | LV_602-1_1_6_line_74 | NAYY 4x150 SE | 62 | 67 | 0.099242 | 0.208 | 0.08 | 261 | 0 | 0.27 | 1 | 3 | cs | TRUE
75 | LV_602-1_1_6_line_75 | NAYY 4x150 SE | 64 | 68 | 0.023547 | 0.208 | 0.08 | 261 | 0 | 0.27 | 1 | 1 | cs | TRUE
76 | LV_602-1_1_6_line_76 | NAYY 4x150 SE | 65 | 69 | 0.021523 | 0.208 | 0.08 | 261 | 0 | 0.27 | 1 | 1 | cs | TRUE
77 | LV_602-1_1_6_line_77 | NAYY 4x150 SE | 65 | 70 | 0.01184 | 0.208 | 0.08 | 261 | 0 | 0.27 | 1 | 3 | cs | TRUE
78 | LV_602-1_1_6_line_78 | NAYY 4x150 SE | 66 | 71 | 0.02723 | 0.208 | 0.08 | 261 | 0 | 0.27 | 1 | 1 | cs | TRUE
79 | LV_602-1_1_6_line_79 | NAYY 4x150 SE | 66 | 72 | 0.039972 | 0.208 | 0.08 | 261 | 0 | 0.27 | 1 | 1 | cs | TRUE
80 | LV_602-1_1_6_line_80 | NAYY 4x150 SE | 67 | 73 | 0.0142 | 0.208 | 0.08 | 261 | 0 | 0.27 | 1 | 3 | cs | TRUE
81 | LV_602-1_1_6_line_81 | NAYY 4x150 SE | 68 | 74 | 0.042732 | 0.208 | 0.08 | 261 | 0 | 0.27 | 1 | 1 | cs | TRUE
82 | LV_602-1_1_6_line_82 | NAYY 4x150 SE | 68 | 75 | 0.020931 | 0.208 | 0.08 | 261 | 0 | 0.27 | 1 | 1 | cs | TRUE
83 | LV_602-1_1_6_line_83 | NAYY 4x150 SE | 69 | 86 | 0.0102 | 0.208 | 0.08 | 261 | 0 | 0.27 | 1 | 1 | cs | TRUE
84 | LV_602-1_1_6_line_84 | NAYY 4x150 SE | 70 | 87 | 0.052931 | 0.208 | 0.08 | 261 | 0 | 0.27 | 1 | 3 | cs | TRUE
85 | LV_602-1_1_6_line_85 | NAYY 4x150 SE | 71 | 88 | 0.027063 | 0.208 | 0.08 | 261 | 0 | 0.27 | 1 | 1 | cs | TRUE
86 | LV_602-1_1_6_line_86 | NAYY 4x150 SE | 71 | 89 | 0.020444 | 0.208 | 0.08 | 261 | 0 | 0.27 | 1 | 1 | cs | TRUE
87 | LV_602-1_1_6_line_87 | NAYY 4x150 SE | 72 | 90 | 0.041942 | 0.208 | 0.08 | 261 | 0 | 0.27 | 1 | 1 | cs | TRUE
88 | LV_602-1_1_6_line_88 | NAYY 4x150 SE | 73 | 79 | 0.038292 | 0.208 | 0.08 | 261 | 0 | 0.27 | 1 | 1 | cs | TRUE
89 | LV_602-1_1_6_line_89 | NAYY 4x150 SE | 75 | 99 | 0.022177 | 0.208 | 0.08 | 261 | 0 | 0.27 | 1 | 1 | cs | TRUE
90 | LV_602-1_1_6_line_90 | NAYY 4x150 SE | 78 | 80 | 0.0056008 | 0.208 | 0.08 | 261 | 0 | 0.27 | 1 | 1 | cs | TRUE
91 | LV_602-1_1_6_line_91 | NAYY 4x150 SE | 80 | 97 | 0.2191 | 0.208 | 0.08 | 261 | 0 | 0.27 | 1 | 1 | cs | TRUE
92 | LV_602-1_1_6_line_92 | NAYY 4x150 SE | 81 | 82 | 0.045609 | 0.208 | 0.08 | 261 | 0 | 0.27 | 1 | 1 | cs | TRUE
93 | LV_602-1_1_6_line_93 | NAYY 4x150 SE | 81 | 83 | 0.023182 | 0.208 | 0.08 | 261 | 0 | 0.27 | 1 | 1 | cs | TRUE
94 | LV_602-1_1_6_line_94 | NAYY 4x150 SE | 82 | 84 | 0.022992 | 0.208 | 0.08 | 261 | 0 | 0.27 | 1 | 1 | cs | TRUE
95 | LV_602-1_1_6_line_95 | NAYY 4x150 SE | 82 | 85 | 0.041036 | 0.208 | 0.08 | 261 | 0 | 0.27 | 1 | 1 | cs | TRUE
96 | LV_602-1_1_6_line_96 | NAYY 4x150 SE | 84 | 95 | 0.017488 | 0.208 | 0.08 | 261 | 0 | 0.27 | 1 | 1 | cs | TRUE
97 | LV_602-1_1_6_line_97 | NAYY 4x150 SE | 85 | 98 | 0.00242 | 0.208 | 0.08 | 261 | 0 | 0.27 | 1 | 1 | cs | TRUE
98 | LV_602-1_1_6_line_98 | NAYY 4x150 SE | 86 | 113 | 0.0010261 | 0.208 | 0.08 | 261 | 0 | 0.27 | 1 | 1 | cs | TRUE
99 | LV_602-1_1_6_line_99 | NAYY 4x150 SE | 87 | 109 | 0.015661 | 0.208 | 0.08 | 261 | 0 | 0.27 | 1 | 3 | cs | TRUE
100 | LV_602-1_1_6_line_100 | NAYY 4x150 SE | 88 | 149 | 0.01951 | 0.208 | 0.08 | 261 | 0 | 0.27 | 1 | 1 | cs | TRUE
101 | LV_602-1_1_6_line_101 | NAYY 4x150 SE | 89 | 146 | 0.012546 | 0.208 | 0.08 | 261 | 0 | 0.27 | 1 | 1 | cs | TRUE
102 | LV_602-1_1_6_line_102 | NAYY 4x150 SE | 90 | 157 | 0.024192 | 0.208 | 0.08 | 261 | 0 | 0.27 | 1 | 1 | cs | TRUE
103 | LV_602-1_1_6_line_103 | NAYY 4x150 SE | 91 | 92 | 0.11564 | 0.208 | 0.08 | 261 | 0 | 0.27 | 1 | 1 | cs | TRUE
104 | LV_602-1_1_6_line_104 | NAYY 4x150 SE | 92 | 93 | 0.020776 | 0.208 | 0.08 | 261 | 0 | 0.27 | 1 | 1 | cs | TRUE
105 | LV_602-1_1_6_line_105 | NAYY 4x150 SE | 93 | 94 | 0.028411 | 0.208 | 0.08 | 261 | 0 | 0.27 | 1 | 1 | cs | TRUE
106 | LV_602-1_1_6_line_106 | NAYY 4x150 SE | 94 | 96 | 0.024958 | 0.208 | 0.08 | 261 | 0 | 0.27 | 1 | 1 | cs | TRUE
107 | LV_602-1_1_6_line_107 | NAYY 4x150 SE | 96 | 97 | 0.096989 | 0.208 | 0.08 | 261 | 0 | 0.27 | 1 | 1 | cs | TRUE
108 | LV_602-1_1_6_line_108 | NAYY 4x150 SE | 99 | 100 | 0.011644 | 0.208 | 0.08 | 261 | 0 | 0.27 | 1 | 1 | cs | TRUE
109 | LV_602-1_1_6_line_109 | NAYY 4x150 SE | 100 | 101 | 0.013642 | 0.208 | 0.08 | 261 | 0 | 0.27 | 1 | 1 | cs | TRUE
110 | LV_602-1_1_6_line_110 | NAYY 4x150 SE | 102 | 103 | 0.023276 | 0.208 | 0.08 | 261 | 0 | 0.27 | 1 | 1 | cs | TRUE
111 | LV_602-1_1_6_line_111 | NAYY 4x150 SE | 103 | 104 | 0.008633 | 0.208 | 0.08 | 261 | 0 | 0.27 | 1 | 3 | cs | TRUE
112 | LV_602-1_1_6_line_112 | NAYY 4x150 SE | 103 | 105 | 0.013862 | 0.208 | 0.08 | 261 | 0 | 0.27 | 1 | 3 | cs | TRUE
113 | LV_602-1_1_6_line_113 | NAYY 4x150 SE | 104 | 106 | 0.0073626 | 0.208 | 0.08 | 261 | 0 | 0.27 | 1 | 3 | cs | TRUE
114 | LV_602-1_1_6_line_114 | NAYY 4x150 SE | 104 | 107 | 0.090768 | 0.208 | 0.08 | 261 | 0 | 0.27 | 1 | 1 | cs | TRUE
115 | LV_602-1_1_6_line_115 | NAYY 4x150 SE | 105 | 108 | 0.0062189 | 0.208 | 0.08 | 261 | 0 | 0.27 | 1 | 3 | cs | TRUE
116 | LV_602-1_1_6_line_116 | NAYY 4x150 SE | 106 | 109 | 0.014533 | 0.208 | 0.08 | 261 | 0 | 0.27 | 1 | 3 | cs | TRUE
117 | LV_602-1_1_6_line_117 | NAYY 4x150 SE | 108 | 110 | 0.08376 | 0.208 | 0.08 | 261 | 0 | 0.27 | 1 | 3 | cs | TRUE
118 | LV_602-1_1_6_line_118 | NAYY 4x150 SE | 110 | 114 | 0.020703 | 0.208 | 0.08 | 261 | 0 | 0.27 | 1 | 3 | cs | TRUE
119 | LV_602-1_1_6_line_119 | NAYY 4x150 SE | 111 | 115 | 0.036708 | 0.208 | 0.08 | 261 | 0 | 0.27 | 1 | 3 | cs | TRUE
120 | LV_602-1_1_6_line_120 | NAYY 4x150 SE | 114 | 115 | 0.098634 | 0.208 | 0.08 | 261 | 0 | 0.27 | 1 | 3 | cs | TRUE
121 | LV_602-1_1_6_line_121 | NAYY 4x150 SE | 116 | 117 | 0.040401 | 0.208 | 0.08 | 261 | 0 | 0.27 | 1 | 3 | cs | TRUE
122 | LV_602-1_1_6_line_122 | NAYY 4x150 SE | 116 | 118 | 0.031132 | 0.208 | 0.08 | 261 | 0 | 0.27 | 1 | 3 | cs | TRUE
123 | LV_602-1_1_6_line_123 | NAYY 4x150 SE | 117 | 119 | 0.0043094 | 0.208 | 0.08 | 261 | 0 | 0.27 | 1 | 3 | cs | TRUE
124 | LV_602-1_1_6_line_124 | NAYY 4x150 SE | 118 | 120 | 0.015292 | 0.208 | 0.08 | 261 | 0 | 0.27 | 1 | 1 | cs | TRUE
125 | LV_602-1_1_6_line_125 | NAYY 4x150 SE | 118 | 121 | 0.075286 | 0.208 | 0.08 | 261 | 0 | 0.27 | 1 | 3 | cs | TRUE
126 | LV_602-1_1_6_line_126 | NAYY 4x150 SE | 119 | 122 | 0.052239 | 0.208 | 0.08 | 261 | 0 | 0.27 | 1 | 2 | cs | TRUE
127 | LV_602-1_1_6_line_127 | NAYY 4x150 SE | 121 | 123 | 0.12024 | 0.208 | 0.08 | 261 | 0 | 0.27 | 1 | 3 | cs | TRUE
128 | LV_602-1_1_6_line_128 | NAYY 4x150 SE | 122 | 124 | 0.068609 | 0.208 | 0.08 | 261 | 0 | 0.27 | 1 | 2 | cs | TRUE
129 | LV_602-1_1_6_line_129 | NAYY 4x150 SE | 122 | 125 | 0.038089 | 0.208 | 0.08 | 261 | 0 | 0.27 | 1 | 1 | cs | TRUE
130 | LV_602-1_1_6_line_130 | NAYY 4x150 SE | 123 | 128 | 0.020466 | 0.208 | 0.08 | 261 | 0 | 0.27 | 1 | 3 | cs | TRUE
131 | LV_602-1_1_6_line_131 | NAYY 4x150 SE | 124 | 131 | 0.010189 | 0.208 | 0.08 | 261 | 0 | 0.27 | 1 | 1 | cs | TRUE
132 | LV_602-1_1_6_line_132 | NAYY 4x150 SE | 125 | 129 | 0.016521 | 0.208 | 0.08 | 261 | 0 | 0.27 | 1 | 1 | cs | TRUE
133 | LV_602-1_1_6_line_133 | NAYY 4x150 SE | 126 | 127 | 0.013286 | 0.208 | 0.08 | 261 | 0 | 0.27 | 1 | 1 | cs | TRUE
134 | LV_602-1_1_6_line_134 | NAYY 4x150 SE | 127 | 145 | 0.0060037 | 0.208 | 0.08 | 261 | 0 | 0.27 | 1 | 1 | cs | TRUE
135 | LV_602-1_1_6_line_135 | NAYY 4x150 SE | 127 | 136 | 0.43313 | 0.208 | 0.08 | 261 | 0 | 0.27 | 1 | 1 | cs | TRUE
136 | LV_602-1_1_6_line_136 | NAYY 4x150 SE | 128 | 138 | 0.012675 | 0.208 | 0.08 | 261 | 0 | 0.27 | 1 | 3 | cs | TRUE
137 | LV_602-1_1_6_line_137 | NAYY 4x150 SE | 129 | 130 | 0.007274 | 0.208 | 0.08 | 261 | 0 | 0.27 | 1 | 1 | cs | TRUE
138 | LV_602-1_1_6_line_138 | NAYY 4x150 SE | 131 | 132 | 0.060804 | 0.208 | 0.08 | 261 | 0 | 0.27 | 1 | 1 | cs | TRUE
139 | LV_602-1_1_6_line_139 | NAYY 4x150 SE | 133 | 135 | 0.020689 | 0.208 | 0.08 | 261 | 0 | 0.27 | 1 | 1 | cs | TRUE
140 | LV_602-1_1_6_line_140 | NAYY 4x150 SE | 134 | 138 | 0.016262 | 0.208 | 0.08 | 261 | 0 | 0.27 | 1 | 3 | cs | TRUE
141 | LV_602-1_1_6_line_141 | NAYY 4x150 SE | 135 | 144 | 0.032178 | 0.208 | 0.08 | 261 | 0 | 0.27 | 1 | 1 | cs | TRUE
142 | LV_602-1_1_6_line_142 | NAYY 4x150 SE | 136 | 137 | 0.01557 | 0.208 | 0.08 | 261 | 0 | 0.27 | 1 | 1 | cs | TRUE
143 | LV_602-1_1_6_line_143 | NAYY 4x150 SE | 139 | 140 | 0.029906 | 0.208 | 0.08 | 261 | 0 | 0.27 | 1 | 1 | cs | TRUE
144 | LV_602-1_1_6_line_144 | NAYY 4x150 SE | 140 | 141 | 0.030445 | 0.208 | 0.08 | 261 | 0 | 0.27 | 1 | 1 | cs | TRUE
145 | LV_602-1_1_6_line_145 | NAYY 4x150 SE | 141 | 142 | 0.01978 | 0.208 | 0.08 | 261 | 0 | 0.27 | 1 | 1 | cs | TRUE
146 | LV_602-1_1_6_line_146 | NAYY 4x150 SE | 142 | 143 | 0.084462 | 0.208 | 0.08 | 261 | 0 | 0.27 | 1 | 1 | cs | TRUE
147 | LV_602-1_1_6_line_147 | NAYY 4x150 SE | 144 | 145 | 0.032423 | 0.208 | 0.08 | 261 | 0 | 0.27 | 1 | 1 | cs | TRUE
148 | LV_602-1_1_6_line_148 | NAYY 4x150 SE | 147 | 148 | 0.02182 | 0.208 | 0.08 | 261 | 0 | 0.27 | 1 | 1 | cs | TRUE
149 | LV_602-1_1_6_line_149 | NAYY 4x150 SE | 148 | 150 | 0.40152 | 0.208 | 0.08 | 261 | 0 | 0.27 | 1 | 1 | cs | TRUE
150 | LV_602-1_1_6_line_150 | NAYY 4x150 SE | 148 | 151 | 0.002559 | 0.208 | 0.08 | 261 | 0 | 0.27 | 1 | 1 | cs | TRUE
151 | LV_602-1_1_6_line_151 | NAYY 4x150 SE | 149 | 152 | 0.012767 | 0.208 | 0.08 | 261 | 0 | 0.27 | 1 | 1 | cs | TRUE
152 | LV_602-1_1_6_line_152 | NAYY 4x150 SE | 149 | 151 | 0.007073 | 0.208 | 0.08 | 261 | 0 | 0.27 | 1 | 1 | cs | TRUE
153 | LV_602-1_1_6_line_153 | NAYY 4x150 SE | 150 | 160 | 0.0091729 | 0.208 | 0.08 | 261 | 0 | 0.27 | 1 | 1 | cs | TRUE
154 | LV_602-1_1_6_line_154 | NAYY 4x150 SE | 150 | 161 | 0.2483 | 0.208 | 0.08 | 261 | 0 | 0.27 | 1 | 1 | cs | TRUE
155 | LV_602-1_1_6_line_155 | NAYY 4x150 SE | 151 | 159 | 0.0072228 | 0.208 | 0.08 | 261 | 0 | 0.27 | 1 | 1 | cs | TRUE
156 | LV_602-1_1_6_line_156 | NAYY 4x150 SE | 153 | 154 | 0.0042036 | 0.208 | 0.08 | 261 | 0 | 0.27 | 1 | 1 | cs | TRUE
157 | LV_602-1_1_6_line_157 | NAYY 4x150 SE | 153 | 155 | 0.006949 | 0.208 | 0.08 | 261 | 0 | 0.27 | 1 | 1 | cs | TRUE
158 | LV_602-1_1_6_line_158 | NAYY 4x150 SE | 154 | 156 | 0.015098 | 0.208 | 0.08 | 261 | 0 | 0.27 | 1 | 1 | cs | TRUE
159 | LV_602-1_1_6_line_159 | NAYY 4x150 SE | 156 | 157 | 0.025012 | 0.208 | 0.08 | 261 | 0 | 0.27 | 1 | 1 | cs | TRUE
160 | LV_602-1_1_6_line_160 | NAYY 4x150 SE | 157 | 158 | 0.025983 | 0.208 | 0.08 | 261 | 0 | 0.27 | 1 | 1 | cs | TRUE
161 | LV_602-1_1_6_line_161 | NAYY 4x150 SE | 158 | 164 | 0.023442 | 0.208 | 0.08 | 261 | 0 | 0.27 | 1 | 1 | cs | TRUE
162 | LV_602-1_1_6_line_162 | NAYY 4x150 SE | 160 | 162 | 0.0064567 | 0.208 | 0.08 | 261 | 0 | 0.27 | 1 | 1 | cs | TRUE
163 | LV_602-1_1_6_line_163 | NAYY 4x150 SE | 161 | 163 | 0.027939 | 0.208 | 0.08 | 261 | 0 | 0.27 | 1 | 1 | cs | TRUE
164 | LV_602-1_1_6_line_164 | NAYY 4x150 SE | 163 | 165 | 0.023863 | 0.208 | 0.08 | 261 | 0 | 0.27 | 1 | 1 | cs | TRUE
165 | LV_602-1_1_6_line_165 | NAYY 4x150 SE | 165 | 166 | 0.12898 | 0.208 | 0.08 | 261 | 0 | 0.27 | 1 | 1 | cs | TRUE
166 | LV_602-1_1_6_line_166 | NAYY 4x150 SE | 166 | 167 | 0.020631 | 0.208 | 0.08 | 261 | 0 | 0.27 | 1 | 1 | cs | TRUE
167 | LV_602-1_1_6_line_167 | NAYY 4x150 SE | 167 | 168 | 0.01166 | 0.208 | 0.08 | 261 | 0 | 0.27 | 1 | 1 | cs | TRUE

## trafo
| name | std_type | hv_bus | lv_bus | sn_mva | vn_hv_kv | vn_lv_kv | vk_percent | vkr_percent | pfe_kw | i0_percent | shift_degree | tap_side | tap_neutral | tap_min | tap_max | tap_step_percent | tap_step_degree | tap_pos | tap_phase_shifter | parallel | df | in_service
0 | LV_602-1_1_6_trafo_165 | 0.25 MVA 20/0.4 kV | 169 | 115 | 0.25 | 20 | 0.4 | 6 | 1.44 | 0.8 | 0.32 | 150 | hv | 0 | -2 | 2 | 2.5 | 0 | 0 | FALSE | 1 | 1 | TRUE

## line_geodata
| x0 | y0 | x1 | y1 | x2 | y2 | x3 | y3 | x4 | y4 | x5 | y5 | x6 | y6 | x7 | y7 | x8 | y8 | x9 | y9 | x10 | y10 | x11 | y11 | x12 | y12 | x13 | y13 | x14 | y14 | x15 | y15 | x16 | y16 | x17 | y17 | x18 | y18 | x19 | y19 | x20 | y20 | x21 | y21 | x22 | y22 | x23 | y23 | x24 | y24 | x25 | y25 | x26 | y26 | x27 | y27 | x28 | y28 | x29 | y29
0 | 2616348.1631 | 1198198.1683 | 2616383.1663 | 1198185.2235 | 2616394.7511 | 1198181.1154
1 | 2616348.1631 | 1198198.1683 | 2616337.8419 | 1198204.8104 | 2616326.9003 | 1198212.8072 | 2616322.1822 | 1198217.2523 | 2616318.34 | 1198221.6331 | 2616315.3428 | 1198226.0829 | 2616312.7396 | 1198231.2786 | 2616310.4484 | 1198236.5752 | 2616307.0156 | 1198250.0175 | 2616314.005 | 1198272.7821 | 2616326.3619 | 1198315.4942 | 2616332.6481 | 1198333.5766 | 2616337.2454 | 1198345.5066 | 2616341.9268 | 1198357.3146 | 2616349.1628 | 1198373.3541 | 2616357.8195 | 1198390.5536 | 2616368.3765 | 1198411.7382
2 | 2616399.8622 | 1198478.9381 | 2616393.0835 | 1198462.8443 | 2616381.0162 | 1198437.0975 | 2616368.3765 | 1198411.7382
3 | 2616368.3765 | 1198411.7382 | 2616361.4615 | 1198414.8655 | 2616358.8928 | 1198415.8034 | 2616355.5255 | 1198416.3946 | 2616352.4271 | 1198416.1193 | 2616349.2631 | 1198414.7655 | 2616347.4488 | 1198412.6817 | 2616340.8786 | 1198401.0353 | 2616332.5664 | 1198385.9712 | 2616327.3943 | 1198374.9365
4 | 2616414.6599 | 1198472.4417 | 2616399.8622 | 1198478.9381
5 | 2616399.8622 | 1198478.9381 | 2616406.4825 | 1198496.154
6 | 2616406.4825 | 1198496.154 | 2616416.3598 | 1198521.8396 | 2616418.8165 | 1198530.0707
7 | 2615867.1554 | 1198503.6044 | 2615866.8898 | 1198503.3316
8 | 2615867.1554 | 1198503.6044 | 2615910.8741 | 1198548.5145 | 2615910.9611 | 1198548.6026
9 | 2615866.8898 | 1198503.3316 | 2615864.0532 | 1198500.4176
10 | 2615927.1826 | 1198563.5214 | 2615923.0951 | 1198560.0976 | 2615918.4682 | 1198556.2054 | 2615910.9611 | 1198548.6026
11 | 2615864.0532 | 1198500.4176 | 2615857.5033 | 1198493.6893
12 | 2615927.1826 | 1198563.5214 | 2615928.0234 | 1198568.0371 | 2615931.0586 | 1198574.8933 | 2615934.281 | 1198582.9395 | 2615936.3638 | 1198587.6789
13 | 2615825.9039 | 1198477.8288 | 2615847.0905 | 1198486.8125 | 2615856.8512 | 1198493.0194 | 2615857.5033 | 1198493.6893
14 | 2615937.1571 | 1198589.484 | 2615936.3638 | 1198587.6789
15 | 2615825.9039 | 1198477.8288 | 2615824.8504 | 1198477.3821 | 2615800.8066 | 1198464.6341 | 2615776.4409 | 1198448.0877
16 | 2615980.7442 | 1198614.4578 | 2615980.5459 | 1198614.5574
17 | 2615980.7442 | 1198614.4578 | 2615987.0684 | 1198604.2914 | 2615988.7224 | 1198602.188
18 | 2615937.1571 | 1198589.484 | 2615944.3924 | 1198591.76 | 2615949.7221 | 1198594.7758 | 2615954.5064 | 1198599.5689 | 2615958.4429 | 1198605.3714 | 2615960.4395 | 1198610.4683 | 2615963.2857 | 1198616.8015 | 2615964.987 | 1198618.4291 | 2615967.225 | 1198618.6685 | 2615973.5031 | 1198617.2178 | 2615980.5459 | 1198614.5574
19 | 2615980.5459 | 1198614.5574 | 2615989.061 | 1198628.0317 | 2615990.6643 | 1198629.7417
20 | 2615988.7224 | 1198602.188 | 2615994.8233 | 1198594.429 | 2615997.227 | 1198591.6029
21 | 2615941.8194 | 1198600.091 | 2615937.1571 | 1198589.484
22 | 2616011.0319 | 1198575.6929 | 2616008.2288 | 1198578.6674 | 2615997.227 | 1198591.6029
23 | 2615752.8955 | 1198432.7577 | 2615770.6989 | 1198444.1883 | 2615776.4409 | 1198448.0877
24 | 2615752.8955 | 1198432.7577 | 2615723.9105 | 1198419.619 | 2615683.431 | 1198410.8528 | 2615645.1872 | 1198400.2695 | 2615623.3404 | 1198388.6731 | 2615586.3493 | 1198364.8085 | 2615574.1154 | 1198358.6818
25 | 2615752.8955 | 1198432.7577 | 2615739.1154 | 1198446.6505
26 | 2614620.6819 | 1198576.3032 | 2614624.5311 | 1198574.321
27 | 2614620.6819 | 1198576.3032 | 2614605.8458 | 1198583.8378 | 2614593.9259 | 1198588.3446
28 | 2614620.6819 | 1198576.3032 | 2614619.6818 | 1198580.4919 | 2614619.879 | 1198583.9609 | 2614620.2726 | 1198588.0307 | 2614621.6972 | 1198590.8802 | 2614624.1406 | 1198594.3547 | 2614629.8471 | 1198599.249 | 2614637.187 | 1198602.5242 | 2614666.3165 | 1198614.6332
29 | 2614593.9259 | 1198588.3446 | 2614589.8544 | 1198584.288 | 2614585.6194 | 1198580.6552
30 | 2614683.2297 | 1198613.8838 | 2614679.2317 | 1198615.8673 | 2614673.9139 | 1198617.0661 | 2614669.2264 | 1198615.8429 | 2614666.3165 | 1198614.6332
31 | 2615010.3778 | 1198806.3665 | 2614716.0079 | 1198574.9143
32 | 2615010.3778 | 1198806.3665 | 2615019.8763 | 1198804.9117 | 2615022.7582 | 1198804.8366
33 | 2614683.2297 | 1198613.8838 | 2614687.8159 | 1198611.6083 | 2614697.6402 | 1198604.7064 | 2614705.011 | 1198595.3639 | 2614709.9392 | 1198585.3928 | 2614715.193 | 1198576.1229 | 2614716.0079 | 1198574.9143
34 | 2615089.1631 | 1198848.1421 | 2615070.0781 | 1198825.4708 | 2615066.4097 | 1198821.8152 | 2615060.4899 | 1198817.1979 | 2615053.4196 | 1198812.8333 | 2615046.0884 | 1198809.3242 | 2615036.7604 | 1198806.566 | 2615030.398 | 1198805.3494 | 2615024.9324 | 1198804.7799 | 2615022.7582 | 1198804.8366
35 | 2614565.2492 | 1198538.4259 | 2614567.6201 | 1198537.2866 | 2614571.2979 | 1198537.2955
36 | 2614565.2492 | 1198538.4259 | 2614564.431 | 1198539.8469 | 2614564.4005 | 1198543.0263 | 2614565.6554 | 1198546.0845
37 | 2614575.4021 | 1198568.1304 | 2614577.2218 | 1198571.8396 | 2614582.7193 | 1198578.1674 | 2614585.6194 | 1198580.6552
38 | 2614575.4021 | 1198568.1304 | 2614571.1224 | 1198559.407 | 2614565.6554 | 1198546.0845
39 | 2615089.1631 | 1198848.1421 | 2615101.4307 | 1198864.9834
40 | 2615089.1631 | 1198848.1421 | 2615093.2407 | 1198846.5293 | 2615096.9234 | 1198844.5041 | 2615103.4686 | 1198839.6402 | 2615109.1949 | 1198836.3973 | 2615111.4282 | 1198836.2531
41 | 2615111.9115 | 1198879.3717 | 2615101.4307 | 1198864.9834
42 | 2615111.9115 | 1198879.3717 | 2615126.272 | 1198868.129
43 | 2615128.329 | 1198866.5186 | 2615126.272 | 1198868.129
44 | 2615368.1503 | 1198839.8456 | 2615359.8897 | 1198839.5465 | 2615347.8508 | 1198839.9381 | 2615314.5331 | 1198842.2542 | 2615285.0635 | 1198846.3924 | 2615264.033 | 1198849.5073 | 2615252.3303 | 1198852.4013 | 2615247.3413 | 1198853.1223 | 2615243.2893 | 1198853.6123 | 2615239.7875 | 1198853.3366 | 2615235.7403 | 1198851.9811 | 2615231.8707 | 1198849.6256 | 2615228.5511 | 1198846.5489 | 2615218.7772 | 1198833.5059 | 2615214.7928 | 1198828.3597 | 2615210.676 | 1198824.3916 | 2615207.1196 | 1198821.6256 | 2615202.7239 | 1198819.5466 | 2615199.9847 | 1198818.806 | 2615195.7972 | 1198818.6953 | 2615191.9959 | 1198819.4194 | 2615188.2387 | 1198820.7884 | 2615184.8672 | 1198823.1478 | 2615181.5545 | 1198826.3856 | 2615175.7502 | 1198833.3191 | 2615170.4162 | 1198837.9637 | 2615164.4738 | 1198842.3065 | 2615148.6206 | 1198851.5826 | 2615140.7726 | 1198856.7767 | 2615128.329 | 1198866.5186
45 | 2615368.1503 | 1198839.8456 | 2615373.2465 | 1198841.9042
46 | 2615368.1503 | 1198839.8456 | 2615367.1429 | 1198826.6775
47 | 2615373.2465 | 1198841.9042 | 2615377.479 | 1198842.2819 | 2615389.838 | 1198841.7577 | 2615409.4655 | 1198840.3257
48 | 2615367.1429 | 1198826.6775 | 2615366.0551 | 1198812.4578
49 | 2615409.4655 | 1198840.3257 | 2615415.4084 | 1198839.8922
50 | 2615365.8083 | 1198799.9737 | 2615366.0432 | 1198812.3031 | 2615366.0551 | 1198812.4578
51 | 2615415.4084 | 1198839.8922 | 2615432.5374 | 1198838.6425
52 | 2615379.6434 | 1198734.5739 | 2615377.2732 | 1198744.362 | 2615366.5082 | 1198791.3153 | 2615365.8083 | 1198799.9737 | 2615365.8083 | 1198799.9737
53 | 2616510.4418 | 1198701.5253 | 2616510.7799 | 1198696.1258 | 2616510.7799 | 1198696.1258
54 | 2616510.4418 | 1198701.5253 | 2616510.2941 | 1198703.8842 | 2616508.8749 | 1198710.4617 | 2616508.8485 | 1198710.5316
55 | 2616510.7799 | 1198696.1258 | 2616509.6343 | 1198686.3285 | 2616504.6067 | 1198667.2448
56 | 2616504.8721 | 1198719.1103 | 2616506.6736 | 1198716.2921 | 2616508.8485 | 1198710.5316
57 | 2616501.0865 | 1198654.6381 | 2616502.905 | 1198660.7852 | 2616504.6067 | 1198667.2448
58 | 2616446.5847 | 1198748.4555 | 2616487.4057 | 1198734.2487 | 2616493.2463 | 1198731.3188 | 2616497.9771 | 1198727.7187 | 2616501.0775 | 1198724.4255 | 2616503.3394 | 1198721.5079 | 2616504.8721 | 1198719.1103
59 | 2616495.0782 | 1198641.142 | 2616496.8846 | 1198643.2592 | 2616499.495 | 1198649.2585 | 2616501.0865 | 1198654.6381
60 | 2616412.7898 | 1198760.6472 | 2616420.788 | 1198756.6559 | 2616446.5847 | 1198748.4555
61 | 2616561.2293 | 1198771.6611 | 2616550.2055 | 1198768.3289 | 2616524.6915 | 1198762.3554 | 2616502.8523 | 1198757.4037 | 2616459.1664 | 1198750.1575 | 2616446.5847 | 1198748.4555
62 | 2616495.0782 | 1198641.142 | 2616498.8996 | 1198635.9497 | 2616501.7668 | 1198634.4345
63 | 2616495.0782 | 1198641.142 | 2616464.8202 | 1198620.6841
64 | 2616399.563 | 1198769.3269 | 2616408.2452 | 1198763.0139 | 2616412.7898 | 1198760.6472
65 | 2616412.7898 | 1198760.6472 | 2616429.9947 | 1198764.6076 | 2616436.0892 | 1198763.8815
66 | 2616561.2293 | 1198771.6611 | 2616581.1344 | 1198738.0869 | 2616584.8289 | 1198732.005 | 2616587.7062 | 1198724.0753 | 2616589.9868 | 1198711.6416 | 2616592.4599 | 1198703.9332 | 2616596.5644 | 1198695.5734 | 2616601.2753 | 1198690.9061
67 | 2616561.2293 | 1198771.6611 | 2616580.812 | 1198777.5739 | 2616582.983 | 1198778.2573
68 | 2616423.8295 | 1198635.8992 | 2616421.3944 | 1198643.6745 | 2616418.5084 | 1198652.06 | 2616415.4183 | 1198659.9336 | 2616410.2788 | 1198670.9921 | 2616401.8712 | 1198685.3991 | 2616387.3228 | 1198707.8232
69 | 2616423.8295 | 1198635.8992 | 2616431.9088 | 1198638.5228 | 2616438.0327 | 1198640.5962 | 2616443.741 | 1198644.2805 | 2616447.8105 | 1198648.5717 | 2616450.2451 | 1198654.8596 | 2616453.089 | 1198661.8156 | 2616457.1502 | 1198669.1306
70 | 2616423.8295 | 1198635.8992 | 2616426.1745 | 1198624.8441 | 2616426.8442 | 1198620.7007
71 | 2616347.9959 | 1198865.5713 | 2616348.107 | 1198856.5571
72 | 2616266.0699 | 1198859.323 | 2616317.8191 | 1198877.5289 | 2616338.4722 | 1198884.5555 | 2616342.8709 | 1198885.4013 | 2616347.8574 | 1198885.6595 | 2616347.9959 | 1198865.5713
73 | 2616346.7427 | 1198914.6832 | 2616347.8574 | 1198885.6595 | 2616347.9959 | 1198865.5713
74 | 2616347.9959 | 1198865.5713 | 2616352.1417 | 1198864.2152 | 2616353.3878 | 1198862.362 | 2616354.6377 | 1198859.1637 | 2616359.8397 | 1198833.4529 | 2616362.5927 | 1198823.4995 | 2616365.7337 | 1198813.6806 | 2616367.972 | 1198808.1948 | 2616370.2467 | 1198803.3429 | 2616375.0275 | 1198795.3183 | 2616379.9427 | 1198788.2501 | 2616384.4105 | 1198783.3041 | 2616388.8706 | 1198778.6502
75 | 2616429.2958 | 1198597.2934 | 2616428.6871 | 1198605.4406 | 2616427.6849 | 1198615.4988 | 2616426.8442 | 1198620.7007
76 | 2616266.0699 | 1198859.323 | 2616270.8884 | 1198842.9606 | 2616272.76 | 1198840.6644 | 2616274.0728 | 1198839.9319
77 | 2616266.0699 | 1198859.323 | 2616254.9688 | 1198855.2052
78 | 2616346.7427 | 1198914.6832 | 2616345.1765 | 1198927.8304 | 2616342.4209 | 1198941.5414
79 | 2616346.7427 | 1198914.6832 | 2616349.9237 | 1198915.3255 | 2616352.0371 | 1198916.5208 | 2616354.1491 | 1198918.2497 | 2616362.537 | 1198927.6332 | 2616373.8976 | 1198942.8419
80 | 2616399.563 | 1198769.3269 | 2616390.7331 | 1198776.7067 | 2616388.8706 | 1198778.6502
81 | 2616429.2958 | 1198597.2934 | 2616431.9971 | 1198597.9567 | 2616434.4985 | 1198599.3087 | 2616448.2072 | 1198609.4518 | 2616464.8202 | 1198620.6841
82 | 2616429.2958 | 1198597.2934 | 2616429.389 | 1198591.0459 | 2616428.6509 | 1198576.3816
83 | 2616283.739 | 1198836.8609 | 2616276.0315 | 1198838.839 | 2616274.0728 | 1198839.9319
84 | 2616254.9688 | 1198855.2052 | 2616251.397 | 1198853.8803 | 2616245.4654 | 1198851.1628 | 2616237.1623 | 1198846.8936 | 2616223.8516 | 1198838.9088 | 2616208.9444 | 1198829.2949
85 | 2616342.4209 | 1198941.5414 | 2616339.6996 | 1198951.0502 | 2616336.0176 | 1198961.0678 | 2616333.2465 | 1198966.9472
86 | 2616342.4209 | 1198941.5414 | 2616328.699 | 1198936.4791 | 2616324.523 | 1198935.0003 | 2616323.137 | 1198935.0743
87 | 2616373.8976 | 1198942.8419 | 2616375.3351 | 1198944.7662 | 2616380.3316 | 1198952.4952 | 2616391.0558 | 1198970.612 | 2616395.4308 | 1198978.8003
88 | 2616399.563 | 1198769.3269 | 2616396.4108 | 1198774.8323 | 2616394.9649 | 1198780.1201 | 2616394.7482 | 1198784.1995 | 2616395.356 | 1198787.4585 | 2616396.3674 | 1198790.7185 | 2616399.2099 | 1198795.4066 | 2616405.5276 | 1198801.7495 | 2616406.3194 | 1198802.6745
89 | 2616428.6509 | 1198576.3816 | 2616428.638 | 1198576.1247 | 2616427.719 | 1198566.9283 | 2616425.6048 | 1198554.8494 | 2616425.5085 | 1198554.4456
90 | 2616588.3254 | 1198779.9389 | 2616582.983 | 1198778.2573
91 | 2616783.9391 | 1198871.8118 | 2616769.236 | 1198863.733 | 2616748.0828 | 1198850.5446 | 2616722.0028 | 1198829.2937 | 2616707.5374 | 1198817.8361 | 2616697.3334 | 1198812.7161 | 2616685.0925 | 1198809.0245 | 2616663.0491 | 1198803.6714 | 2616644.4783 | 1198798.1391 | 2616627.1345 | 1198792.1544 | 2616588.3254 | 1198779.9389
92 | 2616501.7668 | 1198634.4345 | 2616536.3511 | 1198609.6831 | 2616538.588 | 1198607.5659
93 | 2616501.7668 | 1198634.4345 | 2616508.4888 | 1198612.2484
94 | 2616538.588 | 1198607.5659 | 2616543.0007 | 1198603.398 | 2616555.9222 | 1198592.4167
95 | 2616538.588 | 1198607.5659 | 2616561.5753 | 1198641.5588
96 | 2616555.9222 | 1198592.4167 | 2616565.69 | 1198598.4913 | 2616568.2335 | 1198601.1442 | 2616569.6136 | 1198602.9965
97 | 2616562.9309 | 1198643.5635 | 2616561.5753 | 1198641.5588
98 | 2616284.7329 | 1198836.6058 | 2616283.739 | 1198836.8609
99 | 2616195.7831 | 1198820.807 | 2616208.9444 | 1198829.2949
100 | 2616324.9285 | 1198984.5948 | 2616333.2465 | 1198966.9472
101 | 2616323.137 | 1198935.0743 | 2616323.137 | 1198935.0743 | 2616321.1915 | 1198936.5365 | 2616318.7075 | 1198939.9983 | 2616316.2717 | 1198945.319
102 | 2616406.6215 | 1199000.2483 | 2616399.3658 | 1198986.1653 | 2616395.4308 | 1198978.8003
103 | 2616713.1402 | 1198607.8293 | 2616713.3972 | 1198619.5568 | 2616713.3824 | 1198624.8485 | 2616714.7991 | 1198630.1664 | 2616720.2756 | 1198643.1887 | 2616735.2974 | 1198676.4374 | 2616741.1804 | 1198691.095 | 2616742.1854 | 1198696.5897 | 2616743.1864 | 1198703.5184 | 2616744.1822 | 1198712.2814 | 2616744.0334 | 1198717.5851
104 | 2616744.0334 | 1198717.5851 | 2616743.9539 | 1198720.4185 | 2616742.1999 | 1198738.2745
105 | 2616742.4834 | 1198766.5566 | 2616742.1951 | 1198764.0037 | 2616741.4009 | 1198756.6531 | 2616741.015 | 1198750.3375 | 2616742.1999 | 1198738.2745
106 | 2616741.3039 | 1198791.4028 | 2616741.3128 | 1198788.2254 | 2616742.9976 | 1198771.1098 | 2616742.4834 | 1198766.5566
107 | 2616783.9391 | 1198871.8118 | 2616787.1582 | 1198864.2612 | 2616787.3882 | 1198855.5127 | 2616776.703 | 1198842.8648 | 2616760.6106 | 1198825.1325 | 2616749.4197 | 1198810.8269 | 2616743.7287 | 1198801.0613 | 2616741.2969 | 1198793.9062 | 2616741.3039 | 1198791.4028
108 | 2616422.7183 | 1198543.1433 | 2616423.1808 | 1198544.6928 | 2616425.5085 | 1198554.4456
109 | 2616422.7183 | 1198543.1433 | 2616418.8165 | 1198530.0707
110 | 2616173.3599 | 1198800.2628 | 2616184.9852 | 1198792.3677 | 2616192.0353 | 1198786.4213
111 | 2616179.0606 | 1198806.7594 | 2616173.3599 | 1198800.2628
112 | 2616173.3599 | 1198800.2628 | 2616164.8903 | 1198789.2888
113 | 2616179.0606 | 1198806.7594 | 2616184.3172 | 1198811.9147
114 | 2616179.0606 | 1198806.7594 | 2616171.3937 | 1198809.3957 | 2616166.2563 | 1198811.3941 | 2616163.4561 | 1198813.5655 | 2616160.8375 | 1198816.1265 | 2616158.1466 | 1198820.1103 | 2616149.803 | 1198836.53 | 2616139.7526 | 1198853.4009 | 2616133.1842 | 1198863.7666 | 2616128.2708 | 1198870.268 | 2616123.1503 | 1198874.5232
115 | 2616164.8903 | 1198789.2888 | 2616161.0906 | 1198784.3656 | 2616161.0906 | 1198784.3656
116 | 2616195.7831 | 1198820.807 | 2616195.1506 | 1198820.3991 | 2616186.1763 | 1198813.7379 | 2616184.3172 | 1198811.9147
117 | 2616120.4284 | 1198711.2527 | 2616125.8787 | 1198720.6588 | 2616136.0094 | 1198741.942 | 2616143.6836 | 1198756.4482 | 2616151.3695 | 1198769.4203 | 2616161.0906 | 1198784.3656
118 | 2616120.4284 | 1198711.2527 | 2616118.6786 | 1198708.2328 | 2616113.7859 | 1198701.3159 | 2616107.5805 | 1198695.1605
119 | 2616018.9724 | 1198652.9249 | 2616003.2253 | 1198641.7213 | 2615996.2817 | 1198635.7329 | 2615990.6643 | 1198629.7417
120 | 2616018.9724 | 1198652.9249 | 2616029.4126 | 1198658.3001 | 2616043.9466 | 1198664.6424 | 2616068.5458 | 1198674.2356 | 2616085.8574 | 1198681.1524 | 2616093.6746 | 1198685.0087 | 2616100.6986 | 1198689.3521 | 2616106.2678 | 1198693.8584 | 2616107.5805 | 1198695.1605
121 | 2615499.7429 | 1198544.6298 | 2615489.5555 | 1198545.8107 | 2615480.0671 | 1198549.0546 | 2615471.0396 | 1198553.6449 | 2615462.6952 | 1198559.1375
122 | 2615530.6325 | 1198547.0509 | 2615513.842 | 1198544.3282 | 2615503.1591 | 1198544.2339 | 2615499.7429 | 1198544.6298
123 | 2615459.6321 | 1198562.1688 | 2615462.6952 | 1198559.1375 | 2615462.6952 | 1198559.1375
124 | 2615530.6325 | 1198547.0509 | 2615529.8189 | 1198537.7771 | 2615528.8596 | 1198531.8714
125 | 2615530.6325 | 1198547.0509 | 2615567.9171 | 1198554.3069 | 2615578.2078 | 1198555.9012 | 2615587.0879 | 1198555.2906 | 2615596.2851 | 1198552.7798 | 2615603.3176 | 1198548.0884
126 | 2615428.8018 | 1198604.0744 | 2615437.8956 | 1198588.4449 | 2615447.645 | 1198575.4742 | 2615454.191 | 1198567.5534 | 2615459.6321 | 1198562.1688
127 | 2615603.3176 | 1198548.0884 | 2615610.6939 | 1198543.1676 | 2615626.7126 | 1198529.3908 | 2615652.6629 | 1198508.9919 | 2615677.112 | 1198491.9799 | 2615694.3505 | 1198480.6633 | 2615699.7528 | 1198476.4827
128 | 2615428.8018 | 1198604.0744 | 2615425.8471 | 1198613.0605 | 2615412.9279 | 1198644.6999 | 2615403.7382 | 1198667.9223
129 | 2615428.8018 | 1198604.0744 | 2615419.2162 | 1198597.7575 | 2615414.1258 | 1198590.4182 | 2615409.6532 | 1198582.6693 | 2615406.9093 | 1198574.3818
130 | 2615715.9386 | 1198463.9572 | 2615699.7528 | 1198476.4827
131 | 2615403.7382 | 1198667.9223 | 2615399.9891 | 1198677.3962
132 | 2615399.9975 | 1198559.5427 | 2615402.9636 | 1198563.5085 | 2615405.8073 | 1198571.0531 | 2615406.9093 | 1198574.3818
133 | 2615492.1146 | 1198318.5619 | 2615488.7848 | 1198331.4239
134 | 2615492.1146 | 1198318.5619 | 2615497.5296 | 1198321.1546
135 | 2615492.1146 | 1198318.5619 | 2615478.0446 | 1198311.8219 | 2615428.0181 | 1198281.1656 | 2615390.735 | 1198251.7985 | 2615365.2751 | 1198220.3942 | 2615342.1305 | 1198188.7847 | 2615326.1661 | 1198154.3698 | 2615323.3454 | 1198143.668 | 2615345.0627 | 1198158.8428 | 2615360.7016 | 1198162.7071 | 2615405.8273 | 1198168.9372 | 2615453.605 | 1198174.3518 | 2615499.899 | 1198179.2405
136 | 2615715.9386 | 1198463.9572 | 2615722.9709 | 1198458.5152 | 2615726.0332 | 1198456.2943
137 | 2615395.6408 | 1198553.7177 | 2615399.9975 | 1198559.5427
138 | 2615379.6434 | 1198734.5739 | 2615381.1076 | 1198727.7629 | 2615385.2319 | 1198713.9438 | 2615391.0546 | 1198699.9735 | 2615399.9891 | 1198677.3962
139 | 2615574.1154 | 1198358.6818 | 2615555.6164 | 1198349.4176
140 | 2615739.1154 | 1198446.6505 | 2615738.5648 | 1198447.2056 | 2615726.0332 | 1198456.2943
141 | 2615526.7728 | 1198335.1564 | 2615535.1153 | 1198339.1507 | 2615555.6164 | 1198349.4176
142 | 2615500.6017 | 1198163.6895 | 2615499.899 | 1198179.2405
143 | 2615462.3578 | 1198836.3872 | 2615434.29 | 1198838.5146 | 2615432.5374 | 1198838.6425
144 | 2615462.3578 | 1198836.3872 | 2615462.3764 | 1198836.3857 | 2615481.6928 | 1198839.5928 | 2615490.3126 | 1198846.1749
145 | 2615503.7725 | 1198860.2774 | 2615498.8137 | 1198852.6663 | 2615490.3126 | 1198846.1749
146 | 2615503.7725 | 1198860.2774 | 2615506.0109 | 1198863.713 | 2615520.2234 | 1198864.8726 | 2615548.0508 | 1198851.015 | 2615564.4959 | 1198833.9373 | 2615570.8616 | 1198824.5927
147 | 2615526.7728 | 1198335.1564 | 2615497.5296 | 1198321.1546
148 | 2616319.5918 | 1198989.9387 | 2616314.7961 | 1198983.9669 | 2616310.6383 | 1198975.7734 | 2616309.1466 | 1198971.0296
149 | 2616104.7805 | 1198998.1515 | 2616117.2814 | 1199001.4202 | 2616133.808 | 1199011.1143 | 2616148.4416 | 1199022.5487 | 2616162.3006 | 1199036.0377 | 2616170.8664 | 1199047.2557 | 2616175.4456 | 1199057.3402 | 2616176.1615 | 1199065.7244 | 2616171.0737 | 1199094.604 | 2616169.5996 | 1199107.6181 | 2616170.6143 | 1199120.9948 | 2616173.9839 | 1199136.3121 | 2616175.8757 | 1199140.6306 | 2616178.5634 | 1199143.4394 | 2616182.1443 | 1199145.3723 | 2616189.1938 | 1199145.647 | 2616196.4352 | 1199142.576 | 2616204.3228 | 1199137.0388 | 2616219.512 | 1199123.0278 | 2616233.9923 | 1199109.393 | 2616247.0254 | 1199093.164 | 2616255.9047 | 1199078.5357 | 2616274.6636 | 1199042.645 | 2616283.3095 | 1199027.0934 | 2616288.5302 | 1199019.5925 | 2616293.832 | 1199013.0478 | 2616300.9041 | 1199005.1072 | 2616309.8435 | 1198996.4712 | 2616315.3905 | 1198992.1507 | 2616319.5918 | 1198989.9387
150 | 2616319.5918 | 1198989.9387 | 2616321.9264 | 1198991.0012
151 | 2616324.9285 | 1198984.5948 | 2616335.1714 | 1198992.2156
152 | 2616324.9285 | 1198984.5948 | 2616321.9264 | 1198991.0012
153 | 2616104.7805 | 1198998.1515 | 2616101.3956 | 1198991.2498 | 2616100.1213 | 1198990.4858
154 | 2616104.7805 | 1198998.1515 | 2616081.0515 | 1198999.6553 | 2616067.79 | 1199004.6003 | 2616056.367 | 1199011.062 | 2616047.8655 | 1199018.4099 | 2616027.3119 | 1199031.1507 | 2616018.5307 | 1199034.896 | 2616011.7003 | 1199035.2001 | 2616004.3889 | 1199033.1128 | 2615998.6882 | 1199029.4734 | 2615993.1616 | 1199023.3554 | 2615986.1565 | 1199012.0418 | 2615982.2111 | 1199003.9825 | 2615978.8652 | 1198990.9888 | 2615977.8396 | 1198975.8334 | 2615978.2763 | 1198963.3946 | 2615978.2637 | 1198948.1085 | 2615975.2673 | 1198935.3826 | 2615967.3445 | 1198916.9405 | 2615963.4705 | 1198913.495 | 2615957.9998 | 1198911.3472
155 | 2616321.9264 | 1198991.0012 | 2616318.76 | 1198997.4928
156 | 2616371.2915 | 1199023.0281 | 2616375.4923 | 1199022.8765
157 | 2616364.347 | 1199023.2785 | 2616371.2915 | 1199023.0281
158 | 2616388.9734 | 1199017.9081 | 2616387.3126 | 1199019.7393 | 2616385.42 | 1199021.3017 | 2616383.3313 | 1199022.2187 | 2616381.2515 | 1199022.6688 | 2616375.4923 | 1199022.8765
159 | 2616406.6215 | 1199000.2483 | 2616399.1804 | 1199006.6536 | 2616388.9734 | 1199017.9081
160 | 2616406.6215 | 1199000.2483 | 2616408.244 | 1199005.5222 | 2616410.4087 | 1199013.0322 | 2616412.834 | 1199025.4455
161 | 2616412.834 | 1199025.4455 | 2616418.0284 | 1199048.3046
162 | 2616094.2944 | 1198987.7691 | 2616097.6708 | 1198989.0164 | 2616100.1213 | 1198990.4858
163 | 2615957.9998 | 1198911.3472 | 2615955.3168 | 1198910.2938 | 2615951.6914 | 1198907.8273 | 2615938.6984 | 1198891.7487
164 | 2615938.6984 | 1198891.7487 | 2615931.8308 | 1198883.2501 | 2615926.1433 | 1198877.443 | 2615921.6019 | 1198875.8635 | 2615921.6019 | 1198875.8635
165 | 2615824.9398 | 1198957.1293 | 2615831.2902 | 1198948.3302 | 2615848.3128 | 1198929.0425 | 2615860.9715 | 1198913.0785 | 2615871.4077 | 1198902.556 | 2615878.9758 | 1198896.8952 | 2615891.2364 | 1198890.4241 | 2615903.4989 | 1198883.2083 | 2615916.696 | 1198876.7732 | 2615921.6019 | 1198875.8635
166 | 2615824.9398 | 1198957.1293 | 2615818.5629 | 1198964.4164 | 2615811.4011 | 1198969.0778 | 2615809.1016 | 1198969.7744
167 | 2615798.8226 | 1198975.1203 | 2615806.0899 | 1198970.6869 | 2615809.1016 | 1198969.7744

## bus_geodata
| x | y | coords
0 | 2616394.7511 | 1198181.1154
1 | 2616348.1631 | 1198198.1683
2 | 2616368.3765 | 1198411.7382
3 | 2616399.8622 | 1198478.9381
4 | 2616327.3943 | 1198374.9365
5 | 2616414.6599 | 1198472.4418
6 | 2616406.4825 | 1198496.154
7 | 2615867.1554 | 1198503.6044
8 | 2615866.8898 | 1198503.3316
9 | 2615910.9611 | 1198548.6026
10 | 2615864.0532 | 1198500.4176
11 | 2615927.1826 | 1198563.5214
12 | 2615857.5033 | 1198493.6893
13 | 2615936.3638 | 1198587.6789
14 | 2615825.9039 | 1198477.8288
15 | 2615980.7442 | 1198614.4578
16 | 2615980.5459 | 1198614.5574
17 | 2615988.7224 | 1198602.188
18 | 2615937.1571 | 1198589.484
19 | 2616011.0319 | 1198575.6929
20 | 2615997.227 | 1198591.6029
21 | 2615776.4409 | 1198448.0877
22 | 2615752.8955 | 1198432.7577
23 | 2614624.5311 | 1198574.321
24 | 2614620.6819 | 1198576.3032
25 | 2614593.9259 | 1198588.3446
26 | 2614666.3165 | 1198614.6332
27 | 2615010.3778 | 1198806.3665
28 | 2614716.0079 | 1198574.9143
29 | 2615022.7582 | 1198804.8366
30 | 2614571.2979 | 1198537.2955
31 | 2614565.2492 | 1198538.4259
32 | 2614585.6194 | 1198580.6552
33 | 2614683.2297 | 1198613.8838
34 | 2614565.6554 | 1198546.0845
35 | 2614575.4021 | 1198568.1304
36 | 2615089.1631 | 1198848.1421
37 | 2615101.4307 | 1198864.9834
38 | 2615111.4282 | 1198836.2531
39 | 2615111.9115 | 1198879.3717
40 | 2615126.272 | 1198868.129
41 | 2615128.329 | 1198866.5186
42 | 2615368.1503 | 1198839.8456
43 | 2615373.2465 | 1198841.9042
44 | 2615367.1429 | 1198826.6775
45 | 2615409.4655 | 1198840.3257
46 | 2615366.0551 | 1198812.4578
47 | 2615415.4084 | 1198839.8922
48 | 2615365.8083 | 1198799.9737
49 | 2616510.4418 | 1198701.5253
50 | 2616510.7799 | 1198696.1258
51 | 2616508.8485 | 1198710.5316
52 | 2616504.6067 | 1198667.2448
53 | 2616504.8721 | 1198719.1103
54 | 2616501.0865 | 1198654.6381
55 | 2616446.5847 | 1198748.4555
56 | 2616495.0782 | 1198641.142
57 | 2616412.7898 | 1198760.6472
58 | 2616561.2293 | 1198771.6611
59 | 2616387.3228 | 1198707.8232
60 | 2616423.8295 | 1198635.8992
61 | 2616348.107 | 1198856.5571
62 | 2616347.9959 | 1198865.5713
63 | 2616457.1502 | 1198669.1306
64 | 2616426.8442 | 1198620.7007
65 | 2616266.0699 | 1198859.323
66 | 2616346.7427 | 1198914.6832
67 | 2616388.8706 | 1198778.6502
68 | 2616429.2958 | 1198597.2934
69 | 2616274.0728 | 1198839.9319
70 | 2616254.9688 | 1198855.2052
71 | 2616342.4209 | 1198941.5414
72 | 2616373.8976 | 1198942.8419
73 | 2616399.563 | 1198769.3269
74 | 2616464.8202 | 1198620.6841
75 | 2616428.6509 | 1198576.3816
76 | 2616436.0892 | 1198763.8815
77 | 2616601.2753 | 1198690.9061
78 | 2616582.983 | 1198778.2573
79 | 2616406.3194 | 1198802.6745
80 | 2616588.3254 | 1198779.9389
81 | 2616501.7668 | 1198634.4345
82 | 2616538.588 | 1198607.5659
83 | 2616508.4888 | 1198612.2484
84 | 2616555.9222 | 1198592.4167
85 | 2616561.5753 | 1198641.5588
86 | 2616283.739 | 1198836.8609
87 | 2616208.9444 | 1198829.2949
88 | 2616333.2465 | 1198966.9472
89 | 2616323.137 | 1198935.0743
90 | 2616395.4308 | 1198978.8003
91 | 2616713.1402 | 1198607.8293
92 | 2616744.0334 | 1198717.5851
93 | 2616742.1999 | 1198738.2745
94 | 2616742.4834 | 1198766.5566
95 | 2616569.6136 | 1198602.9965
96 | 2616741.3039 | 1198791.4028
97 | 2616783.9391 | 1198871.8118
98 | 2616562.9309 | 1198643.5635
99 | 2616425.5085 | 1198554.4456
100 | 2616422.7183 | 1198543.1433
101 | 2616418.8165 | 1198530.0707
102 | 2616192.0353 | 1198786.4213
103 | 2616173.3599 | 1198800.2628
104 | 2616179.0606 | 1198806.7594
105 | 2616164.8903 | 1198789.2888
106 | 2616184.3172 | 1198811.9147
107 | 2616123.1503 | 1198874.5232
108 | 2616161.0906 | 1198784.3656
109 | 2616195.7831 | 1198820.807
110 | 2616120.4284 | 1198711.2527
111 | 2615990.6643 | 1198629.7417
112 | 2615941.8194 | 1198600.091
113 | 2616284.7329 | 1198836.6058
114 | 2616107.5805 | 1198695.1605
115 | 2616018.9724 | 1198652.9249
116 | 2615499.7429 | 1198544.6298
117 | 2615462.6952 | 1198559.1375
118 | 2615530.6325 | 1198547.0509
119 | 2615459.6321 | 1198562.1688
120 | 2615528.8596 | 1198531.8714
121 | 2615603.3176 | 1198548.0884
122 | 2615428.8018 | 1198604.0744
123 | 2615699.7528 | 1198476.4827
124 | 2615403.7382 | 1198667.9223
125 | 2615406.9093 | 1198574.3818
126 | 2615488.7848 | 1198331.4239
127 | 2615492.1146 | 1198318.5619
128 | 2615715.9386 | 1198463.9572
129 | 2615399.9975 | 1198559.5427
130 | 2615395.6408 | 1198553.7177
131 | 2615399.9891 | 1198677.3962
132 | 2615379.6434 | 1198734.5739
133 | 2615574.1154 | 1198358.6818
134 | 2615739.1154 | 1198446.6505
135 | 2615555.6164 | 1198349.4176
136 | 2615499.899 | 1198179.2405
137 | 2615500.6017 | 1198163.6895
138 | 2615726.0332 | 1198456.2943
139 | 2615432.5374 | 1198838.6425
140 | 2615462.3578 | 1198836.3872
141 | 2615490.3126 | 1198846.1749
142 | 2615503.7725 | 1198860.2774
143 | 2615570.8616 | 1198824.5927
144 | 2615526.7728 | 1198335.1564
145 | 2615497.5296 | 1198321.1546
146 | 2616316.2717 | 1198945.319
147 | 2616309.1466 | 1198971.0296
148 | 2616319.5918 | 1198989.9387
149 | 2616324.9285 | 1198984.5948
150 | 2616104.7805 | 1198998.1515
151 | 2616321.9264 | 1198991.0012
152 | 2616335.1714 | 1198992.2156
153 | 2616371.2915 | 1199023.0281
154 | 2616375.4923 | 1199022.8765
155 | 2616364.347 | 1199023.2785
156 | 2616388.9734 | 1199017.9081
157 | 2616406.6215 | 1199000.2483
158 | 2616412.834 | 1199025.4455
159 | 2616318.76 | 1198997.4928
160 | 2616100.1213 | 1198990.4858
161 | 2615957.9998 | 1198911.3472
162 | 2616094.2944 | 1198987.7691
163 | 2615938.6984 | 1198891.7487
164 | 2616418.0284 | 1199048.3046
165 | 2615921.6019 | 1198875.8635
166 | 2615824.9398 | 1198957.1293
167 | 2615809.1016 | 1198969.7744
168 | 2615798.8226 | 1198975.1203
169 | 2615980.5459 | 1198614.5574

## line_std_types
| c_nf_per_km | r_ohm_per_km | x_ohm_per_km | max_i_ka | type | q_mm2 | alpha | voltage_rating
NAYY 4x50 SE | 210 | 0.642 | 0.083 | 0.142 | cs | 50 | 0.00403 | LV
NAYY 4x120 SE | 264 | 0.225 | 0.08 | 0.242 | cs | 120 | 0.00403 | LV
NAYY 4x150 SE | 261 | 0.208 | 0.08 | 0.27 | cs | 150 | 0.00403 | LV
NA2XS2Y 1x95 RM/25 12/20 kV | 216 | 0.313 | 0.132 | 0.252 | cs | 95 | 0.00403 | MV
NA2XS2Y 1x185 RM/25 12/20 kV | 273 | 0.161 | 0.117 | 0.362 | cs | 185 | 0.00403 | MV
NA2XS2Y 1x240 RM/25 12/20 kV | 304 | 0.122 | 0.112 | 0.421 | cs | 240 | 0.00403 | MV
NA2XS2Y 1x95 RM/25 6/10 kV | 315 | 0.313 | 0.123 | 0.249 | cs | 95 | 0.00403 | MV
NA2XS2Y 1x185 RM/25 6/10 kV | 406 | 0.161 | 0.11 | 0.358 | cs | 185 | 0.00403 | MV
NA2XS2Y 1x240 RM/25 6/10 kV | 456 | 0.122 | 0.105 | 0.416 | cs | 240 | 0.00403 | MV
NA2XS2Y 1x150 RM/25 12/20 kV | 250 | 0.206 | 0.116 | 0.319 | cs | 150 | 0.00403 | MV
NA2XS2Y 1x120 RM/25 12/20 kV | 230 | 0.253 | 0.119 | 0.283 | cs | 120 | 0.00403 | MV
NA2XS2Y 1x70 RM/25 12/20 kV | 190 | 0.443 | 0.132 | 0.22 | cs | 70 | 0.00403 | MV
NA2XS2Y 1x150 RM/25 6/10 kV | 360 | 0.206 | 0.11 | 0.315 | cs | 150 | 0.00403 | MV
NA2XS2Y 1x120 RM/25 6/10 kV | 340 | 0.253 | 0.113 | 0.28 | cs | 120 | 0.00403 | MV
NA2XS2Y 1x70 RM/25 6/10 kV | 280 | 0.443 | 0.123 | 0.217 | cs | 70 | 0.00403 | MV
N2XS(FL)2Y 1x120 RM/35 64/110 kV | 112 | 0.153 | 0.166 | 0.366 | cs | 120 | 0.00393 | HV
N2XS(FL)2Y 1x185 RM/35 64/110 kV | 125 | 0.099 | 0.156 | 0.457 | cs | 185 | 0.00393 | HV
N2XS(FL)2Y 1x240 RM/35 64/110 kV | 135 | 0.075 | 0.149 | 0.526 | cs | 240 | 0.00393 | HV
N2XS(FL)2Y 1x300 RM/35 64/110 kV | 144 | 0.06 | 0.144 | 0.588 | cs | 300 | 0.00393 | HV
15-AL1/3-ST1A 0.4 | 11 | 1.8769 | 0.35 | 0.105 | ol | 16 | 0.00403 | LV
24-AL1/4-ST1A 0.4 | 11.25 | 1.2012 | 0.335 | 0.14 | ol | 24 | 0.00403 | LV
48-AL1/8-ST1A 0.4 | 12.2 | 0.5939 | 0.3 | 0.21 | ol | 48 | 0.00403 | LV
94-AL1/15-ST1A 0.4 | 13.2 | 0.306 | 0.29 | 0.35 | ol | 94 | 0.00403 | LV
34-AL1/6-ST1A 10.0 | 9.7 | 0.8342 | 0.36 | 0.17 | ol | 34 | 0.00403 | MV
48-AL1/8-ST1A 10.0 | 10.1 | 0.5939 | 0.35 | 0.21 | ol | 48 | 0.00403 | MV
70-AL1/11-ST1A 10.0 | 10.4 | 0.4132 | 0.339 | 0.29 | ol | 70 | 0.00403 | MV
94-AL1/15-ST1A 10.0 | 10.75 | 0.306 | 0.33 | 0.35 | ol | 94 | 0.00403 | MV
122-AL1/20-ST1A 10.0 | 11.1 | 0.2376 | 0.323 | 0.41 | ol | 122 | 0.00403 | MV
149-AL1/24-ST1A 10.0 | 11.25 | 0.194 | 0.315 | 0.47 | ol | 149 | 0.00403 | MV
34-AL1/6-ST1A 20.0 | 9.15 | 0.8342 | 0.382 | 0.17 | ol | 34 | 0.00403 | MV
48-AL1/8-ST1A 20.0 | 9.5 | 0.5939 | 0.372 | 0.21 | ol | 48 | 0.00403 | MV
70-AL1/11-ST1A 20.0 | 9.7 | 0.4132 | 0.36 | 0.29 | ol | 70 | 0.00403 | MV
94-AL1/15-ST1A 20.0 | 10 | 0.306 | 0.35 | 0.35 | ol | 94 | 0.00403 | MV
122-AL1/20-ST1A 20.0 | 10.3 | 0.2376 | 0.344 | 0.41 | ol | 122 | 0.00403 | MV
149-AL1/24-ST1A 20.0 | 10.5 | 0.194 | 0.337 | 0.47 | ol | 149 | 0.00403 | MV
184-AL1/30-ST1A 20.0 | 10.75 | 0.1571 | 0.33 | 0.535 | ol | 184 | 0.00403 | MV
243-AL1/39-ST1A 20.0 | 11 | 0.1188 | 0.32 | 0.645 | ol | 243 | 0.00403 | MV
48-AL1/8-ST1A 110.0 | 8 | 0.5939 | 0.46 | 0.21 | ol | 48 | 0.00403 | HV
70-AL1/11-ST1A 110.0 | 8.4 | 0.4132 | 0.45 | 0.29 | ol | 70 | 0.00403 | HV
94-AL1/15-ST1A 110.0 | 8.65 | 0.306 | 0.44 | 0.35 | ol | 94 | 0.00403 | HV
122-AL1/20-ST1A 110.0 | 8.5 | 0.2376 | 0.43 | 0.41 | ol | 122 | 0.00403 | HV
149-AL1/24-ST1A 110.0 | 8.75 | 0.194 | 0.41 | 0.47 | ol | 149 | 0.00403 | HV
184-AL1/30-ST1A 110.0 | 8.8 | 0.1571 | 0.4 | 0.535 | ol | 184 | 0.00403 | HV
243-AL1/39-ST1A 110.0 | 9 | 0.1188 | 0.39 | 0.645 | ol | 243 | 0.00403 | HV
305-AL1/39-ST1A 110.0 | 9.2 | 0.0949 | 0.38 | 0.74 | ol | 305 | 0.00403 | HV
490-AL1/64-ST1A 110.0 | 9.75 | 0.059 | 0.37 | 0.96 | ol | 490 | 0.00403 | HV
679-AL1/86-ST1A 110.0 | 9.95 | 0.042 | 0.36 | 1.15 | ol | 679 | 0.00403 | HV
490-AL1/64-ST1A 220.0 | 10 | 0.059 | 0.285 | 0.96 | ol | 490 | 0.00403 | HV
679-AL1/86-ST1A 220.0 | 11.7 | 0.042 | 0.275 | 1.15 | ol | 679 | 0.00403 | HV
490-AL1/64-ST1A 380.0 | 11 | 0.059 | 0.253 | 0.96 | ol | 490 | 0.00403 | HV
679-AL1/86-ST1A 380.0 | 14.6 | 0.042 | 0.25 | 1.15 | ol | 679 | 0.00403 | HV

## trafo_std_types
| i0_percent | pfe_kw | vkr_percent | sn_mva | vn_lv_kv | vn_hv_kv | vk_percent | shift_degree | vector_group | tap_side | tap_neutral | tap_min | tap_max | tap_step_degree | tap_step_percent | tap_phase_shifter
160 MVA 380/110 kV | 0.06 | 60 | 0.25 | 160 | 110 | 380 | 12.2 | 0 | Yy0 | hv | 0 | -9 | 9 | 0 | 1.5 | FALSE
100 MVA 220/110 kV | 0.06 | 55 | 0.26 | 100 | 110 | 220 | 12 | 0 | Yy0 | hv | 0 | -9 | 9 | 0 | 1.5 | FALSE
63 MVA 110/20 kV | 0.04 | 22 | 0.32 | 63 | 20 | 110 | 18 | 150 | YNd5 | hv | 0 | -9 | 9 | 0 | 1.5 | FALSE
40 MVA 110/20 kV | 0.05 | 18 | 0.34 | 40 | 20 | 110 | 16.2 | 150 | YNd5 | hv | 0 | -9 | 9 | 0 | 1.5 | FALSE
25 MVA 110/20 kV | 0.07 | 14 | 0.41 | 25 | 20 | 110 | 12 | 150 | YNd5 | hv | 0 | -9 | 9 | 0 | 1.5 | FALSE
63 MVA 110/10 kV | 0.04 | 22 | 0.32 | 63 | 10 | 110 | 18 | 150 | YNd5 | hv | 0 | -9 | 9 | 0 | 1.5 | FALSE
40 MVA 110/10 kV | 0.05 | 18 | 0.34 | 40 | 10 | 110 | 16.2 | 150 | YNd5 | hv | 0 | -9 | 9 | 0 | 1.5 | FALSE
25 MVA 110/10 kV | 0.07 | 14 | 0.41 | 25 | 10 | 110 | 12 | 150 | YNd5 | hv | 0 | -9 | 9 | 0 | 1.5 | FALSE
0.25 MVA 20/0.4 kV | 0.32 | 0.8 | 1.44 | 0.25 | 0.4 | 20 | 6 | 150 | Yzn5 | hv | 0 | -2 | 2 | 0 | 2.5 | FALSE
0.4 MVA 20/0.4 kV | 0.3375 | 1.35 | 1.425 | 0.4 | 0.4 | 20 | 6 | 150 | Dyn5 | hv | 0 | -2 | 2 | 0 | 2.5 | FALSE
0.63 MVA 20/0.4 kV | 0.2619 | 1.65 | 1.206 | 0.63 | 0.4 | 20 | 6 | 150 | Dyn5 | hv | 0 | -2 | 2 | 0 | 2.5 | FALSE
0.25 MVA 10/0.4 kV | 0.24 | 0.6 | 1.2 | 0.25 | 0.4 | 10 | 4 | 150 | Dyn5 | hv | 0 | -2 | 2 | 0 | 2.5 | FALSE
0.4 MVA 10/0.4 kV | 0.2375 | 0.95 | 1.325 | 0.4 | 0.4 | 10 | 4 | 150 | Dyn5 | hv | 0 | -2 | 2 | 0 | 2.5 | FALSE
0.63 MVA 10/0.4 kV | 0.1873 | 1.18 | 1.0794 | 0.63 | 0.4 | 10 | 4 | 150 | Dyn5 | hv | 0 | -2 | 2 | 0 | 2.5 | FALSE

## trafo3w_std_types
| sn_hv_mva | sn_mv_mva | sn_lv_mva | vn_hv_kv | vn_mv_kv | vn_lv_kv | vk_hv_percent | vk_mv_percent | vk_lv_percent | vkr_hv_percent | vkr_mv_percent | vkr_lv_percent | pfe_kw | i0_percent | shift_mv_degree | shift_lv_degree | vector_group | tap_side | tap_neutral | tap_min | tap_max | tap_step_percent
63/25/38 MVA 110/20/10 kV | 63 | 25 | 38 | 110 | 20 | 10 | 10.4 | 10.4 | 10.4 | 0.28 | 0.32 | 0.35 | 35 | 0.89 | 0 | 0 | YN0yn0yn0 | hv | 0 | -10 | 10 | 1.2
63/25/38 MVA 110/10/10 kV | 63 | 25 | 38 | 110 | 10 | 10 | 10.4 | 10.4 | 10.4 | 0.28 | 0.32 | 0.35 | 35 | 0.89 | 0 | 0 | YN0yn0yn0 | hv | 0 | -10 | 10 | 1.2

## fuse_std_types
| fuse_type | i_rated_a | t_avg | t_min | t_total | x_avg | x_min | x_total
HV 100A | HV 100A | 100 | 0 | [10.0, 3.64, 0.854, 0.281, 0.1, 0.0531, 0.022, 0.01] | [10.0, 4.267, 1.21, 0.403, 0.1, 0.058, 0.022, 0.01] | 0 | [300.0, 350.0, 450.0, 550.0, 700.0, 850.0, 1200.0, 1752.0] | [600.0, 700.0, 900.0, 1150.0, 1665.0, 2000.0, 3000.0, 4313.0]
HV 10A | HV 10A | 10 | 0 | [10.0, 1675.0, 0.344, 0.156, 0.1, 0.0417, 0.0171, 0.01] | [10.0, 1.3, 0.3, 0.155, 0.1, 0.0555, 0.023, 0.01] | 0 | [30.0, 32.0, 35.0, 37.0, 39.0, 50.0, 70.0, 88.0] | [60.0, 70.0, 80.0, 87.0, 94.0, 110.0, 150.0, 216.0]
HV 125A | HV 125A | 125 | 0 | [10.0, 1.82, 0.344, 0.1, 0.0467, 0.0269, 0.01] | [10.0, 2.478, 0.426, 0.1, 0.0427, 0.0211, 0.01] | 0 | [375.0, 500.0, 700.0, 925.0, 1200.0, 1500.0, 2341.0] | [750.0, 1000.0, 1500.0, 2200.0, 3000.0, 4000.0, 5765.0]
HV 160A | HV 160A | 160 | 0 | [10.0, 4.15, 1.03, 0.198, 0.1, 0.051, 0.0172, 0.01] | [10.0, 2.3, 0.734, 0.274, 0.1, 0.046, 0.0177, 0.01] | 0 | [480.0, 550.0, 700.0, 1000.0, 1260.0, 1600.0, 2500.0, 3227.0] | [960.0, 1300.0, 1700.0, 2200.0, 2996.0, 4000.0, 6000.0, 7946.0]
HV 16A | HV 16A | 16 | 0 | [10.0, 0.352, 0.164, 0.1, 0.0649, 0.0342, 0.01] | [10.0, 2.34, 0.722, 0.181, 0.1, 0.055, 0.0296, 0.01] | 0 | [48.0, 60.0, 65.0, 71.0, 80.0, 100.0, 162.0] | [96.0, 110.0, 125.0, 150.0, 168.0, 200.0, 250.0, 398.0]
HV 200A | HV 200A | 200 | 0 | [10.0, 4.267, 1.21, 0.403, 0.1, 0.058, 0.022, 0.01] | [10.0, 3.73, 1.654, 0.328, 0.1, 0.0531, 0.019, 0.01] | 0 | [600.0, 700.0, 900.0, 1150.0, 1665.0, 2000.0, 3000.0, 4313.0] | [1200.0, 1500.0, 1800.0, 2700.0, 3960.0, 5000.0, 7500.0, 10620.0]
HV 20A | HV 20A | 20 | 0 | [10.0, 1.3, 0.3, 0.155, 0.1, 0.0555, 0.023, 0.01] | [10.0, 1.3, 0.161, 0.1, 0.0611, 0.0399, 0.0141, 0.01] | 0 | [60.0, 70.0, 80.0, 87.0, 94.0, 110.0, 150.0, 216.0] | [120.0, 150.0, 200.0, 223.0, 260.0, 300.0, 450.0, 532.0]
HV 25A | HV 25A | 25 | 0 | [10.0, 2.512, 0.833, 0.299, 0.1, 0.0372, 0.0223, 0.01] | [10.0, 3.125, 0.597, 0.198, 0.1, 0.0378, 0.022, 0.01] | 0 | [75.0, 82.0, 90.0, 100.0, 124.0, 170.0, 200.0, 289.0] | [150.0, 170.0, 210.0, 250.0, 294.0, 400.0, 500.0, 711.0]
HV 31.5A | HV 31.5A | 31.5 | 0 | [10.0, 2.34, 0.722, 0.181, 0.1, 0.055, 0.0296, 0.01] | [10.0, 2.84, 0.368, 0.164, 0.1, 0.0621, 0.0378, 0.0195, 0.01] | 0 | [95.0, 110.0, 125.0, 150.0, 165.0, 200.0, 250.0, 390.0] | [189.0, 220.0, 300.0, 350.0, 393.0, 450.0, 530.0, 700.0, 960.0]
HV 40A | HV 40A | 40 | 0 | [10.0, 1.3, 0.161, 0.1, 0.0611, 0.0399, 0.0141, 0.01] | [10.0, 2.05, 0.369, 0.198, 0.1, 0.051, 0.0298, 0.01] | 0 | [120.0, 150.0, 200.0, 223.0, 260.0, 300.0, 450.0, 532.0] | [240.0, 300.0, 400.0, 450.0, 530.0, 650.0, 800.0, 1311.0]
HV 50A | HV 50A | 50 | 0 | [10.0, 3.215, 0.597, 0.198, 0.1, 0.0378, 0.022, 0.01] | [10.0, 3.64, 0.854, 0.281, 0.1, 0.0531, 0.022, 0.01] | 0 | [150.0, 170.0, 210.0, 250.0, 294.0, 400.0, 500.0, 711.0] | [300.0, 350.0, 450.0, 550.0, 700.0, 850.0, 1200.0, 1752.0]
HV 6.3A | HV 6.3A | 6.3 | 0 | [10.0, 1.39, 0.344, 0.168, 0.1, 0.056, 0.0263, 0.01] | [10.0, 1.711, 0.516, 0.198, 0.1, 0.0634, 0.0303, 0.01] | 0 | [19.0, 19.5, 20.4, 20.8, 22.0, 25.0, 32.0, 48.0] | [38.0, 40.0, 43.0, 48.0, 53.0, 60.0, 75.0, 118.0]
HV 63A | HV 63A | 63 | 0 | [10.0, 2.84, 0.368, 0.164, 0.1, 0.0621, 0.0378, 0.0195, 0.01] | [10.0, 1.82, 0.344, 0.1, 0.0467, 0.0269, 0.01] | 0 | [189.0, 220.0, 300.0, 350.0, 393.0, 450.0, 530.0, 700.0, 961.0] | [378.0, 500.0, 700.0, 934.0, 1200.0, 1500.0, 2366.0]
HV 80A | HV 80A | 80 | 0 | [10.0, 2.05, 0.369, 0.198, 0.1, 0.051, 0.0298, 0.01] | [10.0, 4.15, 1.03, 0.198, 0.1, 0.051, 0.0172, 0.01] | 0 | [240.0, 300.0, 400.0, 450.0, 530.0, 650.0, 800.0, 1311.0] | [480.0, 550.0, 700.0, 1000.0, 1260.0, 1600.0, 2500.0, 3227.0]
Siemens NH-1-100 | Siemens NH-1-100 | 100 | [5400.0, 2000.0, 400.0, 20.0, 1.0, 0.2, 0.012, 0.004] | 0 | 0 | [150.0, 190.0, 250.0, 430.0, 900.0, 1250.0, 2700.0, 3600.0] | 0 | 0
Siemens NH-1-125 | Siemens NH-1-125 | 125 | [4800.0, 120.0, 7.0, 0.1, 0.004] | 0 | 0 | [180.0, 400.0, 740.0, 2000.0, 4250.0] | 0 | 0
Siemens NH-1-16 | Siemens NH-1-16 | 16 | [4000.0, 400.0, 2.0, 0.1, 0.04, 0.01] | 0 | 0 | [26.0, 35.0, 75.0, 150.0, 200.0, 300.0] | 0 | 0
Siemens NH-1-160 | Siemens NH-1-160 | 160 | [4800.0, 120.0, 7.0, 0.1, 0.004] | 0 | 0 | [210.0, 500.0, 900.0, 2300.0, 5000.0] | 0 | 0
Siemens NH-1-25 | Siemens NH-1-25 | 25 | [4000.0, 1000.0, 10.0, 0.2, 0.02, 0.01] | 0 | 0 | [40.0, 50.0, 100.0, 210.0, 400.0, 500.0] | 0 | 0
Siemens NH-1-50 | Siemens NH-1-50 | 50 | [4000.0, 40.0, 4.0, 1.0, 0.02, 0.01] | 0 | 0 | [86.0, 200.0, 300.0, 400.0, 1000.0, 1280.0] | 0 | 0
Siemens NH-1-63 | Siemens NH-1-63 | 63 | [4000.0, 100.0, 10.0, 2.0, 0.04, 0.01] | 0 | 0 | [100.0, 200.0, 300.0, 400.0, 1000.0, 1500.0] | 0 | 0
Siemens NH-1-80 | Siemens NH-1-80 | 80 | [4800.0, 120.0, 7.0, 0.1, 0.01] | 0 | 0 | [150.58, 250.0, 450.0, 1150.0, 2470.0] | 0 | 0
Siemens NH-2-1000 | Siemens NH-2-1000 | 1000 | [4800.0, 120.0, 7.0, 0.1, 0.004] | 0 | 0 | [1900.0, 3500.0, 8400.0, 24000.0, 52000.0] | 0 | 0
Siemens NH-2-200 | Siemens NH-2-200 | 200 | [4800.0, 120.0, 7.0, 0.1, 0.004] | 0 | 0 | [280.0, 650.0, 1200.0, 3000.0, 7000.0] | 0 | 0
Siemens NH-2-224 | Siemens NH-2-224 | 224 | [4800.0, 120.0, 7.0, 0.2, 0.04, 0.004] | 0 | 0 | [400.0, 750.0, 1453.0, 3025.0, 4315.0, 7600.0] | 0 | 0
Siemens NH-2-250 | Siemens NH-2-250 | 250 | [4800.0, 120.0, 7.0, 0.1, 0.004] | 0 | 0 | [450.0, 800.0, 1650.0, 4000.0, 8500.0] | 0 | 0
Siemens NH-2-315 | Siemens NH-2-315 | 315 | [4800.0, 120.0, 7.0, 0.1, 0.004] | 0 | 0 | [550.0, 920.0, 1900.0, 5000.0, 11000.0] | 0 | 0
Siemens NH-2-355 | Siemens NH-2-355 | 355 | [4800.0, 120.0, 6.0, 0.1, 0.004] | 0 | 0 | [650.0, 1116.27, 2350.0, 5840.0, 12790.0] | 0 | 0
Siemens NH-2-400 | Siemens NH-2-400 | 400 | [4800.0, 120.0, 7.0, 0.1, 0.004] | 0 | 0 | [720.0, 1350.0, 2800.0, 6500.0, 15000.0] | 0 | 0
Siemens NH-2-425 | Siemens NH-2-425 | 425 | [4800.0, 120.0, 7.0, 0.1, 0.004] | 0 | 0 | [850.0, 1500.0, 3050.0, 7500.0, 16500.0] | 0 | 0
Siemens NH-2-630 | Siemens NH-2-630 | 630 | [4800.0, 120.0, 7.0, 0.1, 0.004] | 0 | 0 | [1200.0, 2000.0, 4800.0, 12000.0, 26000.0] | 0 | 0

## dtypes
| element | column | dtype
0 | bus | name | object
1 | bus | vn_kv | float64
2 | bus | type | object
3 | bus | zone | object
4 | bus | in_service | bool
5 | load | name | object
6 | load | bus | uint32
7 | load | p_mw | float64
8 | load | q_mvar | float64
9 | load | const_z_percent | float64
10 | load | const_i_percent | float64
11 | load | sn_mva | float64
12 | load | scaling | float64
13 | load | in_service | bool
14 | load | type | object
15 | ext_grid | name | object
16 | ext_grid | bus | uint32
17 | ext_grid | vm_pu | float64
18 | ext_grid | va_degree | float64
19 | ext_grid | slack_weight | float64
20 | ext_grid | in_service | bool
21 | line | name | object
22 | line | std_type | object
23 | line | from_bus | uint32
24 | line | to_bus | uint32
25 | line | length_km | float64
26 | line | r_ohm_per_km | float64
27 | line | x_ohm_per_km | float64
28 | line | c_nf_per_km | float64
29 | line | g_us_per_km | float64
30 | line | max_i_ka | float64
31 | line | df | float64
32 | line | parallel | uint32
33 | line | type | object
34 | line | in_service | bool
35 | trafo | name | object
36 | trafo | std_type | object
37 | trafo | hv_bus | uint32
38 | trafo | lv_bus | uint32
39 | trafo | sn_mva | float64
40 | trafo | vn_hv_kv | float64
41 | trafo | vn_lv_kv | float64
42 | trafo | vk_percent | float64
43 | trafo | vkr_percent | float64
44 | trafo | pfe_kw | float64
45 | trafo | i0_percent | float64
46 | trafo | shift_degree | float64
47 | trafo | tap_side | object
48 | trafo | tap_neutral | int32
49 | trafo | tap_min | int32
50 | trafo | tap_max | int32
51 | trafo | tap_step_percent | float64
52 | trafo | tap_step_degree | float64
53 | trafo | tap_pos | int32
54 | trafo | tap_phase_shifter | bool
55 | trafo | parallel | uint32
56 | trafo | df | float64
57 | trafo | in_service | bool
58 | line_geodata | coords | object
59 | bus_geodata | x | float64
60 | bus_geodata | y | float64
61 | bus_geodata | coords | object

## parameters
| version | format_version | converged | OPF_converged | name | f_hz | sn_mva
0 | 2.14.6 | 2.14.0 | FALSE | FALSE |  | 50 | 1