## bus
| name | vn_kv | type | zone | in_service
0 | bus_LV_626-2_0_7_node_0 | 0.4 | n |  | TRUE
1 | bus_LV_626-2_0_7_node_1 | 0.4 | n |  | TRUE
2 | bus_LV_626-2_0_7_node_2 | 0.4 | n |  | TRUE
3 | bus_LV_626-2_0_7_node_3 | 0.4 | n |  | TRUE
4 | bus_LV_626-2_0_7_node_4 | 0.4 | n |  | TRUE
5 | bus_LV_626-2_0_7_node_5 | 0.4 | n |  | TRUE
6 | bus_LV_626-2_0_7_node_13 | 0.4 | n |  | TRUE
7 | bus_LV_626-2_0_7_node_6 | 0.4 | n |  | TRUE
8 | bus_LV_626-2_0_7_node_21 | 0.4 | n |  | TRUE
9 | bus_LV_626-2_0_7_node_15 | 0.4 | n |  | TRUE
10 | bus_LV_626-2_0_7_node_11 | 0.4 | n |  | TRUE
11 | bus_LV_626-2_0_7_node_7 | 0.4 | n |  | TRUE
12 | bus_LV_626-2_0_7_node_148 | 0.4 | n |  | TRUE
13 | bus_LV_626-2_0_7_node_218 | 0.4 | n |  | TRUE
14 | bus_LV_626-2_0_7_node_217 | 0.4 | n |  | TRUE
15 | bus_LV_626-2_0_7_node_219 | 0.4 | n |  | TRUE
16 | bus_LV_626-2_0_7_node_8 | 0.4 | n |  | TRUE
17 | bus_LV_626-2_0_7_node_9 | 0.4 | n |  | TRUE
18 | bus_LV_626-2_0_7_node_151 | 0.4 | n |  | TRUE
19 | bus_LV_626-2_0_7_node_10 | 0.4 | n |  | TRUE
20 | bus_LV_626-2_0_7_node_149 | 0.4 | n |  | TRUE
21 | bus_LV_626-2_0_7_node_150 | 0.4 | n |  | TRUE
22 | bus_LV_626-2_0_7_node_20 | 0.4 | n |  | TRUE
23 | bus_LV_626-2_0_7_node_17 | 0.4 | n |  | TRUE
24 | bus_LV_626-2_0_7_node_12 | 0.4 | n |  | TRUE
25 | bus_LV_626-2_0_7_node_14 | 0.4 | n |  | TRUE
26 | bus_LV_626-2_0_7_node_133 | 0.4 | n |  | TRUE
27 | bus_LV_626-2_0_7_node_22 | 0.4 | n |  | TRUE
28 | bus_LV_626-2_0_7_node_134 | 0.4 | n |  | TRUE
29 | bus_LV_626-2_0_7_node_23 | 0.4 | n |  | TRUE
30 | bus_LV_626-2_0_7_node_16 | 0.4 | n |  | TRUE
31 | bus_LV_626-2_0_7_node_18 | 0.4 | n |  | TRUE
32 | bus_LV_626-2_0_7_node_153 | 0.4 | n |  | TRUE
33 | bus_LV_626-2_0_7_node_19 | 0.4 | n |  | TRUE
34 | bus_LV_626-2_0_7_node_152 | 0.4 | n |  | TRUE
35 | bus_LV_626-2_0_7_node_154 | 0.4 | n |  | TRUE
36 | bus_LV_626-2_0_7_node_138 | 0.4 | n |  | TRUE
37 | bus_LV_626-2_0_7_node_139 | 0.4 | n |  | TRUE
38 | bus_LV_626-2_0_7_node_140 | 0.4 | n |  | TRUE
39 | bus_LV_626-2_0_7_node_141 | 0.4 | n |  | TRUE
40 | bus_LV_626-2_0_7_node_144 | 0.4 | n |  | TRUE
41 | bus_LV_626-2_0_7_node_145 | 0.4 | n |  | TRUE
42 | bus_LV_626-2_0_7_node_146 | 0.4 | n |  | TRUE
43 | bus_LV_626-2_0_7_node_147 | 0.4 | n |  | TRUE
44 | bus_LV_626-2_0_7_node_63 | 0.4 | n |  | TRUE
45 | bus_LV_626-2_0_7_node_61 | 0.4 | n |  | TRUE
46 | bus_LV_626-2_0_7_node_24 | 0.4 | n |  | TRUE
47 | bus_LV_626-2_0_7_node_25 | 0.4 | n |  | TRUE
48 | bus_LV_626-2_0_7_node_26 | 0.4 | n |  | TRUE
49 | bus_LV_626-2_0_7_node_27 | 0.4 | n |  | TRUE
50 | bus_LV_626-2_0_7_node_49 | 0.4 | n |  | TRUE
51 | bus_LV_626-2_0_7_node_258 | 0.4 | n |  | TRUE
52 | bus_LV_626-2_0_7_node_60 | 0.4 | n |  | TRUE
53 | bus_LV_626-2_0_7_node_62 | 0.4 | n |  | TRUE
54 | bus_LV_626-2_0_7_node_52 | 0.4 | n |  | TRUE
55 | bus_LV_626-2_0_7_node_28 | 0.4 | n |  | TRUE
56 | bus_LV_626-2_0_7_node_29 | 0.4 | n |  | TRUE
57 | bus_LV_626-2_0_7_node_30 | 0.4 | n |  | TRUE
58 | bus_LV_626-2_0_7_node_31 | 0.4 | n |  | TRUE
59 | bus_LV_626-2_0_7_node_32 | 0.4 | n |  | TRUE
60 | bus_LV_626-2_0_7_node_33 | 0.4 | n |  | TRUE
61 | bus_LV_626-2_0_7_node_54 | 0.4 | n |  | TRUE
62 | bus_LV_626-2_0_7_node_40 | 0.4 | n |  | TRUE
63 | bus_LV_626-2_0_7_node_85 | 0.4 | n |  | TRUE
64 | bus_LV_626-2_0_7_node_82 | 0.4 | n |  | TRUE
65 | bus_LV_626-2_0_7_node_48 | 0.4 | n |  | TRUE
66 | bus_LV_626-2_0_7_node_65 | 0.4 | n |  | TRUE
67 | bus_LV_626-2_0_7_node_47 | 0.4 | n |  | TRUE
68 | bus_LV_626-2_0_7_node_38 | 0.4 | n |  | TRUE
69 | bus_LV_626-2_0_7_node_87 | 0.4 | n |  | TRUE
70 | bus_LV_626-2_0_7_node_83 | 0.4 | n |  | TRUE
71 | bus_LV_626-2_0_7_node_97 | 0.4 | n |  | TRUE
72 | bus_LV_626-2_0_7_node_46 | 0.4 | n |  | TRUE
73 | bus_LV_626-2_0_7_node_34 | 0.4 | n |  | TRUE
74 | bus_LV_626-2_0_7_node_35 | 0.4 | n |  | TRUE
75 | bus_LV_626-2_0_7_node_36 | 0.4 | n |  | TRUE
76 | bus_LV_626-2_0_7_node_37 | 0.4 | n |  | TRUE
77 | bus_LV_626-2_0_7_node_55 | 0.4 | n |  | TRUE
78 | bus_LV_626-2_0_7_node_56 | 0.4 | n |  | TRUE
79 | bus_LV_626-2_0_7_node_39 | 0.4 | n |  | TRUE
80 | bus_LV_626-2_0_7_node_41 | 0.4 | n |  | TRUE
81 | bus_LV_626-2_0_7_node_42 | 0.4 | n |  | TRUE
82 | bus_LV_626-2_0_7_node_119 | 0.4 | n |  | TRUE
83 | bus_LV_626-2_0_7_node_115 | 0.4 | n |  | TRUE
84 | bus_LV_626-2_0_7_node_44 | 0.4 | n |  | TRUE
85 | bus_LV_626-2_0_7_node_45 | 0.4 | n |  | TRUE
86 | bus_LV_626-2_0_7_node_99 | 0.4 | n |  | TRUE
87 | bus_LV_626-2_0_7_node_95 | 0.4 | n |  | TRUE
88 | bus_LV_626-2_0_7_node_96 | 0.4 | n |  | TRUE
89 | bus_LV_626-2_0_7_node_142 | 0.4 | n |  | TRUE
90 | bus_LV_626-2_0_7_node_143 | 0.4 | n |  | TRUE
91 | bus_LV_626-2_0_7_node_249 | 0.4 | n |  | TRUE
92 | bus_LV_626-2_0_7_node_250 | 0.4 | n |  | TRUE
93 | bus_LV_626-2_0_7_node_251 | 0.4 | n |  | TRUE
94 | bus_LV_626-2_0_7_node_253 | 0.4 | n |  | TRUE
95 | bus_LV_626-2_0_7_node_50 | 0.4 | n |  | TRUE
96 | bus_LV_626-2_0_7_node_51 | 0.4 | n |  | TRUE
97 | bus_LV_626-2_0_7_node_53 | 0.4 | n |  | TRUE
98 | bus_LV_626-2_0_7_node_59 | 0.4 | n |  | TRUE
99 | bus_LV_626-2_0_7_node_64 | 0.4 | n |  | TRUE
100 | bus_LV_626-2_0_7_node_57 | 0.4 | n |  | TRUE
101 | bus_LV_626-2_0_7_node_58 | 0.4 | n |  | TRUE
102 | bus_LV_626-2_0_7_node_66 | 0.4 | n |  | TRUE
103 | bus_LV_626-2_0_7_node_67 | 0.4 | n |  | TRUE
104 | bus_LV_626-2_0_7_node_68 | 0.4 | n |  | TRUE
105 | bus_LV_626-2_0_7_node_69 | 0.4 | n |  | TRUE
106 | bus_LV_626-2_0_7_node_73 | 0.4 | n |  | TRUE
107 | bus_LV_626-2_0_7_node_105 | 0.4 | n |  | TRUE
108 | bus_LV_626-2_0_7_node_116 | 0.4 | n |  | TRUE
109 | bus_LV_626-2_0_7_node_123 | 0.4 | n |  | TRUE
110 | bus_LV_626-2_0_7_node_72 | 0.4 | n |  | TRUE
111 | bus_LV_626-2_0_7_node_106 | 0.4 | n |  | TRUE
112 | bus_LV_626-2_0_7_node_70 | 0.4 | n |  | TRUE
113 | bus_LV_626-2_0_7_node_71 | 0.4 | n |  | TRUE
114 | bus_LV_626-2_0_7_node_74 | 0.4 | n |  | TRUE
115 | bus_LV_626-2_0_7_node_130 | 0.4 | n |  | TRUE
116 | bus_LV_626-2_0_7_node_131 | 0.4 | n |  | TRUE
117 | bus_LV_626-2_0_7_node_132 | 0.4 | n |  | TRUE
118 | bus_LV_626-2_0_7_node_75 | 0.4 | n |  | TRUE
119 | bus_LV_626-2_0_7_node_76 | 0.4 | n |  | TRUE
120 | bus_LV_626-2_0_7_node_77 | 0.4 | n |  | TRUE
121 | bus_LV_626-2_0_7_node_78 | 0.4 | n |  | TRUE
122 | bus_LV_626-2_0_7_node_79 | 0.4 | n |  | TRUE
123 | bus_LV_626-2_0_7_node_80 | 0.4 | n |  | TRUE
124 | bus_LV_626-2_0_7_node_81 | 0.4 | n |  | TRUE
125 | bus_LV_626-2_0_7_node_125 | 0.4 | n |  | TRUE
126 | bus_LV_626-2_0_7_node_112 | 0.4 | n |  | TRUE
127 | bus_LV_626-2_0_7_node_104 | 0.4 | n |  | TRUE
128 | bus_LV_626-2_0_7_node_126 | 0.4 | n |  | TRUE
129 | bus_LV_626-2_0_7_node_113 | 0.4 | n |  | TRUE
130 | bus_LV_626-2_0_7_node_102 | 0.4 | n |  | TRUE
131 | bus_LV_626-2_0_7_node_110 | 0.4 | n |  | TRUE
132 | bus_LV_626-2_0_7_node_111 | 0.4 | n |  | TRUE
133 | bus_LV_626-2_0_7_node_94 | 0.4 | n |  | TRUE
134 | bus_LV_626-2_0_7_node_84 | 0.4 | n |  | TRUE
135 | bus_LV_626-2_0_7_node_108 | 0.4 | n |  | TRUE
136 | bus_LV_626-2_0_7_node_109 | 0.4 | n |  | TRUE
137 | bus_LV_626-2_0_7_node_86 | 0.4 | n |  | TRUE
138 | bus_LV_626-2_0_7_node_88 | 0.4 | n |  | TRUE
139 | bus_LV_626-2_0_7_node_89 | 0.4 | n |  | TRUE
140 | bus_LV_626-2_0_7_node_90 | 0.4 | n |  | TRUE
141 | bus_LV_626-2_0_7_node_259 | 0.4 | n |  | TRUE
142 | bus_LV_626-2_0_7_node_260 | 0.4 | n |  | TRUE
143 | bus_LV_626-2_0_7_node_114 | 0.4 | n |  | TRUE
144 | bus_LV_626-2_0_7_node_262 | 0.4 | n |  | TRUE
145 | bus_LV_626-2_0_7_node_263 | 0.4 | n |  | TRUE
146 | bus_LV_626-2_0_7_node_91 | 0.4 | n |  | TRUE
147 | bus_LV_626-2_0_7_node_92 | 0.4 | n |  | TRUE
148 | bus_LV_626-2_0_7_node_93 | 0.4 | n |  | TRUE
149 | bus_LV_626-2_0_7_node_127 | 0.4 | n |  | TRUE
150 | bus_LV_626-2_0_7_node_124 | 0.4 | n |  | TRUE
151 | bus_LV_626-2_0_7_node_100 | 0.4 | n |  | TRUE
152 | bus_LV_626-2_0_7_node_98 | 0.4 | n |  | TRUE
153 | bus_LV_626-2_0_7_node_129 | 0.4 | n |  | TRUE
154 | bus_LV_626-2_0_7_node_101 | 0.4 | n |  | TRUE
155 | bus_LV_626-2_0_7_node_103 | 0.4 | n |  | TRUE
156 | bus_LV_626-2_0_7_node_107 | 0.4 | n |  | TRUE
157 | bus_LV_626-2_0_7_node_117 | 0.4 | n |  | TRUE
158 | bus_LV_626-2_0_7_node_118 | 0.4 | n |  | TRUE
159 | bus_LV_626-2_0_7_node_121 | 0.4 | n |  | TRUE
160 | bus_LV_626-2_0_7_node_122 | 0.4 | n |  | TRUE
161 | bus_LV_626-2_0_7_node_128 | 0.4 | n |  | TRUE
162 | bus_LV_626-2_0_7_node_120 | 0.4 | n |  | TRUE
163 | bus_LV_626-2_0_7_node_214 | 0.4 | n |  | TRUE
164 | bus_LV_626-2_0_7_node_212 | 0.4 | n |  | TRUE
165 | bus_LV_626-2_0_7_node_254 | 0.4 | n |  | TRUE
166 | bus_LV_626-2_0_7_node_215 | 0.4 | n |  | TRUE
167 | bus_LV_626-2_0_7_node_255 | 0.4 | n |  | TRUE
168 | bus_LV_626-2_0_7_node_135 | 0.4 | n |  | TRUE
169 | bus_LV_626-2_0_7_node_136 | 0.4 | n |  | TRUE
170 | bus_LV_626-2_0_7_node_137 | 0.4 | n |  | TRUE
171 | bus_LV_626-2_0_7_node_257 | 0.4 | n |  | TRUE
172 | bus_LV_626-2_0_7_node_209 | 0.4 | n |  | TRUE
173 | bus_LV_626-2_0_7_node_210 | 0.4 | n |  | TRUE
174 | bus_LV_626-2_0_7_node_208 | 0.4 | n |  | TRUE
175 | bus_LV_626-2_0_7_node_213 | 0.4 | n |  | TRUE
176 | bus_LV_626-2_0_7_node_211 | 0.4 | n |  | TRUE
177 | bus_LV_626-2_0_7_node_252 | 0.4 | n |  | TRUE
178 | bus_LV_626-2_0_7_node_230 | 0.4 | n |  | TRUE
179 | bus_LV_626-2_0_7_node_222 | 0.4 | n |  | TRUE
180 | bus_LV_626-2_0_7_node_229 | 0.4 | n |  | TRUE
181 | bus_LV_626-2_0_7_node_220 | 0.4 | n |  | TRUE
182 | bus_LV_626-2_0_7_node_221 | 0.4 | n |  | TRUE
183 | bus_LV_626-2_0_7_node_223 | 0.4 | n |  | TRUE
184 | bus_LV_626-2_0_7_node_225 | 0.4 | n |  | TRUE
185 | bus_LV_626-2_0_7_node_227 | 0.4 | n |  | TRUE
186 | bus_LV_626-2_0_7_node_228 | 0.4 | n |  | TRUE
187 | bus_LV_626-2_0_7_node_231 | 0.4 | n |  | TRUE
188 | bus_LV_626-2_0_7_node_232 | 0.4 | n |  | TRUE
189 | bus_MV_92_0_node_165 | 20 | n |  | TRUE

## load
| name | bus | p_mw | q_mvar | const_z_percent | const_i_percent | sn_mva | scaling | in_service | type
0 | LV_626-2_0_7_load_0 | 0 | 0.00033465 | 8.3871e-05 | 0 | 0 |  | 1 | TRUE | wye
1 | LV_626-2_0_7_load_1 | 1 | 0.00010716 | 2.6857e-05 | 0 | 0 |  | 1 | TRUE | wye
2 | LV_626-2_0_7_load_3 | 3 | 0.00010374 | 2.5999e-05 | 0 | 0 |  | 1 | TRUE | wye
3 | LV_626-2_0_7_load_4 | 4 | 0.00016123 | 4.0409e-05 | 0 | 0 |  | 1 | TRUE | wye
4 | LV_626-2_0_7_load_6 | 7 | 0.00046893 | 0.00011753 | 0 | 0 |  | 1 | TRUE | wye
5 | LV_626-2_0_7_load_21 | 8 | 0.00034389 | 8.6187e-05 | 0 | 0 |  | 1 | TRUE | wye
6 | LV_626-2_0_7_load_15 | 9 | 0.0012692 | 0.00031809 | 0 | 0 |  | 1 | TRUE | wye
7 | LV_626-2_0_7_load_11 | 10 | 0.00031842 | 7.9804e-05 | 0 | 0 |  | 1 | TRUE | wye
8 | LV_626-2_0_7_load_7 | 11 | 0.00022824 | 5.7201e-05 | 0 | 0 |  | 1 | TRUE | wye
9 | LV_626-2_0_7_load_218 | 13 | 0.00059101 | 0.00014812 | 0 | 0 |  | 1 | TRUE | wye
10 | LV_626-2_0_7_load_219 | 15 | 0.00015091 | 3.7821e-05 | 0 | 0 |  | 1 | TRUE | wye
11 | LV_626-2_0_7_load_8 | 16 | 0.00062425 | 0.00015645 | 0 | 0 |  | 1 | TRUE | wye
12 | LV_626-2_0_7_load_9 | 17 | 0.00021381 | 5.3587e-05 | 0 | 0 |  | 1 | TRUE | wye
13 | LV_626-2_0_7_load_151 | 18 | 0.00019781 | 4.9576e-05 | 0 | 0 |  | 1 | TRUE | wye
14 | LV_626-2_0_7_load_10 | 19 | 0.0015153 | 0.00037976 | 0 | 0 |  | 1 | TRUE | wye
15 | LV_626-2_0_7_load_149 | 20 | 0.00045933 | 0.00011512 | 0 | 0 |  | 1 | TRUE | wye
16 | LV_626-2_0_7_load_150 | 21 | 6.413e-05 | 1.6073e-05 | 0 | 0 |  | 1 | TRUE | wye
17 | LV_626-2_0_7_load_12 | 24 | 0.00018755 | 4.7004e-05 | 0 | 0 |  | 1 | TRUE | wye
18 | LV_626-2_0_7_load_14 | 25 | 0.00021288 | 5.3352e-05 | 0 | 0 |  | 1 | TRUE | wye
19 | LV_626-2_0_7_load_133 | 26 | 0.00052767 | 0.00013225 | 0 | 0 |  | 1 | TRUE | wye
20 | LV_626-2_0_7_load_22 | 27 | 0.00017923 | 4.4918e-05 | 0 | 0 |  | 1 | TRUE | wye
21 | LV_626-2_0_7_load_134 | 28 | 8.2584e-05 | 2.0698e-05 | 0 | 0 |  | 1 | TRUE | wye
22 | LV_626-2_0_7_load_23 | 29 | 0.00017937 | 4.4955e-05 | 0 | 0 |  | 1 | TRUE | wye
23 | LV_626-2_0_7_load_16 | 30 | 0.00064779 | 0.00016235 | 0 | 0 |  | 1 | TRUE | wye
24 | LV_626-2_0_7_load_18 | 31 | 0.0012328 | 0.00030897 | 0 | 0 |  | 1 | TRUE | wye
25 | LV_626-2_0_7_load_19 | 33 | 0.00054895 | 0.00013758 | 0 | 0 |  | 1 | TRUE | wye
26 | LV_626-2_0_7_load_152 | 34 | 0.00078364 | 0.0001964 | 0 | 0 |  | 1 | TRUE | wye
27 | LV_626-2_0_7_load_154 | 35 | 0.00036359 | 9.1124e-05 | 0 | 0 |  | 1 | TRUE | wye
28 | LV_626-2_0_7_load_138 | 36 | 0.00013644 | 3.4195e-05 | 0 | 0 |  | 1 | TRUE | wye
29 | LV_626-2_0_7_load_139 | 37 | 0.00017325 | 4.3421e-05 | 0 | 0 |  | 1 | TRUE | wye
30 | LV_626-2_0_7_load_144 | 40 | 0.00013585 | 3.4048e-05 | 0 | 0 |  | 1 | TRUE | wye
31 | LV_626-2_0_7_load_145 | 41 | 9.0562e-05 | 2.2697e-05 | 0 | 0 |  | 1 | TRUE | wye
32 | LV_626-2_0_7_load_146 | 42 | 0.00017616 | 4.4151e-05 | 0 | 0 |  | 1 | TRUE | wye
33 | LV_626-2_0_7_load_63 | 44 | 0.00020164 | 5.0536e-05 | 0 | 0 |  | 1 | TRUE | wye
34 | LV_626-2_0_7_load_61 | 45 | 0.00016871 | 4.2283e-05 | 0 | 0 |  | 1 | TRUE | wye
35 | LV_626-2_0_7_load_24 | 46 | 6.8154e-05 | 1.7081e-05 | 0 | 0 |  | 1 | TRUE | wye
36 | LV_626-2_0_7_load_26 | 48 | 0.00093343 | 0.00023394 | 0 | 0 |  | 1 | TRUE | wye
37 | LV_626-2_0_7_load_49 | 50 | 0.0025868 | 0.00064831 | 0 | 0 |  | 1 | TRUE | wye
38 | LV_626-2_0_7_load_258 | 51 | 0.0023295 | 0.00058383 | 0 | 0 |  | 1 | TRUE | wye
39 | LV_626-2_0_7_load_62 | 53 | 0.00064082 | 0.0001606 | 0 | 0 |  | 1 | TRUE | wye
40 | LV_626-2_0_7_load_28 | 55 | 0.0023245 | 0.00058257 | 0 | 0 |  | 1 | TRUE | wye
41 | LV_626-2_0_7_load_29 | 56 | 0.0021805 | 0.00054649 | 0 | 0 |  | 1 | TRUE | wye
42 | LV_626-2_0_7_load_33 | 60 | 0.0016862 | 0.0004226 | 0 | 0 |  | 1 | TRUE | wye
43 | LV_626-2_0_7_load_40 | 62 | 0.0019564 | 0.00049033 | 0 | 0 |  | 1 | TRUE | wye
44 | LV_626-2_0_7_load_85 | 63 | 0.0039542 | 0.00099103 | 0 | 0 |  | 1 | TRUE | wye
45 | LV_626-2_0_7_load_82 | 64 | 0.00098495 | 0.00024685 | 0 | 0 |  | 1 | TRUE | wye
46 | LV_626-2_0_7_load_65 | 66 | 0.0041817 | 0.001048 | 0 | 0 |  | 1 | TRUE | wye
47 | LV_626-2_0_7_load_47 | 67 | 0.0036649 | 0.00091851 | 0 | 0 |  | 1 | TRUE | wye
48 | LV_626-2_0_7_load_38 | 68 | 0.0011778 | 0.00029518 | 0 | 0 |  | 1 | TRUE | wye
49 | LV_626-2_0_7_load_83 | 70 | 0.0018968 | 0.00047538 | 0 | 0 |  | 1 | TRUE | wye
50 | LV_626-2_0_7_load_46 | 72 | 0.013709 | 0.0034358 | 0 | 0 |  | 1 | TRUE | wye
51 | LV_626-2_0_7_load_34 | 73 | 0.0020212 | 0.00050657 | 0 | 0 |  | 1 | TRUE | wye
52 | LV_626-2_0_7_load_35 | 74 | 0.0018248 | 0.00045734 | 0 | 0 |  | 1 | TRUE | wye
53 | LV_626-2_0_7_load_36 | 75 | 0.0012595 | 0.00031565 | 0 | 0 |  | 1 | TRUE | wye
54 | LV_626-2_0_7_load_37 | 76 | 0.001192 | 0.00029875 | 0 | 0 |  | 1 | TRUE | wye
55 | LV_626-2_0_7_load_55 | 77 | 0.0018404 | 0.00046124 | 0 | 0 |  | 1 | TRUE | wye
56 | LV_626-2_0_7_load_56 | 78 | 0.0019073 | 0.00047801 | 0 | 0 |  | 1 | TRUE | wye
57 | LV_626-2_0_7_load_39 | 79 | 0.00073805 | 0.00018497 | 0 | 0 |  | 1 | TRUE | wye
58 | LV_626-2_0_7_load_42 | 81 | 0.0013553 | 0.00033966 | 0 | 0 |  | 1 | TRUE | wye
59 | LV_626-2_0_7_load_119 | 82 | 0.004538 | 0.0011373 | 0 | 0 |  | 1 | TRUE | wye
60 | LV_626-2_0_7_load_115 | 83 | 0.0010531 | 0.00026393 | 0 | 0 |  | 1 | TRUE | wye
61 | LV_626-2_0_7_load_44 | 84 | 0.0025275 | 0.00063346 | 0 | 0 |  | 1 | TRUE | wye
62 | LV_626-2_0_7_load_45 | 85 | 0.0043016 | 0.0010781 | 0 | 0 |  | 1 | TRUE | wye
63 | LV_626-2_0_7_load_96 | 88 | 0.00072889 | 0.00018268 | 0 | 0 |  | 1 | TRUE | wye
64 | LV_626-2_0_7_load_142 | 89 | 0.00028569 | 7.16e-05 | 0 | 0 |  | 1 | TRUE | wye
65 | LV_626-2_0_7_load_143 | 90 | 0.00047936 | 0.00012014 | 0 | 0 |  | 1 | TRUE | wye
66 | LV_626-2_0_7_load_250 | 92 | 0.00042924 | 0.00010758 | 0 | 0 |  | 1 | TRUE | wye
67 | LV_626-2_0_7_load_251 | 93 | 0.0012739 | 0.00031927 | 0 | 0 |  | 1 | TRUE | wye
68 | LV_626-2_0_7_load_253 | 94 | 7.9536e-05 | 1.9934e-05 | 0 | 0 |  | 1 | TRUE | wye
69 | LV_626-2_0_7_load_50 | 95 | 0.00069962 | 0.00017534 | 0 | 0 |  | 1 | TRUE | wye
70 | LV_626-2_0_7_load_53 | 97 | 0.0062361 | 0.0015629 | 0 | 0 |  | 1 | TRUE | wye
71 | LV_626-2_0_7_load_59 | 98 | 0.0021492 | 0.00053863 | 0 | 0 |  | 1 | TRUE | wye
72 | LV_626-2_0_7_load_64 | 99 | 0.0012964 | 0.00032492 | 0 | 0 |  | 1 | TRUE | wye
73 | LV_626-2_0_7_load_57 | 100 | 0.0019798 | 0.00049618 | 0 | 0 |  | 1 | TRUE | wye
74 | LV_626-2_0_7_load_58 | 101 | 0.00015871 | 3.9777e-05 | 0 | 0 |  | 1 | TRUE | wye
75 | LV_626-2_0_7_load_66 | 102 | 0.00058528 | 0.00014668 | 0 | 0 |  | 1 | TRUE | wye
76 | LV_626-2_0_7_load_73 | 106 | 0.0010569 | 0.00026489 | 0 | 0 |  | 1 | TRUE | wye
77 | LV_626-2_0_7_load_105 | 107 | 0.0014914 | 0.00037378 | 0 | 0 |  | 1 | TRUE | wye
78 | LV_626-2_0_7_load_116 | 108 | 0.0012372 | 0.00031006 | 0 | 0 |  | 1 | TRUE | wye
79 | LV_626-2_0_7_load_123 | 109 | 0.0018498 | 0.00046359 | 0 | 0 |  | 1 | TRUE | wye
80 | LV_626-2_0_7_load_106 | 111 | 0.011114 | 0.0027854 | 0 | 0 |  | 1 | TRUE | wye
81 | LV_626-2_0_7_load_70 | 112 | 0.00056481 | 0.00014155 | 0 | 0 |  | 1 | TRUE | wye
82 | LV_626-2_0_7_load_71 | 113 | 0.00057961 | 0.00014526 | 0 | 0 |  | 1 | TRUE | wye
83 | LV_626-2_0_7_load_74 | 114 | 0.00055846 | 0.00013996 | 0 | 0 |  | 1 | TRUE | wye
84 | LV_626-2_0_7_load_131 | 116 | 0.00047786 | 0.00011976 | 0 | 0 |  | 1 | TRUE | wye
85 | LV_626-2_0_7_load_132 | 117 | 0.0044072 | 0.0011045 | 0 | 0 |  | 1 | TRUE | wye
86 | LV_626-2_0_7_load_75 | 118 | 0.0013413 | 0.00033615 | 0 | 0 |  | 1 | TRUE | wye
87 | LV_626-2_0_7_load_78 | 121 | 0.00090318 | 0.00022636 | 0 | 0 |  | 1 | TRUE | wye
88 | LV_626-2_0_7_load_79 | 122 | 0.0037559 | 0.00094131 | 0 | 0 |  | 1 | TRUE | wye
89 | LV_626-2_0_7_load_80 | 123 | 0.002116 | 0.00053032 | 0 | 0 |  | 1 | TRUE | wye
90 | LV_626-2_0_7_load_104 | 127 | 0.0057509 | 0.0014413 | 0 | 0 |  | 1 | TRUE | wye
91 | LV_626-2_0_7_load_126 | 128 | 0.00048535 | 0.00012164 | 0 | 0 |  | 1 | TRUE | wye
92 | LV_626-2_0_7_load_113 | 129 | 0.0017594 | 0.00044096 | 0 | 0 |  | 1 | TRUE | wye
93 | LV_626-2_0_7_load_111 | 132 | 0.00074843 | 0.00018758 | 0 | 0 |  | 1 | TRUE | wye
94 | LV_626-2_0_7_load_94 | 133 | 0.00062019 | 0.00015543 | 0 | 0 |  | 1 | TRUE | wye
95 | LV_626-2_0_7_load_84 | 134 | 0.00068737 | 0.00017227 | 0 | 0 |  | 1 | TRUE | wye
96 | LV_626-2_0_7_load_108 | 135 | 0.0012163 | 0.00030484 | 0 | 0 |  | 1 | TRUE | wye
97 | LV_626-2_0_7_load_109 | 136 | 0.0021405 | 0.00053645 | 0 | 0 |  | 1 | TRUE | wye
98 | LV_626-2_0_7_load_86 | 137 | 0.0019788 | 0.00049593 | 0 | 0 |  | 1 | TRUE | wye
99 | LV_626-2_0_7_load_90 | 140 | 0.0037783 | 0.00094693 | 0 | 0 |  | 1 | TRUE | wye
100 | LV_626-2_0_7_load_260 | 142 | 0.0040993 | 0.0010274 | 0 | 0 |  | 1 | TRUE | wye
101 | LV_626-2_0_7_load_114 | 143 | 0.00059029 | 0.00014794 | 0 | 0 |  | 1 | TRUE | wye
102 | LV_626-2_0_7_load_262 | 144 | 0.0015966 | 0.00040014 | 0 | 0 |  | 1 | TRUE | wye
103 | LV_626-2_0_7_load_263 | 145 | 0.0018396 | 0.00046104 | 0 | 0 |  | 1 | TRUE | wye
104 | LV_626-2_0_7_load_91 | 146 | 0.0010383 | 0.00026022 | 0 | 0 |  | 1 | TRUE | wye
105 | LV_626-2_0_7_load_92 | 147 | 0.00054565 | 0.00013675 | 0 | 0 |  | 1 | TRUE | wye
106 | LV_626-2_0_7_load_93 | 148 | 0.0012393 | 0.00031059 | 0 | 0 |  | 1 | TRUE | wye
107 | LV_626-2_0_7_load_127 | 149 | 0.0010381 | 0.00026016 | 0 | 0 |  | 1 | TRUE | wye
108 | LV_626-2_0_7_load_124 | 150 | 0.0024461 | 0.00061306 | 0 | 0 |  | 1 | TRUE | wye
109 | LV_626-2_0_7_load_100 | 151 | 0.0024219 | 0.00060698 | 0 | 0 |  | 1 | TRUE | wye
110 | LV_626-2_0_7_load_98 | 152 | 0.00073936 | 0.0001853 | 0 | 0 |  | 1 | TRUE | wye
111 | LV_626-2_0_7_load_129 | 153 | 0.00065175 | 0.00016334 | 0 | 0 |  | 1 | TRUE | wye
112 | LV_626-2_0_7_load_101 | 154 | 0.0025903 | 0.00064918 | 0 | 0 |  | 1 | TRUE | wye
113 | LV_626-2_0_7_load_103 | 155 | 0.0034043 | 0.0008532 | 0 | 0 |  | 1 | TRUE | wye
114 | LV_626-2_0_7_load_117 | 157 | 0.0021179 | 0.0005308 | 0 | 0 |  | 1 | TRUE | wye
115 | LV_626-2_0_7_load_118 | 158 | 0.0030306 | 0.00075953 | 0 | 0 |  | 1 | TRUE | wye
116 | LV_626-2_0_7_load_121 | 159 | 0.00067448 | 0.00016904 | 0 | 0 |  | 1 | TRUE | wye
117 | LV_626-2_0_7_load_122 | 160 | 0.00269 | 0.00067417 | 0 | 0 |  | 1 | TRUE | wye
118 | LV_626-2_0_7_load_128 | 161 | 0.0033419 | 0.00083755 | 0 | 0 |  | 1 | TRUE | wye
119 | LV_626-2_0_7_load_120 | 162 | 0.003111 | 0.00077968 | 0 | 0 |  | 1 | TRUE | wye
120 | LV_626-2_0_7_load_214 | 163 | 0.0007715 | 0.00019336 | 0 | 0 |  | 1 | TRUE | wye
121 | LV_626-2_0_7_load_212 | 164 | 0.00062172 | 0.00015582 | 0 | 0 |  | 1 | TRUE | wye
122 | LV_626-2_0_7_load_254 | 165 | 0.00080468 | 0.00020167 | 0 | 0 |  | 1 | TRUE | wye
123 | LV_626-2_0_7_load_255 | 167 | 0.002634 | 0.00066014 | 0 | 0 |  | 1 | TRUE | wye
124 | LV_626-2_0_7_load_135 | 168 | 0.0001209 | 3.0299e-05 | 0 | 0 |  | 1 | TRUE | wye
125 | LV_626-2_0_7_load_136 | 169 | 0.00010958 | 2.7464e-05 | 0 | 0 |  | 1 | TRUE | wye
126 | LV_626-2_0_7_load_137 | 170 | 8.7543e-05 | 2.194e-05 | 0 | 0 |  | 1 | TRUE | wye
127 | LV_626-2_0_7_load_257 | 171 | 0.00022337 | 5.5982e-05 | 0 | 0 |  | 1 | TRUE | wye
128 | LV_626-2_0_7_load_209 | 172 | 0.0014805 | 0.00037105 | 0 | 0 |  | 1 | TRUE | wye
129 | LV_626-2_0_7_load_210 | 173 | 0.0015485 | 0.0003881 | 0 | 0 |  | 1 | TRUE | wye
130 | LV_626-2_0_7_load_208 | 174 | 0.0010357 | 0.00025958 | 0 | 0 |  | 1 | TRUE | wye
131 | LV_626-2_0_7_load_211 | 176 | 0.0011852 | 0.00029704 | 0 | 0 |  | 1 | TRUE | wye
132 | LV_626-2_0_7_load_252 | 177 | 0.00017437 | 4.37e-05 | 0 | 0 |  | 1 | TRUE | wye
133 | LV_626-2_0_7_load_230 | 178 | 0.0001066 | 2.6717e-05 | 0 | 0 |  | 1 | TRUE | wye
134 | LV_626-2_0_7_load_222 | 179 | 0.00014944 | 3.7453e-05 | 0 | 0 |  | 1 | TRUE | wye
135 | LV_626-2_0_7_load_229 | 180 | 0.00015351 | 3.8474e-05 | 0 | 0 |  | 1 | TRUE | wye
136 | LV_626-2_0_7_load_220 | 181 | 0.00048032 | 0.00012038 | 0 | 0 |  | 1 | TRUE | wye
137 | LV_626-2_0_7_load_221 | 182 | 0.00012471 | 3.1256e-05 | 0 | 0 |  | 1 | TRUE | wye
138 | LV_626-2_0_7_load_223 | 183 | 0.00061748 | 0.00015475 | 0 | 0 |  | 1 | TRUE | wye
139 | LV_626-2_0_7_load_227 | 185 | 0.00010685 | 2.6778e-05 | 0 | 0 |  | 1 | TRUE | wye
140 | LV_626-2_0_7_load_228 | 186 | 0.00025311 | 6.3437e-05 | 0 | 0 |  | 1 | TRUE | wye
141 | LV_626-2_0_7_load_231 | 187 | 9.8754e-05 | 2.475e-05 | 0 | 0 |  | 1 | TRUE | wye
142 | LV_626-2_0_7_load_232 | 188 | 0.00070546 | 0.00017681 | 0 | 0 |  | 1 | TRUE | wye

## ext_grid
| name | bus | vm_pu | va_degree | slack_weight | in_service
0 |  | 58 | 1 | 0 | 1 | TRUE

## line
| name | std_type | from_bus | to_bus | length_km | r_ohm_per_km | x_ohm_per_km | c_nf_per_km | g_us_per_km | max_i_ka | df | parallel | type | in_service
0 | LV_626-2_0_7_line_0 | NAYY 4x150 SE | 0 | 1 | 0.02246 | 0.208 | 0.08 | 261 | 0 | 0.27 | 1 | 1 | cs | TRUE
1 | LV_626-2_0_7_line_1 | NAYY 4x150 SE | 0 | 2 | 0.05989 | 0.208 | 0.08 | 261 | 0 | 0.27 | 1 | 1 | cs | TRUE
2 | LV_626-2_0_7_line_2 | NAYY 4x150 SE | 1 | 3 | 0.016486 | 0.208 | 0.08 | 261 | 0 | 0.27 | 1 | 1 | cs | TRUE
3 | LV_626-2_0_7_line_3 | NAYY 4x150 SE | 2 | 4 | 0.060277 | 0.208 | 0.08 | 261 | 0 | 0.27 | 1 | 1 | cs | TRUE
4 | LV_626-2_0_7_line_4 | NAYY 4x150 SE | 2 | 5 | 0.19546 | 0.208 | 0.08 | 261 | 0 | 0.27 | 1 | 2 | cs | TRUE
5 | LV_626-2_0_7_line_5 | NAYY 4x150 SE | 3 | 6 | 0.021276 | 0.208 | 0.08 | 261 | 0 | 0.27 | 1 | 1 | cs | TRUE
6 | LV_626-2_0_7_line_6 | NAYY 4x150 SE | 4 | 7 | 0.0006012 | 0.208 | 0.08 | 261 | 0 | 0.27 | 1 | 1 | cs | TRUE
7 | LV_626-2_0_7_line_7 | NAYY 4x150 SE | 5 | 8 | 0.024252 | 0.208 | 0.08 | 261 | 0 | 0.27 | 1 | 3 | cs | TRUE
8 | LV_626-2_0_7_line_8 | NAYY 4x150 SE | 6 | 9 | 0.037803 | 0.208 | 0.08 | 261 | 0 | 0.27 | 1 | 1 | cs | TRUE
9 | LV_626-2_0_7_line_9 | NAYY 4x150 SE | 6 | 10 | 0.059295 | 0.208 | 0.08 | 261 | 0 | 0.27 | 1 | 1 | cs | TRUE
10 | LV_626-2_0_7_line_10 | NAYY 4x150 SE | 7 | 11 | 0.0028004 | 0.208 | 0.08 | 261 | 0 | 0.27 | 1 | 1 | cs | TRUE
11 | LV_626-2_0_7_line_11 | NAYY 4x150 SE | 8 | 12 | 0.16513 | 0.208 | 0.08 | 261 | 0 | 0.27 | 1 | 3 | cs | TRUE
12 | LV_626-2_0_7_line_12 | NAYY 4x150 SE | 9 | 27 | 0.086181 | 0.208 | 0.08 | 261 | 0 | 0.27 | 1 | 1 | cs | TRUE
13 | LV_626-2_0_7_line_13 | NAYY 4x150 SE | 10 | 24 | 0.16378 | 0.208 | 0.08 | 261 | 0 | 0.27 | 1 | 1 | cs | TRUE
14 | LV_626-2_0_7_line_14 | NAYY 4x150 SE | 11 | 13 | 0.39063 | 0.208 | 0.08 | 261 | 0 | 0.27 | 1 | 1 | cs | TRUE
15 | LV_626-2_0_7_line_15 | NAYY 4x150 SE | 12 | 21 | 0.054641 | 0.208 | 0.08 | 261 | 0 | 0.27 | 1 | 1 | cs | TRUE
16 | LV_626-2_0_7_line_16 | NAYY 4x150 SE | 12 | 43 | 0.14236 | 0.208 | 0.08 | 261 | 0 | 0.27 | 1 | 3 | cs | TRUE
17 | LV_626-2_0_7_line_17 | NAYY 4x150 SE | 13 | 14 | 0.16564 | 0.208 | 0.08 | 261 | 0 | 0.27 | 1 | 1 | cs | TRUE
18 | LV_626-2_0_7_line_18 | NAYY 4x150 SE | 14 | 15 | 0.024478 | 0.208 | 0.08 | 261 | 0 | 0.27 | 1 | 1 | cs | TRUE
19 | LV_626-2_0_7_line_19 | NAYY 4x150 SE | 15 | 181 | 0.038795 | 0.208 | 0.08 | 261 | 0 | 0.27 | 1 | 1 | cs | TRUE
20 | LV_626-2_0_7_line_20 | NAYY 4x150 SE | 16 | 17 | 0.012677 | 0.208 | 0.08 | 261 | 0 | 0.27 | 1 | 1 | cs | TRUE
21 | LV_626-2_0_7_line_21 | NAYY 4x150 SE | 16 | 18 | 0.21745 | 0.208 | 0.08 | 261 | 0 | 0.27 | 1 | 1 | cs | TRUE
22 | LV_626-2_0_7_line_22 | NAYY 4x150 SE | 17 | 19 | 0.0054003 | 0.208 | 0.08 | 261 | 0 | 0.27 | 1 | 1 | cs | TRUE
23 | LV_626-2_0_7_line_23 | NAYY 4x150 SE | 18 | 20 | 0.0070111 | 0.208 | 0.08 | 261 | 0 | 0.27 | 1 | 1 | cs | TRUE
24 | LV_626-2_0_7_line_24 | NAYY 4x150 SE | 19 | 22 | 0.018023 | 0.208 | 0.08 | 261 | 0 | 0.27 | 1 | 1 | cs | TRUE
25 | LV_626-2_0_7_line_25 | NAYY 4x150 SE | 20 | 21 | 0.024681 | 0.208 | 0.08 | 261 | 0 | 0.27 | 1 | 1 | cs | TRUE
26 | LV_626-2_0_7_line_26 | NAYY 4x150 SE | 22 | 23 | 0.069511 | 0.208 | 0.08 | 261 | 0 | 0.27 | 1 | 1 | cs | TRUE
27 | LV_626-2_0_7_line_27 | NAYY 4x150 SE | 23 | 33 | 0.057133 | 0.208 | 0.08 | 261 | 0 | 0.27 | 1 | 1 | cs | TRUE
28 | LV_626-2_0_7_line_28 | NAYY 4x150 SE | 23 | 30 | 0.045709 | 0.208 | 0.08 | 261 | 0 | 0.27 | 1 | 1 | cs | TRUE
29 | LV_626-2_0_7_line_29 | NAYY 4x150 SE | 24 | 25 | 0.018187 | 0.208 | 0.08 | 261 | 0 | 0.27 | 1 | 1 | cs | TRUE
30 | LV_626-2_0_7_line_30 | NAYY 4x150 SE | 25 | 26 | 0.012821 | 0.208 | 0.08 | 261 | 0 | 0.27 | 1 | 1 | cs | TRUE
31 | LV_626-2_0_7_line_31 | NAYY 4x150 SE | 26 | 28 | 0.01181 | 0.208 | 0.08 | 261 | 0 | 0.27 | 1 | 1 | cs | TRUE
32 | LV_626-2_0_7_line_32 | NAYY 4x150 SE | 27 | 29 | 0.020695 | 0.208 | 0.08 | 261 | 0 | 0.27 | 1 | 1 | cs | TRUE
33 | LV_626-2_0_7_line_33 | NAYY 4x150 SE | 28 | 168 | 0.0098413 | 0.208 | 0.08 | 261 | 0 | 0.27 | 1 | 1 | cs | TRUE
34 | LV_626-2_0_7_line_34 | NAYY 4x150 SE | 29 | 44 | 0.0052374 | 0.208 | 0.08 | 261 | 0 | 0.27 | 1 | 1 | cs | TRUE
35 | LV_626-2_0_7_line_35 | NAYY 4x150 SE | 30 | 31 | 0.012919 | 0.208 | 0.08 | 261 | 0 | 0.27 | 1 | 1 | cs | TRUE
36 | LV_626-2_0_7_line_36 | NAYY 4x150 SE | 30 | 32 | 0.11482 | 0.208 | 0.08 | 261 | 0 | 0.27 | 1 | 1 | cs | TRUE
37 | LV_626-2_0_7_line_37 | NAYY 4x150 SE | 32 | 34 | 0.022475 | 0.208 | 0.08 | 261 | 0 | 0.27 | 1 | 1 | cs | TRUE
38 | LV_626-2_0_7_line_38 | NAYY 4x150 SE | 34 | 35 | 0.0041162 | 0.208 | 0.08 | 261 | 0 | 0.27 | 1 | 1 | cs | TRUE
39 | LV_626-2_0_7_line_39 | NAYY 4x150 SE | 36 | 37 | 0.01706 | 0.208 | 0.08 | 261 | 0 | 0.27 | 1 | 1 | cs | TRUE
40 | LV_626-2_0_7_line_40 | NAYY 4x150 SE | 36 | 38 | 0.13878 | 0.208 | 0.08 | 261 | 0 | 0.27 | 1 | 1 | cs | TRUE
41 | LV_626-2_0_7_line_41 | NAYY 4x150 SE | 37 | 39 | 0.025275 | 0.208 | 0.08 | 261 | 0 | 0.27 | 1 | 3 | cs | TRUE
42 | LV_626-2_0_7_line_42 | NAYY 4x150 SE | 37 | 46 | 0.34405 | 0.208 | 0.08 | 261 | 0 | 0.27 | 1 | 3 | cs | TRUE
43 | LV_626-2_0_7_line_43 | NAYY 4x150 SE | 38 | 89 | 0.0032073 | 0.208 | 0.08 | 261 | 0 | 0.27 | 1 | 1 | cs | TRUE
44 | LV_626-2_0_7_line_44 | NAYY 4x150 SE | 38 | 90 | 0.011818 | 0.208 | 0.08 | 261 | 0 | 0.27 | 1 | 1 | cs | TRUE
45 | LV_626-2_0_7_line_45 | NAYY 4x150 SE | 39 | 40 | 0.047766 | 0.208 | 0.08 | 261 | 0 | 0.27 | 1 | 3 | cs | TRUE
46 | LV_626-2_0_7_line_46 | NAYY 4x150 SE | 40 | 41 | 0.0013301 | 0.208 | 0.08 | 261 | 0 | 0.27 | 1 | 3 | cs | TRUE
47 | LV_626-2_0_7_line_47 | NAYY 4x150 SE | 41 | 42 | 0.011257 | 0.208 | 0.08 | 261 | 0 | 0.27 | 1 | 3 | cs | TRUE
48 | LV_626-2_0_7_line_48 | NAYY 4x150 SE | 42 | 43 | 0.032515 | 0.208 | 0.08 | 261 | 0 | 0.27 | 1 | 3 | cs | TRUE
49 | LV_626-2_0_7_line_49 | NAYY 4x150 SE | 44 | 45 | 0.019049 | 0.208 | 0.08 | 261 | 0 | 0.27 | 1 | 1 | cs | TRUE
50 | LV_626-2_0_7_line_50 | NAYY 4x150 SE | 45 | 101 | 0.0018247 | 0.208 | 0.08 | 261 | 0 | 0.27 | 1 | 1 | cs | TRUE
51 | LV_626-2_0_7_line_51 | NAYY 4x150 SE | 46 | 47 | 0.12085 | 0.208 | 0.08 | 261 | 0 | 0.27 | 1 | 3 | cs | TRUE
52 | LV_626-2_0_7_line_52 | NAYY 4x150 SE | 47 | 48 | 0.036162 | 0.208 | 0.08 | 261 | 0 | 0.27 | 1 | 1 | cs | TRUE
53 | LV_626-2_0_7_line_53 | NAYY 4x150 SE | 47 | 49 | 0.029743 | 0.208 | 0.08 | 261 | 0 | 0.27 | 1 | 3 | cs | TRUE
54 | LV_626-2_0_7_line_54 | NAYY 4x150 SE | 48 | 50 | 0.012619 | 0.208 | 0.08 | 261 | 0 | 0.27 | 1 | 1 | cs | TRUE
55 | LV_626-2_0_7_line_55 | NAYY 4x150 SE | 49 | 51 | 0.029337 | 0.208 | 0.08 | 261 | 0 | 0.27 | 1 | 1 | cs | TRUE
56 | LV_626-2_0_7_line_56 | NAYY 4x150 SE | 49 | 52 | 0.006042 | 0.208 | 0.08 | 261 | 0 | 0.27 | 1 | 3 | cs | TRUE
57 | LV_626-2_0_7_line_57 | NAYY 4x150 SE | 52 | 53 | 0.018964 | 0.208 | 0.08 | 261 | 0 | 0.27 | 1 | 3 | cs | TRUE
58 | LV_626-2_0_7_line_58 | NAYY 4x150 SE | 52 | 54 | 0.009656 | 0.208 | 0.08 | 261 | 0 | 0.27 | 1 | 1 | cs | TRUE
59 | LV_626-2_0_7_line_59 | NAYY 4x150 SE | 53 | 81 | 0.0016648 | 0.208 | 0.08 | 261 | 0 | 0.27 | 1 | 3 | cs | TRUE
60 | LV_626-2_0_7_line_60 | NAYY 4x150 SE | 54 | 98 | 0.019601 | 0.208 | 0.08 | 261 | 0 | 0.27 | 1 | 1 | cs | TRUE
61 | LV_626-2_0_7_line_61 | NAYY 4x150 SE | 55 | 56 | 0.020249 | 0.208 | 0.08 | 261 | 0 | 0.27 | 1 | 3 | cs | TRUE
62 | LV_626-2_0_7_line_62 | NAYY 4x150 SE | 55 | 57 | 0.048008 | 0.208 | 0.08 | 261 | 0 | 0.27 | 1 | 2 | cs | TRUE
63 | LV_626-2_0_7_line_63 | NAYY 4x150 SE | 56 | 58 | 0.014057 | 0.208 | 0.08 | 261 | 0 | 0.27 | 1 | 3 | cs | TRUE
64 | LV_626-2_0_7_line_64 | NAYY 4x150 SE | 57 | 59 | 0.014643 | 0.208 | 0.08 | 261 | 0 | 0.27 | 1 | 1 | cs | TRUE
65 | LV_626-2_0_7_line_65 | NAYY 4x150 SE | 57 | 60 | 0.035853 | 0.208 | 0.08 | 261 | 0 | 0.27 | 1 | 1 | cs | TRUE
66 | LV_626-2_0_7_line_66 | NAYY 4x150 SE | 58 | 61 | 0.040378 | 0.208 | 0.08 | 261 | 0 | 0.27 | 1 | 1 | cs | TRUE
67 | LV_626-2_0_7_line_67 | NAYY 4x150 SE | 58 | 62 | 0.048898 | 0.208 | 0.08 | 261 | 0 | 0.27 | 1 | 3 | cs | TRUE
68 | LV_626-2_0_7_line_68 | NAYY 4x150 SE | 59 | 63 | 0.017542 | 0.208 | 0.08 | 261 | 0 | 0.27 | 1 | 1 | cs | TRUE
69 | LV_626-2_0_7_line_69 | NAYY 4x150 SE | 59 | 64 | 0.045469 | 0.208 | 0.08 | 261 | 0 | 0.27 | 1 | 1 | cs | TRUE
70 | LV_626-2_0_7_line_70 | NAYY 4x150 SE | 60 | 65 | 0.017304 | 0.208 | 0.08 | 261 | 0 | 0.27 | 1 | 1 | cs | TRUE
71 | LV_626-2_0_7_line_71 | NAYY 4x150 SE | 61 | 66 | 0.0042286 | 0.208 | 0.08 | 261 | 0 | 0.27 | 1 | 1 | cs | TRUE
72 | LV_626-2_0_7_line_72 | NAYY 4x150 SE | 61 | 67 | 0.0012598 | 0.208 | 0.08 | 261 | 0 | 0.27 | 1 | 1 | cs | TRUE
73 | LV_626-2_0_7_line_73 | NAYY 4x150 SE | 62 | 68 | 0.03734 | 0.208 | 0.08 | 261 | 0 | 0.27 | 1 | 3 | cs | TRUE
74 | LV_626-2_0_7_line_74 | NAYY 4x150 SE | 63 | 69 | 0.04683 | 0.208 | 0.08 | 261 | 0 | 0.27 | 1 | 1 | cs | TRUE
75 | LV_626-2_0_7_line_75 | NAYY 4x150 SE | 64 | 70 | 0.058043 | 0.208 | 0.08 | 261 | 0 | 0.27 | 1 | 1 | cs | TRUE
76 | LV_626-2_0_7_line_76 | NAYY 4x150 SE | 65 | 71 | 0.002776 | 0.208 | 0.08 | 261 | 0 | 0.27 | 1 | 1 | cs | TRUE
77 | LV_626-2_0_7_line_77 | NAYY 4x150 SE | 65 | 72 | 0.037898 | 0.208 | 0.08 | 261 | 0 | 0.27 | 1 | 1 | cs | TRUE
78 | LV_626-2_0_7_line_78 | NAYY 4x150 SE | 66 | 99 | 0.0077429 | 0.208 | 0.08 | 261 | 0 | 0.27 | 1 | 1 | cs | TRUE
79 | LV_626-2_0_7_line_79 | NAYY 4x150 SE | 67 | 85 | 0.013963 | 0.208 | 0.08 | 261 | 0 | 0.27 | 1 | 1 | cs | TRUE
80 | LV_626-2_0_7_line_80 | NAYY 4x150 SE | 68 | 79 | 0.011125 | 0.208 | 0.08 | 261 | 0 | 0.27 | 1 | 3 | cs | TRUE
81 | LV_626-2_0_7_line_81 | NAYY 4x150 SE | 69 | 137 | 0.040923 | 0.208 | 0.08 | 261 | 0 | 0.27 | 1 | 1 | cs | TRUE
82 | LV_626-2_0_7_line_82 | NAYY 4x150 SE | 70 | 134 | 0.030938 | 0.208 | 0.08 | 261 | 0 | 0.27 | 1 | 1 | cs | TRUE
83 | LV_626-2_0_7_line_83 | NAYY 4x150 SE | 71 | 86 | 0.030871 | 0.208 | 0.08 | 261 | 0 | 0.27 | 1 | 1 | cs | TRUE
84 | LV_626-2_0_7_line_84 | NAYY 4x150 SE | 71 | 87 | 0.059506 | 0.208 | 0.08 | 261 | 0 | 0.27 | 1 | 1 | cs | TRUE
85 | LV_626-2_0_7_line_85 | NAYY 4x150 SE | 71 | 88 | 0.011715 | 0.208 | 0.08 | 261 | 0 | 0.27 | 1 | 1 | cs | TRUE
86 | LV_626-2_0_7_line_86 | NAYY 4x150 SE | 72 | 84 | 0.0060354 | 0.208 | 0.08 | 261 | 0 | 0.27 | 1 | 1 | cs | TRUE
87 | LV_626-2_0_7_line_87 | NAYY 4x150 SE | 73 | 74 | 0.017624 | 0.208 | 0.08 | 261 | 0 | 0.27 | 1 | 1 | cs | TRUE
88 | LV_626-2_0_7_line_88 | NAYY 4x150 SE | 73 | 75 | 0.0012766 | 0.208 | 0.08 | 261 | 0 | 0.27 | 1 | 1 | cs | TRUE
89 | LV_626-2_0_7_line_89 | NAYY 4x150 SE | 75 | 76 | 0.0149 | 0.208 | 0.08 | 261 | 0 | 0.27 | 1 | 1 | cs | TRUE
90 | LV_626-2_0_7_line_90 | NAYY 4x150 SE | 76 | 77 | 0.0038796 | 0.208 | 0.08 | 261 | 0 | 0.27 | 1 | 1 | cs | TRUE
91 | LV_626-2_0_7_line_91 | NAYY 4x150 SE | 77 | 78 | 0.020682 | 0.208 | 0.08 | 261 | 0 | 0.27 | 1 | 1 | cs | TRUE
92 | LV_626-2_0_7_line_92 | NAYY 4x150 SE | 78 | 100 | 0.00038135 | 0.208 | 0.08 | 261 | 0 | 0.27 | 1 | 1 | cs | TRUE
93 | LV_626-2_0_7_line_93 | NAYY 4x150 SE | 79 | 80 | 0.040244 | 0.208 | 0.08 | 261 | 0 | 0.27 | 1 | 3 | cs | TRUE
94 | LV_626-2_0_7_line_94 | NAYY 4x150 SE | 80 | 81 | 0.023831 | 0.208 | 0.08 | 261 | 0 | 0.27 | 1 | 3 | cs | TRUE
95 | LV_626-2_0_7_line_95 | NAYY 4x150 SE | 82 | 83 | 0.017604 | 0.208 | 0.08 | 261 | 0 | 0.27 | 1 | 1 | cs | TRUE
96 | LV_626-2_0_7_line_96 | NAYY 4x150 SE | 83 | 162 | 0.006632 | 0.208 | 0.08 | 261 | 0 | 0.27 | 1 | 1 | cs | TRUE
97 | LV_626-2_0_7_line_97 | NAYY 4x150 SE | 83 | 143 | 0.041671 | 0.208 | 0.08 | 261 | 0 | 0.27 | 1 | 1 | cs | TRUE
98 | LV_626-2_0_7_line_98 | NAYY 4x150 SE | 86 | 149 | 0.017647 | 0.208 | 0.08 | 261 | 0 | 0.27 | 1 | 1 | cs | TRUE
99 | LV_626-2_0_7_line_99 | NAYY 4x150 SE | 86 | 150 | 0.041254 | 0.208 | 0.08 | 261 | 0 | 0.27 | 1 | 1 | cs | TRUE
100 | LV_626-2_0_7_line_100 | NAYY 4x150 SE | 87 | 130 | 0.004705 | 0.208 | 0.08 | 261 | 0 | 0.27 | 1 | 1 | cs | TRUE
101 | LV_626-2_0_7_line_101 | NAYY 4x150 SE | 87 | 148 | 0.024301 | 0.208 | 0.08 | 261 | 0 | 0.27 | 1 | 1 | cs | TRUE
102 | LV_626-2_0_7_line_102 | NAYY 4x150 SE | 88 | 152 | 0.021333 | 0.208 | 0.08 | 261 | 0 | 0.27 | 1 | 1 | cs | TRUE
103 | LV_626-2_0_7_line_103 | NAYY 4x150 SE | 90 | 91 | 0.010663 | 0.208 | 0.08 | 261 | 0 | 0.27 | 1 | 1 | cs | TRUE
104 | LV_626-2_0_7_line_104 | NAYY 4x150 SE | 91 | 92 | 0.018014 | 0.208 | 0.08 | 261 | 0 | 0.27 | 1 | 1 | cs | TRUE
105 | LV_626-2_0_7_line_105 | NAYY 4x150 SE | 91 | 93 | 0.040693 | 0.208 | 0.08 | 261 | 0 | 0.27 | 1 | 1 | cs | TRUE
106 | LV_626-2_0_7_line_106 | NAYY 4x150 SE | 92 | 94 | 0.019571 | 0.208 | 0.08 | 261 | 0 | 0.27 | 1 | 1 | cs | TRUE
107 | LV_626-2_0_7_line_107 | NAYY 4x150 SE | 94 | 177 | 0.0092508 | 0.208 | 0.08 | 261 | 0 | 0.27 | 1 | 1 | cs | TRUE
108 | LV_626-2_0_7_line_108 | NAYY 4x150 SE | 95 | 96 | 0.0076667 | 0.208 | 0.08 | 261 | 0 | 0.27 | 1 | 1 | cs | TRUE
109 | LV_626-2_0_7_line_109 | NAYY 4x150 SE | 96 | 97 | 0.032563 | 0.208 | 0.08 | 261 | 0 | 0.27 | 1 | 1 | cs | TRUE
110 | LV_626-2_0_7_line_110 | NAYY 4x150 SE | 97 | 99 | 0.0039811 | 0.208 | 0.08 | 261 | 0 | 0.27 | 1 | 1 | cs | TRUE
111 | LV_626-2_0_7_line_111 | NAYY 4x150 SE | 100 | 101 | 0.021033 | 0.208 | 0.08 | 261 | 0 | 0.27 | 1 | 1 | cs | TRUE
112 | LV_626-2_0_7_line_112 | NAYY 4x150 SE | 102 | 103 | 0.030969 | 0.208 | 0.08 | 261 | 0 | 0.27 | 1 | 1 | cs | TRUE
113 | LV_626-2_0_7_line_113 | NAYY 4x150 SE | 103 | 104 | 0.048032 | 0.208 | 0.08 | 261 | 0 | 0.27 | 1 | 1 | cs | TRUE
114 | LV_626-2_0_7_line_114 | NAYY 4x150 SE | 103 | 105 | 0.04453 | 0.208 | 0.08 | 261 | 0 | 0.27 | 1 | 1 | cs | TRUE
115 | LV_626-2_0_7_line_115 | NAYY 4x150 SE | 104 | 106 | 0.023258 | 0.208 | 0.08 | 261 | 0 | 0.27 | 1 | 1 | cs | TRUE
116 | LV_626-2_0_7_line_116 | NAYY 4x150 SE | 104 | 107 | 0.01389 | 0.208 | 0.08 | 261 | 0 | 0.27 | 1 | 1 | cs | TRUE
117 | LV_626-2_0_7_line_117 | NAYY 4x150 SE | 105 | 108 | 0.10035 | 0.208 | 0.08 | 261 | 0 | 0.27 | 1 | 1 | cs | TRUE
118 | LV_626-2_0_7_line_118 | NAYY 4x150 SE | 105 | 109 | 0.019339 | 0.208 | 0.08 | 261 | 0 | 0.27 | 1 | 1 | cs | TRUE
119 | LV_626-2_0_7_line_119 | NAYY 4x150 SE | 106 | 110 | 0.01575 | 0.208 | 0.08 | 261 | 0 | 0.27 | 1 | 1 | cs | TRUE
120 | LV_626-2_0_7_line_120 | NAYY 4x150 SE | 107 | 111 | 0.034139 | 0.208 | 0.08 | 261 | 0 | 0.27 | 1 | 1 | cs | TRUE
121 | LV_626-2_0_7_line_121 | NAYY 4x150 SE | 110 | 114 | 0.028654 | 0.208 | 0.08 | 261 | 0 | 0.27 | 1 | 1 | cs | TRUE
122 | LV_626-2_0_7_line_122 | NAYY 4x150 SE | 110 | 112 | 0.022762 | 0.208 | 0.08 | 261 | 0 | 0.27 | 1 | 1 | cs | TRUE
123 | LV_626-2_0_7_line_123 | NAYY 4x150 SE | 111 | 156 | 0.016134 | 0.208 | 0.08 | 261 | 0 | 0.27 | 1 | 1 | cs | TRUE
124 | LV_626-2_0_7_line_124 | NAYY 4x150 SE | 112 | 113 | 0.018759 | 0.208 | 0.08 | 261 | 0 | 0.27 | 1 | 1 | cs | TRUE
125 | LV_626-2_0_7_line_125 | NAYY 4x150 SE | 114 | 115 | 0.01146 | 0.208 | 0.08 | 261 | 0 | 0.27 | 1 | 1 | cs | TRUE
126 | LV_626-2_0_7_line_126 | NAYY 4x150 SE | 115 | 116 | 0.010546 | 0.208 | 0.08 | 261 | 0 | 0.27 | 1 | 1 | cs | TRUE
127 | LV_626-2_0_7_line_127 | NAYY 4x150 SE | 115 | 117 | 0.064427 | 0.208 | 0.08 | 261 | 0 | 0.27 | 1 | 1 | cs | TRUE
128 | LV_626-2_0_7_line_128 | NAYY 4x150 SE | 118 | 119 | 0.043131 | 0.208 | 0.08 | 261 | 0 | 0.27 | 1 | 1 | cs | TRUE
129 | LV_626-2_0_7_line_129 | NAYY 4x150 SE | 118 | 120 | 0.021318 | 0.208 | 0.08 | 261 | 0 | 0.27 | 1 | 1 | cs | TRUE
130 | LV_626-2_0_7_line_130 | NAYY 4x150 SE | 119 | 121 | 0.016154 | 0.208 | 0.08 | 261 | 0 | 0.27 | 1 | 1 | cs | TRUE
131 | LV_626-2_0_7_line_131 | NAYY 4x150 SE | 119 | 122 | 0.029626 | 0.208 | 0.08 | 261 | 0 | 0.27 | 1 | 1 | cs | TRUE
132 | LV_626-2_0_7_line_132 | NAYY 4x150 SE | 120 | 123 | 0.0088047 | 0.208 | 0.08 | 261 | 0 | 0.27 | 1 | 1 | cs | TRUE
133 | LV_626-2_0_7_line_133 | NAYY 4x150 SE | 120 | 124 | 0.003608 | 0.208 | 0.08 | 261 | 0 | 0.27 | 1 | 1 | cs | TRUE
134 | LV_626-2_0_7_line_134 | NAYY 4x150 SE | 122 | 125 | 0.060011 | 0.208 | 0.08 | 261 | 0 | 0.27 | 1 | 1 | cs | TRUE
135 | LV_626-2_0_7_line_135 | NAYY 4x150 SE | 123 | 126 | 0.18242 | 0.208 | 0.08 | 261 | 0 | 0.27 | 1 | 1 | cs | TRUE
136 | LV_626-2_0_7_line_136 | NAYY 4x150 SE | 124 | 127 | 0.012428 | 0.208 | 0.08 | 261 | 0 | 0.27 | 1 | 1 | cs | TRUE
137 | LV_626-2_0_7_line_137 | NAYY 4x150 SE | 125 | 128 | 0.049793 | 0.208 | 0.08 | 261 | 0 | 0.27 | 1 | 1 | cs | TRUE
138 | LV_626-2_0_7_line_138 | NAYY 4x150 SE | 126 | 129 | 0.033679 | 0.208 | 0.08 | 261 | 0 | 0.27 | 1 | 1 | cs | TRUE
139 | LV_626-2_0_7_line_139 | NAYY 4x150 SE | 127 | 130 | 0.031576 | 0.208 | 0.08 | 261 | 0 | 0.27 | 1 | 1 | cs | TRUE
140 | LV_626-2_0_7_line_140 | NAYY 4x150 SE | 128 | 167 | 0.01187 | 0.208 | 0.08 | 261 | 0 | 0.27 | 1 | 1 | cs | TRUE
141 | LV_626-2_0_7_line_141 | NAYY 4x150 SE | 129 | 161 | 0.014179 | 0.208 | 0.08 | 261 | 0 | 0.27 | 1 | 1 | cs | TRUE
142 | LV_626-2_0_7_line_142 | NAYY 4x150 SE | 130 | 151 | 0.0081692 | 0.208 | 0.08 | 261 | 0 | 0.27 | 1 | 1 | cs | TRUE
143 | LV_626-2_0_7_line_143 | NAYY 4x150 SE | 131 | 132 | 0.016293 | 0.208 | 0.08 | 261 | 0 | 0.27 | 1 | 1 | cs | TRUE
144 | LV_626-2_0_7_line_144 | NAYY 4x150 SE | 131 | 133 | 0.013727 | 0.208 | 0.08 | 261 | 0 | 0.27 | 1 | 1 | cs | TRUE
145 | LV_626-2_0_7_line_145 | NAYY 4x150 SE | 132 | 159 | 0.0034518 | 0.208 | 0.08 | 261 | 0 | 0.27 | 1 | 1 | cs | TRUE
146 | LV_626-2_0_7_line_146 | NAYY 4x150 SE | 133 | 147 | 0.00026968 | 0.208 | 0.08 | 261 | 0 | 0.27 | 1 | 1 | cs | TRUE
147 | LV_626-2_0_7_line_147 | NAYY 4x150 SE | 134 | 135 | 0.02476 | 0.208 | 0.08 | 261 | 0 | 0.27 | 1 | 1 | cs | TRUE
148 | LV_626-2_0_7_line_148 | NAYY 4x150 SE | 135 | 136 | 0.010955 | 0.208 | 0.08 | 261 | 0 | 0.27 | 1 | 1 | cs | TRUE
149 | LV_626-2_0_7_line_149 | NAYY 4x150 SE | 136 | 156 | 0.032619 | 0.208 | 0.08 | 261 | 0 | 0.27 | 1 | 1 | cs | TRUE
150 | LV_626-2_0_7_line_150 | NAYY 4x150 SE | 137 | 138 | 0.027388 | 0.208 | 0.08 | 261 | 0 | 0.27 | 1 | 1 | cs | TRUE
151 | LV_626-2_0_7_line_151 | NAYY 4x150 SE | 138 | 139 | 0.007183 | 0.208 | 0.08 | 261 | 0 | 0.27 | 1 | 1 | cs | TRUE
152 | LV_626-2_0_7_line_152 | NAYY 4x150 SE | 138 | 140 | 0.078984 | 0.208 | 0.08 | 261 | 0 | 0.27 | 1 | 1 | cs | TRUE
153 | LV_626-2_0_7_line_153 | NAYY 4x150 SE | 139 | 141 | 0.20325 | 0.208 | 0.08 | 261 | 0 | 0.27 | 1 | 1 | cs | TRUE
154 | LV_626-2_0_7_line_154 | NAYY 4x150 SE | 139 | 142 | 0.071592 | 0.208 | 0.08 | 261 | 0 | 0.27 | 1 | 1 | cs | TRUE
155 | LV_626-2_0_7_line_155 | NAYY 4x150 SE | 140 | 143 | 0.0028207 | 0.208 | 0.08 | 261 | 0 | 0.27 | 1 | 1 | cs | TRUE
156 | LV_626-2_0_7_line_156 | NAYY 4x150 SE | 141 | 144 | 0.068005 | 0.208 | 0.08 | 261 | 0 | 0.27 | 1 | 1 | cs | TRUE
157 | LV_626-2_0_7_line_157 | NAYY 4x150 SE | 141 | 145 | 0.10767 | 0.208 | 0.08 | 261 | 0 | 0.27 | 1 | 1 | cs | TRUE
158 | LV_626-2_0_7_line_158 | NAYY 4x150 SE | 146 | 147 | 0.021469 | 0.208 | 0.08 | 261 | 0 | 0.27 | 1 | 1 | cs | TRUE
159 | LV_626-2_0_7_line_159 | NAYY 4x150 SE | 146 | 148 | 0.012814 | 0.208 | 0.08 | 261 | 0 | 0.27 | 1 | 1 | cs | TRUE
160 | LV_626-2_0_7_line_160 | NAYY 4x150 SE | 149 | 153 | 4.0622e-05 | 0.208 | 0.08 | 261 | 0 | 0.27 | 1 | 1 | cs | TRUE
161 | LV_626-2_0_7_line_161 | NAYY 4x150 SE | 151 | 154 | 0.022664 | 0.208 | 0.08 | 261 | 0 | 0.27 | 1 | 1 | cs | TRUE
162 | LV_626-2_0_7_line_162 | NAYY 4x150 SE | 154 | 155 | 0.0032777 | 0.208 | 0.08 | 261 | 0 | 0.27 | 1 | 1 | cs | TRUE
163 | LV_626-2_0_7_line_163 | NAYY 4x150 SE | 156 | 157 | 0.018673 | 0.208 | 0.08 | 261 | 0 | 0.27 | 1 | 1 | cs | TRUE
164 | LV_626-2_0_7_line_164 | NAYY 4x150 SE | 157 | 158 | 0.0046949 | 0.208 | 0.08 | 261 | 0 | 0.27 | 1 | 1 | cs | TRUE
165 | LV_626-2_0_7_line_165 | NAYY 4x150 SE | 159 | 160 | 0.014923 | 0.208 | 0.08 | 261 | 0 | 0.27 | 1 | 1 | cs | TRUE
166 | LV_626-2_0_7_line_166 | NAYY 4x150 SE | 163 | 164 | 0.091691 | 0.208 | 0.08 | 261 | 0 | 0.27 | 1 | 1 | cs | TRUE
167 | LV_626-2_0_7_line_167 | NAYY 4x150 SE | 164 | 176 | 0.021226 | 0.208 | 0.08 | 261 | 0 | 0.27 | 1 | 1 | cs | TRUE
168 | LV_626-2_0_7_line_168 | NAYY 4x150 SE | 165 | 166 | 0.13932 | 0.208 | 0.08 | 261 | 0 | 0.27 | 1 | 1 | cs | TRUE
169 | LV_626-2_0_7_line_169 | NAYY 4x150 SE | 166 | 177 | 0.026339 | 0.208 | 0.08 | 261 | 0 | 0.27 | 1 | 1 | cs | TRUE
170 | LV_626-2_0_7_line_170 | NAYY 4x150 SE | 166 | 175 | 0.16118 | 0.208 | 0.08 | 261 | 0 | 0.27 | 1 | 1 | cs | TRUE
171 | LV_626-2_0_7_line_171 | NAYY 4x150 SE | 168 | 169 | 0.0081341 | 0.208 | 0.08 | 261 | 0 | 0.27 | 1 | 1 | cs | TRUE
172 | LV_626-2_0_7_line_172 | NAYY 4x150 SE | 169 | 170 | 0.017767 | 0.208 | 0.08 | 261 | 0 | 0.27 | 1 | 1 | cs | TRUE
173 | LV_626-2_0_7_line_173 | NAYY 4x150 SE | 170 | 171 | 0.031403 | 0.208 | 0.08 | 261 | 0 | 0.27 | 1 | 1 | cs | TRUE
174 | LV_626-2_0_7_line_174 | NAYY 4x150 SE | 172 | 173 | 0.031896 | 0.208 | 0.08 | 261 | 0 | 0.27 | 1 | 1 | cs | TRUE
175 | LV_626-2_0_7_line_175 | NAYY 4x150 SE | 173 | 174 | 0.21123 | 0.208 | 0.08 | 261 | 0 | 0.27 | 1 | 1 | cs | TRUE
176 | LV_626-2_0_7_line_176 | NAYY 4x150 SE | 174 | 175 | 0.32026 | 0.208 | 0.08 | 261 | 0 | 0.27 | 1 | 1 | cs | TRUE
177 | LV_626-2_0_7_line_177 | NAYY 4x150 SE | 175 | 176 | 0.043606 | 0.208 | 0.08 | 261 | 0 | 0.27 | 1 | 1 | cs | TRUE
178 | LV_626-2_0_7_line_178 | NAYY 4x150 SE | 178 | 179 | 0.20469 | 0.208 | 0.08 | 261 | 0 | 0.27 | 1 | 1 | cs | TRUE
179 | LV_626-2_0_7_line_179 | NAYY 4x150 SE | 178 | 180 | 0.0021549 | 0.208 | 0.08 | 261 | 0 | 0.27 | 1 | 1 | cs | TRUE
180 | LV_626-2_0_7_line_180 | NAYY 4x150 SE | 179 | 182 | 0.18624 | 0.208 | 0.08 | 261 | 0 | 0.27 | 1 | 1 | cs | TRUE
181 | LV_626-2_0_7_line_181 | NAYY 4x150 SE | 180 | 185 | 0.0013161 | 0.208 | 0.08 | 261 | 0 | 0.27 | 1 | 1 | cs | TRUE
182 | LV_626-2_0_7_line_182 | NAYY 4x150 SE | 181 | 182 | 0.028674 | 0.208 | 0.08 | 261 | 0 | 0.27 | 1 | 1 | cs | TRUE
183 | LV_626-2_0_7_line_183 | NAYY 4x150 SE | 183 | 184 | 0.013896 | 0.208 | 0.08 | 261 | 0 | 0.27 | 1 | 1 | cs | TRUE
184 | LV_626-2_0_7_line_184 | NAYY 4x150 SE | 184 | 185 | 0.036281 | 0.208 | 0.08 | 261 | 0 | 0.27 | 1 | 1 | cs | TRUE
185 | LV_626-2_0_7_line_185 | NAYY 4x150 SE | 184 | 186 | 0.0089478 | 0.208 | 0.08 | 261 | 0 | 0.27 | 1 | 1 | cs | TRUE
186 | LV_626-2_0_7_line_186 | NAYY 4x150 SE | 186 | 187 | 0.049278 | 0.208 | 0.08 | 261 | 0 | 0.27 | 1 | 1 | cs | TRUE
187 | LV_626-2_0_7_line_187 | NAYY 4x150 SE | 187 | 188 | 0.031212 | 0.208 | 0.08 | 261 | 0 | 0.27 | 1 | 1 | cs | TRUE

## trafo
| name | std_type | hv_bus | lv_bus | sn_mva | vn_hv_kv | vn_lv_kv | vk_percent | vkr_percent | pfe_kw | i0_percent | shift_degree | tap_side | tap_neutral | tap_min | tap_max | tap_step_percent | tap_step_degree | tap_pos | tap_phase_shifter | parallel | df | in_service
0 | LV_626-2_0_7_trafo_31 | 0.25 MVA 20/0.4 kV | 189 | 58 | 0.25 | 20 | 0.4 | 6 | 1.44 | 0.8 | 0.32 | 150 | hv | 0 | -2 | 2 | 2.5 | 0 | 0 | FALSE | 1 | 1 | TRUE

## line_geodata
| x0 | y0 | x1 | y1 | x2 | y2 | x3 | y3 | x4 | y4 | x5 | y5 | x6 | y6 | x7 | y7 | x8 | y8 | x9 | y9 | x10 | y10 | x11 | y11 | x12 | y12 | x13 | y13 | x14 | y14 | x15 | y15 | x16 | y16 | x17 | y17 | x18 | y18 | x19 | y19
0 | 2614084.3799 | 1201161.5184 | 2614086.0691 | 1201167.744 | 2614088.6243 | 1201183.5479
1 | 2614062.5663 | 1201105.8999 | 2614071.0645 | 1201123.6294 | 2614078.6031 | 1201141.5901 | 2614082.5226 | 1201154.6731 | 2614084.3799 | 1201161.5184
2 | 2614091.2556 | 1201199.8227 | 2614088.6243 | 1201183.5479
3 | 2614062.5663 | 1201105.8999 | 2614121.266 | 1201092.1997
4 | 2614050.9346 | 1201119.6245 | 2614033.0022 | 1201077.5042 | 2614012.9459 | 1201028.8644 | 2614017.157 | 1201028.0071 | 2614020.5514 | 1201028.1373 | 2614023.8892 | 1201029.6348 | 2614026.3567 | 1201032.2865 | 2614028.457 | 1201035.7488 | 2614031.4484 | 1201042.1926 | 2614041.4453 | 1201063.5609 | 2614046.904 | 1201075.9581 | 2614052.6984 | 1201087.9671 | 2614062.5663 | 1201105.8999
5 | 2614094.6515 | 1201220.8262 | 2614091.2556 | 1201199.8227
6 | 2614121.8515 | 1201092.0631 | 2614121.266 | 1201092.1997
7 | 2614050.9346 | 1201119.6245 | 2614043.7503 | 1201122.5982 | 2614032.0536 | 1201128.3628 | 2614029.1107 | 1201130.1367
8 | 2614094.6515 | 1201220.8262 | 2614096.2678 | 1201232.6031 | 2614096.4888 | 1201238.9848 | 2614096.1404 | 1201244.7204 | 2614094.3501 | 1201258.3877
9 | 2614094.6515 | 1201220.8262 | 2614104.9334 | 1201217.8932 | 2614127.6107 | 1201209.7978 | 2614131.0808 | 1201210.0172 | 2614135.1579 | 1201211.0384 | 2614137.602 | 1201213.8902 | 2614141.2565 | 1201223.0593 | 2614142.4105 | 1201226.0626
10 | 2614124.5786 | 1201091.4266 | 2614121.8515 | 1201092.0631
11 | 2614029.1107 | 1201130.1367 | 2613864.2996 | 1201119.8239
12 | 2614094.3501 | 1201258.3877 | 2614087.8712 | 1201307.8463 | 2614083.3615 | 1201341.9542 | 2614083.2516 | 1201343.8466
13 | 2614221.046 | 1201360.9642 | 2614214.826 | 1201360.8077 | 2614208.0962 | 1201358.346 | 2614202.3872 | 1201355.4865 | 2614196.282 | 1201349.5688 | 2614192.2424 | 1201345.6127 | 2614189.283 | 1201341.8703 | 2614182.6544 | 1201328.7809 | 2614175.5467 | 1201312.2774 | 2614166.0181 | 1201283.1502 | 2614158.3067 | 1201264.4108 | 2614151.1965 | 1201248.9301 | 2614142.4105 | 1201226.0626
14 | 2614124.5786 | 1201091.4266 | 2614391.3145 | 1200806.0393
15 | 2613864.2996 | 1201119.8239 | 2613838.3224 | 1201126.4898 | 2613826.8862 | 1201128.2978 | 2613820.4424 | 1201127.0378 | 2613816.9774 | 1201124.584 | 2613814.9618 | 1201119.5393
16 | 2613864.2996 | 1201119.8239 | 2613866.6459 | 1201128.812 | 2613880.1516 | 1201179.9931 | 2613879.6715 | 1201190.0975 | 2613878.0064 | 1201195.919 | 2613873.0134 | 1201199.2759 | 2613851.7135 | 1201207.5868 | 2613819.7138 | 1201221.9652
17 | 2614474.8568 | 1200873.41 | 2614462.1703 | 1200888.432 | 2614448.3041 | 1200881.2836 | 2614436.4748 | 1200875.3519 | 2614425.451 | 1200876.337 | 2614419.9253 | 1200879.381 | 2614411.1605 | 1200874.6796 | 2614410.7617 | 1200869.587 | 2614415.0698 | 1200863.2939 | 2614423.8718 | 1200852.5204 | 2614422.913 | 1200827.0821 | 2614411.294 | 1200819.1165 | 2614391.3145 | 1200806.0393
18 | 2614474.8568 | 1200873.41 | 2614480.9546 | 1200885.6313 | 2614484.2008 | 1200893.5768 | 2614485.5795 | 1200895.3384
19 | 2614509.881 | 1200925.0983 | 2614501.4949 | 1200918.4431 | 2614492.3428 | 1200903.9798 | 2614485.5795 | 1200895.3384
20 | 2613921.9693 | 1200895.1618 | 2613910.3508 | 1200900.2329
21 | 2613910.3508 | 1200900.2329 | 2613804.5209 | 1201090.1923
22 | 2613921.9693 | 1200895.1618 | 2613926.9187 | 1200893.0015
23 | 2613804.5209 | 1201090.1923 | 2613808.2427 | 1201096.134
24 | 2613943.437 | 1200885.7918 | 2613926.9187 | 1200893.0015
25 | 2613814.9618 | 1201119.5393 | 2613814.132 | 1201117.4625 | 2613813.2516 | 1201109.7452 | 2613811.0274 | 1201100.5796 | 2613808.2427 | 1201096.134
26 | 2613916.298 | 1200821.8498 | 2613928.5903 | 1200848.2926 | 2613939.5526 | 1200873.7652 | 2613943.437 | 1200885.7918
27 | 2613916.298 | 1200821.8498 | 2613901.1708 | 1200787.0182 | 2613898.5224 | 1200783.5435 | 2613895.6677 | 1200783.7036 | 2613891.9875 | 1200785.3182 | 2613884.6276 | 1200788.3584
28 | 2613916.298 | 1200821.8498 | 2613897.6007 | 1200829.8442 | 2613893.8188 | 1200832.648 | 2613892.2846 | 1200834.5121 | 2613891.4283 | 1200836.1666 | 2613891.3552 | 1200838.1342 | 2613891.8583 | 1200841.0925 | 2613895.2829 | 1200851.9862
29 | 2614221.046 | 1201360.9642 | 2614232.3833 | 1201361.2495 | 2614239.1161 | 1201362.4884
30 | 2614248.165 | 1201370.9517 | 2614243.4042 | 1201364.3329 | 2614239.1161 | 1201362.4884 | 2614239.1161 | 1201362.4884
31 | 2614255.2009 | 1201380.4363 | 2614255.2009 | 1201380.4363 | 2614249.7081 | 1201373.0971 | 2614248.165 | 1201370.9517
32 | 2614082.7015 | 1201364.5264 | 2614082.6524 | 1201361.9411 | 2614082.7746 | 1201352.0583 | 2614083.2516 | 1201343.8466
33 | 2614255.2009 | 1201380.4363 | 2614263.3543 | 1201385.9475
34 | 2614082.8009 | 1201369.7628 | 2614082.7015 | 1201364.5264
35 | 2613899.1573 | 1200864.3108 | 2613895.2829 | 1200851.9862
36 | 2613895.2829 | 1200851.9862 | 2613780.9494 | 1200841.4481
37 | 2613780.9494 | 1200841.4481 | 2613775.6933 | 1200843.2593 | 2613770.1679 | 1200846.2927 | 2613762.4048 | 1200849.3321 | 2613761.3802 | 1200851.3642
38 | 2613761.5763 | 1200855.4335 | 2613761.1709 | 1200852.9979 | 2613761.3802 | 1200851.3642
39 | 2613713.2107 | 1201271.657 | 2613711.6447 | 1201271.6665 | 2613704.2171 | 1201271.3271 | 2613696.382 | 1201269.4404
40 | 2613565.6576 | 1201295.3254 | 2613575.0737 | 1201291.3667 | 2613588.7833 | 1201287.0065 | 2613608.356 | 1201274.8443 | 2613623.55 | 1201267.0412 | 2613634.7222 | 1201264.076 | 2613648.9811 | 1201262.5521 | 2613667.0335 | 1201262.96 | 2613683.9537 | 1201265.9224 | 2613693.9631 | 1201268.8579 | 2613696.382 | 1201269.4404
41 | 2613736.9838 | 1201264.0981 | 2613730.5911 | 1201267.1963 | 2613724.5269 | 1201269.7282 | 2613718.3044 | 1201271.6261 | 2613713.2107 | 1201271.657
42 | 2614043.202 | 1201369.0015 | 2613713.2107 | 1201271.657
43 | 2613565.6576 | 1201295.3254 | 2613566.5468 | 1201292.2438
44 | 2613565.6576 | 1201295.3254 | 2613562.8173 | 1201299.2989 | 2613559.0117 | 1201305.0946
45 | 2613736.9838 | 1201264.0981 | 2613755.8142 | 1201253.8246 | 2613779.2427 | 1201241.8421
46 | 2613779.2427 | 1201241.8421 | 2613780.4269 | 1201241.2364
47 | 2613790.4488 | 1201236.1107 | 2613780.4269 | 1201241.2364
48 | 2613819.7138 | 1201221.9652 | 2613806.6016 | 1201227.8494 | 2613790.4488 | 1201236.1107
49 | 2614082.8009 | 1201369.7628 | 2614083.0114 | 1201380.8522 | 2614083.4217 | 1201388.7992
50 | 2614083.4217 | 1201388.7992 | 2614083.5157 | 1201390.6215
51 | 2614047.9629 | 1201488.2726 | 2614045.1312 | 1201478.7386 | 2614043.2614 | 1201471.1635 | 2614041.5062 | 1201463.4219 | 2614040.1233 | 1201455.9924 | 2614039.0608 | 1201448.1857 | 2614037.9 | 1201436.8879 | 2614037.3634 | 1201425.5139 | 2614037.2603 | 1201414.2631 | 2614037.7659 | 1201403.1138 | 2614038.8568 | 1201392.2883 | 2614040.5788 | 1201381.6754 | 2614042.6582 | 1201371.2524 | 2614043.202 | 1201369.0015
52 | 2614047.9629 | 1201488.2726 | 2614040.811 | 1201487.3221 | 2614036.4918 | 1201485.7222 | 2614032.4281 | 1201482.2886 | 2614026.1121 | 1201475.4035 | 2614021.4342 | 1201467.7106 | 2614021.1366 | 1201467.1049
53 | 2614059.2384 | 1201515.7806 | 2614057.9431 | 1201513.1539 | 2614054.2938 | 1201505.0188 | 2614050.9723 | 1201496.6731 | 2614047.9629 | 1201488.2726
54 | 2614015.5714 | 1201455.7793 | 2614021.1366 | 1201467.1049
55 | 2614059.2384 | 1201515.7806 | 2614065.9649 | 1201513.1283 | 2614075.1261 | 1201513.9836 | 2614081.222 | 1201514.1424 | 2614088.0955 | 1201513.6805
56 | 2614059.2384 | 1201515.7806 | 2614061.9123 | 1201521.2009
57 | 2614061.9123 | 1201521.2009 | 2614050.066 | 1201522.9297 | 2614044.8081 | 1201522.4393 | 2614043.6722 | 1201523.72
58 | 2614066.2377 | 1201529.838 | 2614061.9123 | 1201521.2009
59 | 2614043.6722 | 1201523.72 | 2614042.5674 | 1201524.9655
60 | 2614066.2377 | 1201529.838 | 2614059.4863 | 1201533.413 | 2614053.4166 | 1201543.7204
61 | 2614098.9765 | 1201689.812 | 2614097.4021 | 1201685.8623 | 2614093.8937 | 1201670.2551
62 | 2614117.4182 | 1201734.1244 | 2614114.1275 | 1201725.7121 | 2614106.6551 | 1201709.0744 | 2614098.9765 | 1201689.812
63 | 2614090.4691 | 1201656.6302 | 2614091.8963 | 1201661.3694 | 2614093.8937 | 1201670.2551
64 | 2614104.3362 | 1201740.4526 | 2614107.1688 | 1201739.7922 | 2614109.3854 | 1201738.9748 | 2614113.296 | 1201736.2492 | 2614117.4182 | 1201734.1244
65 | 2614117.4182 | 1201734.1244 | 2614121.4763 | 1201733.3669 | 2614129.7776 | 1201734.0868 | 2614139.4459 | 1201736.0106 | 2614152.4673 | 1201739.7032
66 | 2614123.3782 | 1201633.495 | 2614112.6806 | 1201638.7393 | 2614099.2668 | 1201650.1807 | 2614090.4691 | 1201656.6302
67 | 2614090.4691 | 1201656.6302 | 2614082.577 | 1201630.6865 | 2614074.5731 | 1201610.4297
68 | 2614104.3362 | 1201740.4526 | 2614100.8957 | 1201740.7225 | 2614097.7053 | 1201741.3931 | 2614087.3636 | 1201744.6119
69 | 2614104.3362 | 1201740.4526 | 2614123.1754 | 1201781.8351
70 | 2614169.563 | 1201741.329 | 2614164.3718 | 1201741.7169 | 2614159.8066 | 1201741.2837 | 2614154.2307 | 1201740.2033 | 2614152.4673 | 1201739.7032
71 | 2614123.3782 | 1201633.495 | 2614121.3177 | 1201629.8024
72 | 2614123.3782 | 1201633.495 | 2614123.9779 | 1201634.6029
73 | 2614052.6384 | 1201589.8027 | 2614055.2564 | 1201594.4028 | 2614058.2326 | 1201597.4447 | 2614067.1759 | 1201593.8526 | 2614074.043 | 1201609.0881 | 2614074.5731 | 1201610.4297
74 | 2614042.6495 | 1201758.5289 | 2614087.3636 | 1201744.6119
75 | 2614123.1754 | 1201781.8351 | 2614128.6096 | 1201793.772 | 2614133.9807 | 1201807.4698 | 2614139.687 | 1201820.9795 | 2614145.9694 | 1201835.2022
76 | 2614169.9599 | 1201744.0758 | 2614169.563 | 1201741.329
77 | 2614169.563 | 1201741.329 | 2614167.4345 | 1201730.6626 | 2614164.91 | 1201720.062 | 2614162.3204 | 1201711.2623 | 2614160.0106 | 1201704.7059
78 | 2614121.3177 | 1201629.8024 | 2614117.5446 | 1201623.041
79 | 2614123.9779 | 1201634.6029 | 2614130.6247 | 1201646.8824
80 | 2614052.6384 | 1201589.8027 | 2614047.7679 | 1201581.2448 | 2614047.1141 | 1201580.1462
81 | 2614042.6495 | 1201758.5289 | 2614039.7511 | 1201764.5364 | 2614032.7781 | 1201778.3498 | 2614027.877 | 1201781.5957 | 2614017.2506 | 1201785.8509 | 2614015.85 | 1201786.2404
82 | 2614159.8785 | 1201862.8275 | 2614157.445 | 1201858.3416 | 2614148.029 | 1201839.8649 | 2614145.9694 | 1201835.2022
83 | 2614169.9599 | 1201744.0758 | 2614172.3121 | 1201756.7216 | 2614174.086 | 1201766.0864 | 2614176.0681 | 1201774.3289
84 | 2614169.9599 | 1201744.0758 | 2614172.3121 | 1201756.7216 | 2614180.882 | 1201756.4528 | 2614191.7327 | 1201757.1788 | 2614199.9145 | 1201756.9425 | 2614218.8752 | 1201755.5867
85 | 2614169.9599 | 1201744.0758 | 2614181.4475 | 1201741.7786
86 | 2614157.7675 | 1201699.1063 | 2614159.2512 | 1201702.5503 | 2614160.0106 | 1201704.7059
87 | 2614089.8318 | 1201452.3528 | 2614091.4187 | 1201459.748 | 2614093.8642 | 1201469.5064
88 | 2614089.8318 | 1201452.3528 | 2614089.564 | 1201451.1046
89 | 2614086.9053 | 1201436.4477 | 2614088.4902 | 1201446.1004 | 2614089.564 | 1201451.1046
90 | 2614086.9053 | 1201436.4477 | 2614086.4267 | 1201433.5332 | 2614086.3306 | 1201432.6121
91 | 2614086.3306 | 1201432.6121 | 2614085.0497 | 1201420.3339 | 2614084.6198 | 1201412.0074
92 | 2614084.6198 | 1201412.0074 | 2614084.6002 | 1201411.6265
93 | 2614028.8199 | 1201544.4027 | 2614033.0118 | 1201554.8626 | 2614037.0335 | 1201563.2099 | 2614047.1141 | 1201580.1462
94 | 2614028.8199 | 1201544.4027 | 2614040.3899 | 1201527.4206 | 2614042.5674 | 1201524.9655
95 | 2613925.4421 | 1201676.4446 | 2613931.663 | 1201671.8009 | 2613938.5069 | 1201664.7295
96 | 2613925.4421 | 1201676.4446 | 2613921.9647 | 1201679.4826 | 2613921.239 | 1201681.3618
97 | 2613925.4421 | 1201676.4446 | 2613928.0877 | 1201677.6625 | 2613933.1761 | 1201685.5341 | 2613944.9658 | 1201704.6941 | 2613943.5304 | 1201709.9714 | 2613944.4559 | 1201711.0483
98 | 2614176.0681 | 1201774.3289 | 2614170.5717 | 1201775.0163 | 2614158.5686 | 1201776.6056
99 | 2614176.0681 | 1201774.3289 | 2614178.4133 | 1201783.4727 | 2614181.1013 | 1201792.484 | 2614184.4061 | 1201801.3299 | 2614187.9852 | 1201810.032 | 2614189.4333 | 1201813.2821
100 | 2614223.5938 | 1201755.5201 | 2614218.8752 | 1201755.5867
101 | 2614218.8752 | 1201755.5867 | 2614221.2198 | 1201764.964 | 2614222.2285 | 1201769.6467 | 2614220.9994 | 1201771.2669 | 2614216.2994 | 1201773.0901 | 2614214.0506 | 1201774.7078 | 2614214.0506 | 1201774.7078
102 | 2614200.6742 | 1201734.9991 | 2614198.2155 | 1201738.4507 | 2614189.0254 | 1201740.2633 | 2614181.4475 | 1201741.7786
103 | 2613552.4496 | 1201313.4609 | 2613556.4249 | 1201309.0341 | 2613559.0117 | 1201305.0946
104 | 2613552.4496 | 1201313.4609 | 2613546.54 | 1201314.9817 | 2613534.6508 | 1201315.7206
105 | 2613585.0157 | 1201330.8106 | 2613563.2036 | 1201327.0592 | 2613556.5972 | 1201323.7091 | 2613553.9801 | 1201319.8789 | 2613552.4496 | 1201313.4609
106 | 2613534.6508 | 1201315.7206 | 2613532.7318 | 1201315.8399 | 2613528.2412 | 1201315.8965 | 2613523.8891 | 1201315.3197 | 2613519.5382 | 1201314.1537 | 2613515.6703 | 1201312.3612
107 | 2613508.1357 | 1201307.0654 | 2613511.6093 | 1201310.0336 | 2613515.4402 | 1201312.2546 | 2613515.6703 | 1201312.3612
108 | 2614099.8395 | 1201591.0722 | 2614093.2244 | 1201594.9477
109 | 2614099.8395 | 1201591.0722 | 2614115.6122 | 1201619.5604
110 | 2614117.5446 | 1201623.041 | 2614116.8682 | 1201621.8289 | 2614115.6122 | 1201619.5604
111 | 2614084.6002 | 1201411.6265 | 2614083.5157 | 1201390.6215
112 | 2614285.3504 | 1201989.4936 | 2614285.9965 | 1201993.0082 | 2614286.8045 | 1201995.656 | 2614290.6754 | 1201999.9342 | 2614297.183 | 1202009.1102 | 2614302.5627 | 1202014.4907
113 | 2614285.3504 | 1201989.4936 | 2614281.8566 | 1201986.6282 | 2614250.4741 | 1201963.5633 | 2614246.8433 | 1201960.6531
114 | 2614319.8022 | 1202017.8245 | 2614313.9919 | 1202013.0302 | 2614305.3867 | 1202005.9169 | 2614285.3504 | 1201989.4936
115 | 2614246.8433 | 1201960.6531 | 2614246.6689 | 1201963.6099 | 2614242.9617 | 1201980.0878 | 2614242.2928 | 1201983.4282
116 | 2614246.8433 | 1201960.6531 | 2614239.8401 | 1201955.0446 | 2614235.9992 | 1201951.9735
117 | 2614319.8022 | 1202017.8245 | 2614322.0528 | 1202025.0337 | 2614323.4637 | 1202030.1288 | 2614324.271 | 1202036.234 | 2614324.0407 | 1202046.6169 | 2614322.1739 | 1202057.1848 | 2614318.8791 | 1202069.7949 | 2614314.3591 | 1202082.4021 | 2614305.9598 | 1202097.4346 | 2614295.9212 | 1202110.6401
118 | 2614319.8022 | 1202017.8245 | 2614321.732 | 1201998.5819
119 | 2614236.7405 | 1201997.6825 | 2614240.2739 | 1201993.5109 | 2614242.2928 | 1201983.4282
120 | 2614209.7357 | 1201930.1748 | 2614221.1394 | 1201940.0921 | 2614235.9992 | 1201951.9735
121 | 2614236.7405 | 1201997.6825 | 2614234.9547 | 1201999.8017 | 2614218.1629 | 1202019.498
122 | 2614236.7405 | 1201997.6825 | 2614254.3029 | 1202012.1619
123 | 2614197.6652 | 1201919.4698 | 2614204.1808 | 1201925.3439 | 2614209.7357 | 1201930.1748
124 | 2614268.777 | 1202024.0952 | 2614254.3029 | 1202012.1619
125 | 2614211.1735 | 1202028.572 | 2614215.9146 | 1202022.1353 | 2614218.1629 | 1202019.498
126 | 2614211.1735 | 1202028.572 | 2614207.9154 | 1202038.6031
127 | 2614211.1735 | 1202028.572 | 2614208.5555 | 1202028.6325 | 2614205.2779 | 1202030.8593 | 2614202.0074 | 1202033.2973 | 2614190.7552 | 1202044.8659 | 2614174.3895 | 1202059.4796 | 2614162.1215 | 1202069.4227
128 | 2614315.9739 | 1201817.1732 | 2614296.3713 | 1201806.9431 | 2614289.2192 | 1201803.0573 | 2614278.3867 | 1201796.0893
129 | 2614260.458 | 1201784.5566 | 2614278.3867 | 1201796.0893
130 | 2614315.9739 | 1201817.1732 | 2614306.7945 | 1201830.4807
131 | 2614315.9739 | 1201817.1732 | 2614329.5525 | 1201822.7864 | 2614342.4602 | 1201828.8872 | 2614343.0393 | 1201829.196
132 | 2614260.458 | 1201784.5566 | 2614269.138 | 1201786.0336
133 | 2614260.458 | 1201784.5566 | 2614257.6858 | 1201782.2377
134 | 2614391.4396 | 1201864.0124 | 2614387.5239 | 1201859.3672 | 2614372.2422 | 1201846.7682 | 2614365.1081 | 1201841.7595 | 2614357.7907 | 1201837.0617 | 2614343.0393 | 1201829.196
135 | 2614362.1056 | 1201659.1311 | 2614360.4779 | 1201661.9176 | 2614356.7826 | 1201670.0465 | 2614353.4582 | 1201682.1673 | 2614349.9333 | 1201704.949 | 2614343.7179 | 1201742.1765 | 2614342.2444 | 1201747.3091 | 2614339.8199 | 1201752.3394 | 2614335.3449 | 1201758.7211 | 2614330.6982 | 1201763.7127 | 2614320.2014 | 1201774.1488 | 2614314.9465 | 1201778.9166 | 2614309.8301 | 1201783.0511 | 2614305.4777 | 1201785.9201 | 2614300.5555 | 1201788.3875 | 2614295.4377 | 1201789.9094 | 2614290.3074 | 1201790.3308 | 2614285.4221 | 1201790.0857 | 2614280.1505 | 1201789.0837 | 2614269.138 | 1201786.0336
136 | 2614257.6858 | 1201782.2377 | 2614252.2173 | 1201777.6333 | 2614248.4846 | 1201773.9003
137 | 2614391.4396 | 1201864.0124 | 2614412.9423 | 1201878.3274 | 2614417.5044 | 1201879.9948 | 2614420.7992 | 1201880.1695 | 2614425.2006 | 1201879.0572 | 2614433.7501 | 1201874.5642 | 2614435.2643 | 1201874.0266
138 | 2614362.1056 | 1201659.1311 | 2614369.8434 | 1201660.0279 | 2614373.9216 | 1201660.449 | 2614377.7991 | 1201662.0814 | 2614379.8299 | 1201665.7549 | 2614381.454 | 1201670.8393 | 2614382.2535 | 1201678.847
139 | 2614223.5938 | 1201755.5201 | 2614228.4315 | 1201756.5654 | 2614232.7027 | 1201759.0547 | 2614239.1356 | 1201764.5507 | 2614248.4846 | 1201773.9003
140 | 2614444.2895 | 1201866.9037 | 2614441.2016 | 1201870.9691 | 2614439.0057 | 1201872.6981 | 2614435.2643 | 1201874.0266
141 | 2614382.3106 | 1201693.0159 | 2614382.4499 | 1201680.8138 | 2614382.2535 | 1201678.847
142 | 2614223.5938 | 1201755.5201 | 2614222.2811 | 1201747.457
143 | 2614228.9101 | 1201817.9109 | 2614230.0629 | 1201822.7719 | 2614231.6924 | 1201825.6217 | 2614236.0861 | 1201832.3243
144 | 2614228.9101 | 1201817.9109 | 2614225.9983 | 1201816.6589 | 2614220.3702 | 1201807.7267
145 | 2614238.1186 | 1201835.1134 | 2614236.371 | 1201832.7589 | 2614236.0861 | 1201832.3243
146 | 2614220.3702 | 1201807.7267 | 2614220.2264 | 1201807.4986
147 | 2614171.9248 | 1201884.4517 | 2614169.4322 | 1201880.4485 | 2614164.0751 | 1201870.5639 | 2614159.8785 | 1201862.8275
148 | 2614171.9248 | 1201884.4517 | 2614177.7151 | 1201893.7512
149 | 2614197.6652 | 1201919.4698 | 2614189.5286 | 1201910.3567 | 2614181.7369 | 1201900.2105 | 2614177.7151 | 1201893.7512
150 | 2613998.2266 | 1201771.999 | 2614001.7498 | 1201778.6887 | 2614005.2078 | 1201783.9885 | 2614007.8533 | 1201788.4638 | 2614015.85 | 1201786.2404
151 | 2613996.6197 | 1201778.9991 | 2613998.2266 | 1201771.999
152 | 2613998.2266 | 1201771.999 | 2613995.975 | 1201771.5602 | 2613994.494 | 1201770.2449 | 2613976.8869 | 1201749.2481 | 2613961.2164 | 1201729.8789 | 2613953.2759 | 1201721.3113 | 2613946.2944 | 1201713.1876
153 | 2613996.6197 | 1201778.9991 | 2613992.7611 | 1201782.3252 | 2613953.9136 | 1201810.3166 | 2613919.3594 | 1201834.6607 | 2613900.3512 | 1201846.8232 | 2613865.2409 | 1201868.2981 | 2613862.0693 | 1201870.781 | 2613858.8967 | 1201873.7308 | 2613856.01 | 1201878.0487 | 2613854.0502 | 1201883.0802 | 2613851.4557 | 1201892.6906 | 2613847.5449 | 1201905.4996 | 2613847.6842 | 1201907.8012
154 | 2614017.1498 | 1201828.9852 | 2614016.3265 | 1201832.852 | 2614012.851 | 1201835.0785 | 2614009.5786 | 1201835.0708 | 2614005.9147 | 1201833.2279 | 2614003.6806 | 1201828.5424 | 2613999.2129 | 1201815.7139 | 2613996.3813 | 1201806.1466 | 2613994.7651 | 1201797.5937 | 2613996.015 | 1201787.0131 | 2613996.5328 | 1201783.6125 | 2613996.6197 | 1201778.9991
155 | 2613944.4559 | 1201711.0483 | 2613946.2944 | 1201713.1876
156 | 2613786.5558 | 1201886.0375 | 2613796.1464 | 1201888.5831 | 2613806.1385 | 1201891.9857 | 2613813.4869 | 1201893.3034 | 2613823.074 | 1201894.0592 | 2613834.9131 | 1201895.0981 | 2613840.6218 | 1201897.9684 | 2613843.6715 | 1201902.1222 | 2613844.6844 | 1201905.0928 | 2613847.6842 | 1201907.8012
157 | 2613847.6842 | 1201907.8012 | 2613843.4101 | 1202015.383
158 | 2614213.7978 | 1201787.2488 | 2614214.2146 | 1201792.2066 | 2614218.6743 | 1201805.0352 | 2614220.2264 | 1201807.4986
159 | 2614213.7978 | 1201787.2488 | 2614213.2227 | 1201780.409 | 2614213.0259 | 1201776.7399 | 2614214.0506 | 1201774.7078
160 | 2614158.5284 | 1201776.6109 | 2614158.5686 | 1201776.6056
161 | 2614216.1061 | 1201725.6643 | 2614220.2315 | 1201738.8253 | 2614222.2811 | 1201747.457
162 | 2614215.1257 | 1201722.5367 | 2614216.1061 | 1201725.6643
163 | 2614197.6652 | 1201919.4698 | 2614196.9556 | 1201926.6609 | 2614197.1539 | 1201929.7186 | 2614195.3059 | 1201932.3601 | 2614191.4261 | 1201934.9968 | 2614190.9817 | 1201935.1428
164 | 2614186.5214 | 1201936.6083 | 2614190.9817 | 1201935.1428
165 | 2614247.3573 | 1201846.8259 | 2614242.2729 | 1201840.7105 | 2614238.1186 | 1201835.1134
166 | 2613323.5091 | 1201400.4176 | 2613304.4969 | 1201407.3904 | 2613299.8133 | 1201405.2677 | 2613301.0077 | 1201395.2205 | 2613309.0234 | 1201373.9712 | 2613314.7021 | 1201352.9391 | 2613314.7281 | 1201341.255
167 | 2613315.093 | 1201322.1991 | 2613312.5449 | 1201326.9869 | 2613311.2196 | 1201337.7454 | 2613314.7281 | 1201341.255 | 2613314.7281 | 1201341.255
168 | 2613481.529 | 1201422.5602 | 2613483.4103 | 1201401.6087 | 2613481.6209 | 1201381.6605 | 2613484.5206 | 1201364.769 | 2613493.16 | 1201333.8606 | 2613493.105 | 1201327.8683 | 2613492.4383 | 1201323.1087 | 2613489.4842 | 1201310.0394 | 2613488.8662 | 1201303.9347 | 2613489.1629 | 1201297.2207 | 2613489.8417 | 1201293.22 | 2613492.6895 | 1201285.8558
169 | 2613492.6895 | 1201285.8558 | 2613502.2083 | 1201300.5407 | 2613506.4438 | 1201305.6196 | 2613508.1357 | 1201307.0654
170 | 2613492.6895 | 1201285.8558 | 2613488.8289 | 1201283.279 | 2613486.8137 | 1201282.5297 | 2613483.8765 | 1201282.2562 | 2613479.0655 | 1201282.6123 | 2613464.5373 | 1201285.4701 | 2613457.1683 | 1201286.1651 | 2613450.9428 | 1201286.0177 | 2613428.4602 | 1201282.5099 | 2613419.5859 | 1201279.0549 | 2613360.7948 | 1201277.2895 | 2613346.0068 | 1201280.6139 | 2613333.8393 | 1201282.9326
171 | 2614271.3805 | 1201387.2222 | 2614268.8621 | 1201386.9834 | 2614263.3543 | 1201385.9475 | 2614263.3543 | 1201385.9475
172 | 2614289.0721 | 1201388.8547 | 2614289.0721 | 1201388.8547 | 2614277.643 | 1201387.8159 | 2614271.3805 | 1201387.2222
173 | 2614320.2703 | 1201385.2719 | 2614303.156 | 1201387.2652 | 2614289.0721 | 1201388.8547
174 | 2613327.374 | 1200856.232 | 2613316.7839 | 1200843.5905 | 2613306.2884 | 1200832.3146
175 | 2613327.374 | 1200856.232 | 2613176.4521 | 1201004.013
176 | 2613333.8393 | 1201282.9326 | 2613176.4521 | 1201004.013
177 | 2613333.8393 | 1201282.9326 | 2613330.0477 | 1201293.7967 | 2613320.6234 | 1201311.8077 | 2613315.093 | 1201322.1991
178 | 2614877.5968 | 1201014.601 | 2614677.536 | 1201057.8814
179 | 2614877.5968 | 1201014.601 | 2614879.7239 | 1201014.9456
180 | 2614530.5796 | 1200944.8745 | 2614543.361 | 1200957.988 | 2614570.2625 | 1200978.809 | 2614589.6092 | 1200998.1887 | 2614624.4487 | 1201025.3438 | 2614658.4844 | 1201048.0169 | 2614677.536 | 1201057.8814
181 | 2614881.0265 | 1201015.1327 | 2614880.2684 | 1201015.0338 | 2614879.7239 | 1201014.9456
182 | 2614509.881 | 1200925.0983 | 2614516.1644 | 1200930.0849 | 2614530.5796 | 1200944.8745
183 | 2614916.8395 | 1201015.6138 | 2614913.438 | 1201018.3624 | 2614911.6907 | 1201023.1496 | 2614910.9644 | 1201027.5168
184 | 2614916.8395 | 1201015.6138 | 2614912.634 | 1201014.1915 | 2614908.4493 | 1201013.5697 | 2614902.0177 | 1201013.5537 | 2614893.2404 | 1201014.1433 | 2614884.9631 | 1201015.6458 | 2614881.0265 | 1201015.1327
185 | 2614916.8395 | 1201015.6138 | 2614922.5353 | 1201014.6275 | 2614925.6979 | 1201014.7986
186 | 2614925.6979 | 1201014.7986 | 2614930.2902 | 1201015.047 | 2614938.6656 | 1201013.8561 | 2614948.9629 | 1201011.1692 | 2614964.9153 | 1201005.4725 | 2614972.4672 | 1201001.279
187 | 2614972.4672 | 1201001.279 | 2614978.528 | 1200997.9135 | 2614987.61 | 1200991.177 | 2614995.3465 | 1200983.7479 | 2614996.74 | 1200981.9868

## bus_geodata
| x | y | coords
0 | 2614084.3799 | 1201161.5184
1 | 2614088.6243 | 1201183.5479
2 | 2614062.5663 | 1201105.8999
3 | 2614091.2556 | 1201199.8227
4 | 2614121.266 | 1201092.1997
5 | 2614050.9346 | 1201119.6245
6 | 2614094.6515 | 1201220.8262
7 | 2614121.8515 | 1201092.0631
8 | 2614029.1107 | 1201130.1367
9 | 2614094.3501 | 1201258.3877
10 | 2614142.4105 | 1201226.0626
11 | 2614124.5786 | 1201091.4266
12 | 2613864.2996 | 1201119.8239
13 | 2614391.3145 | 1200806.0393
14 | 2614474.8568 | 1200873.41
15 | 2614485.5795 | 1200895.3384
16 | 2613910.3508 | 1200900.2329
17 | 2613921.9693 | 1200895.1618
18 | 2613804.5209 | 1201090.1923
19 | 2613926.9187 | 1200893.0015
20 | 2613808.2427 | 1201096.134
21 | 2613814.9618 | 1201119.5393
22 | 2613943.437 | 1200885.7918
23 | 2613916.298 | 1200821.8498
24 | 2614221.046 | 1201360.9642
25 | 2614239.1161 | 1201362.4884
26 | 2614248.165 | 1201370.9517
27 | 2614083.2516 | 1201343.8466
28 | 2614255.2009 | 1201380.4363
29 | 2614082.7015 | 1201364.5264
30 | 2613895.2829 | 1200851.9862
31 | 2613899.1573 | 1200864.3108
32 | 2613780.9494 | 1200841.4481
33 | 2613884.6276 | 1200788.3584
34 | 2613761.3802 | 1200851.3642
35 | 2613761.5763 | 1200855.4335
36 | 2613696.382 | 1201269.4404
37 | 2613713.2107 | 1201271.657
38 | 2613565.6576 | 1201295.3254
39 | 2613736.9838 | 1201264.0981
40 | 2613779.2427 | 1201241.8421
41 | 2613780.4269 | 1201241.2364
42 | 2613790.4488 | 1201236.1107
43 | 2613819.7138 | 1201221.9652
44 | 2614082.8009 | 1201369.7628
45 | 2614083.4217 | 1201388.7992
46 | 2614043.202 | 1201369.0015
47 | 2614047.9629 | 1201488.2726
48 | 2614021.1366 | 1201467.1049
49 | 2614059.2384 | 1201515.7806
50 | 2614015.5714 | 1201455.7793
51 | 2614088.0955 | 1201513.6805
52 | 2614061.9123 | 1201521.2009
53 | 2614043.6722 | 1201523.72
54 | 2614066.2377 | 1201529.838
55 | 2614098.9765 | 1201689.812
56 | 2614093.8937 | 1201670.2551
57 | 2614117.4182 | 1201734.1244
58 | 2614090.4691 | 1201656.6302
59 | 2614104.3362 | 1201740.4526
60 | 2614152.4673 | 1201739.7032
61 | 2614123.3782 | 1201633.495
62 | 2614074.5731 | 1201610.4297
63 | 2614087.3636 | 1201744.6119
64 | 2614123.1754 | 1201781.8351
65 | 2614169.5631 | 1201741.329
66 | 2614121.3177 | 1201629.8024
67 | 2614123.9779 | 1201634.6029
68 | 2614052.6384 | 1201589.8027
69 | 2614042.6495 | 1201758.5289
70 | 2614145.9694 | 1201835.2022
71 | 2614169.9599 | 1201744.0758
72 | 2614160.0106 | 1201704.7059
73 | 2614089.8318 | 1201452.3528
74 | 2614093.8642 | 1201469.5064
75 | 2614089.564 | 1201451.1046
76 | 2614086.9053 | 1201436.4477
77 | 2614086.3306 | 1201432.6121
78 | 2614084.6198 | 1201412.0074
79 | 2614047.1141 | 1201580.1462
80 | 2614028.8199 | 1201544.4027
81 | 2614042.5674 | 1201524.9655
82 | 2613938.5069 | 1201664.7295
83 | 2613925.4421 | 1201676.4446
84 | 2614157.7675 | 1201699.1063
85 | 2614130.6247 | 1201646.8824
86 | 2614176.0681 | 1201774.3289
87 | 2614218.8752 | 1201755.5867
88 | 2614181.4475 | 1201741.7786
89 | 2613566.5468 | 1201292.2438
90 | 2613559.0117 | 1201305.0946
91 | 2613552.4496 | 1201313.4609
92 | 2613534.6508 | 1201315.7206
93 | 2613585.0157 | 1201330.8106
94 | 2613515.6703 | 1201312.3612
95 | 2614093.2244 | 1201594.9477
96 | 2614099.8395 | 1201591.0722
97 | 2614115.6122 | 1201619.5604
98 | 2614053.4166 | 1201543.7205
99 | 2614117.5446 | 1201623.041
100 | 2614084.6002 | 1201411.6265
101 | 2614083.5158 | 1201390.6215
102 | 2614302.5627 | 1202014.4907
103 | 2614285.3504 | 1201989.4936
104 | 2614246.8433 | 1201960.6531
105 | 2614319.8022 | 1202017.8245
106 | 2614242.2928 | 1201983.4282
107 | 2614235.9992 | 1201951.9735
108 | 2614295.9212 | 1202110.6401
109 | 2614321.732 | 1201998.5819
110 | 2614236.7405 | 1201997.6825
111 | 2614209.7357 | 1201930.1748
112 | 2614254.3029 | 1202012.1619
113 | 2614268.777 | 1202024.0952
114 | 2614218.1629 | 1202019.498
115 | 2614211.1735 | 1202028.572
116 | 2614207.9154 | 1202038.6031
117 | 2614162.1215 | 1202069.4227
118 | 2614278.3867 | 1201796.0893
119 | 2614315.9739 | 1201817.1732
120 | 2614260.458 | 1201784.5566
121 | 2614306.7945 | 1201830.4807
122 | 2614343.0393 | 1201829.196
123 | 2614269.138 | 1201786.0336
124 | 2614257.6858 | 1201782.2377
125 | 2614391.4396 | 1201864.0124
126 | 2614362.1056 | 1201659.1311
127 | 2614248.4846 | 1201773.9003
128 | 2614435.2643 | 1201874.0266
129 | 2614382.2535 | 1201678.847
130 | 2614223.5938 | 1201755.5201
131 | 2614228.9101 | 1201817.9109
132 | 2614236.0861 | 1201832.3243
133 | 2614220.3702 | 1201807.7267
134 | 2614159.8785 | 1201862.8275
135 | 2614171.9248 | 1201884.4517
136 | 2614177.7151 | 1201893.7512
137 | 2614015.85 | 1201786.2404
138 | 2613998.2266 | 1201771.999
139 | 2613996.6197 | 1201778.9991
140 | 2613946.2944 | 1201713.1876
141 | 2613847.6842 | 1201907.8012
142 | 2614017.1498 | 1201828.9852
143 | 2613944.4559 | 1201711.0483
144 | 2613786.5558 | 1201886.0375
145 | 2613843.4101 | 1202015.383
146 | 2614213.7978 | 1201787.2488
147 | 2614220.2264 | 1201807.4986
148 | 2614214.0506 | 1201774.7078
149 | 2614158.5686 | 1201776.6056
150 | 2614189.4333 | 1201813.2821
151 | 2614222.2811 | 1201747.457
152 | 2614200.6742 | 1201734.9991
153 | 2614158.5284 | 1201776.6109
154 | 2614216.1061 | 1201725.6643
155 | 2614215.1257 | 1201722.5367
156 | 2614197.6652 | 1201919.4698
157 | 2614190.9817 | 1201935.1428
158 | 2614186.5214 | 1201936.6083
159 | 2614238.1186 | 1201835.1134
160 | 2614247.3573 | 1201846.8259
161 | 2614382.3106 | 1201693.0159
162 | 2613921.239 | 1201681.3618
163 | 2613323.5091 | 1201400.4176
164 | 2613314.7281 | 1201341.255
165 | 2613481.529 | 1201422.5602
166 | 2613492.6895 | 1201285.8558
167 | 2614444.2895 | 1201866.9037
168 | 2614263.3543 | 1201385.9475
169 | 2614271.3805 | 1201387.2222
170 | 2614289.0721 | 1201388.8547
171 | 2614320.2703 | 1201385.2719
172 | 2613306.2884 | 1200832.3146
173 | 2613327.374 | 1200856.232
174 | 2613176.4521 | 1201004.013
175 | 2613333.8393 | 1201282.9326
176 | 2613315.093 | 1201322.1991
177 | 2613508.1357 | 1201307.0654
178 | 2614877.5968 | 1201014.601
179 | 2614677.536 | 1201057.8814
180 | 2614879.7239 | 1201014.9456
181 | 2614509.881 | 1200925.0983
182 | 2614530.5796 | 1200944.8745
183 | 2614910.9644 | 1201027.5168
184 | 2614916.8395 | 1201015.6138
185 | 2614881.0265 | 1201015.1327
186 | 2614925.6979 | 1201014.7986
187 | 2614972.4672 | 1201001.279
188 | 2614996.74 | 1200981.9868
189 | 2614123.3782 | 1201633.495

## line_std_types
| c_nf_per_km | r_ohm_per_km | x_ohm_per_km | max_i_ka | type | q_mm2 | alpha | voltage_rating
NAYY 4x50 SE | 210 | 0.642 | 0.083 | 0.142 | cs | 50 | 0.00403 | LV
NAYY 4x120 SE | 264 | 0.225 | 0.08 | 0.242 | cs | 120 | 0.00403 | LV
NAYY 4x150 SE | 261 | 0.208 | 0.08 | 0.27 | cs | 150 | 0.00403 | LV
NA2XS2Y 1x95 RM/25 12/20 kV | 216 | 0.313 | 0.132 | 0.252 | cs | 95 | 0.00403 | MV
NA2XS2Y 1x185 RM/25 12/20 kV | 273 | 0.161 | 0.117 | 0.362 | cs | 185 | 0.00403 | MV
NA2XS2Y 1x240 RM/25 12/20 kV | 304 | 0.122 | 0.112 | 0.421 | cs | 240 | 0.00403 | MV
NA2XS2Y 1x95 RM/25 6/10 kV | 315 | 0.313 | 0.123 | 0.249 | cs | 95 | 0.00403 | MV
NA2XS2Y 1x185 RM/25 6/10 kV | 406 | 0.161 | 0.11 | 0.358 | cs | 185 | 0.00403 | MV
NA2XS2Y 1x240 RM/25 6/10 kV | 456 | 0.122 | 0.105 | 0.416 | cs | 240 | 0.00403 | MV
NA2XS2Y 1x150 RM/25 12/20 kV | 250 | 0.206 | 0.116 | 0.319 | cs | 150 | 0.00403 | MV
NA2XS2Y 1x120 RM/25 12/20 kV | 230 | 0.253 | 0.119 | 0.283 | cs | 120 | 0.00403 | MV
NA2XS2Y 1x70 RM/25 12/20 kV | 190 | 0.443 | 0.132 | 0.22 | cs | 70 | 0.00403 | MV
NA2XS2Y 1x150 RM/25 6/10 kV | 360 | 0.206 | 0.11 | 0.315 | cs | 150 | 0.00403 | MV
NA2XS2Y 1x120 RM/25 6/10 kV | 340 | 0.253 | 0.113 | 0.28 | cs | 120 | 0.00403 | MV
NA2XS2Y 1x70 RM/25 6/10 kV | 280 | 0.443 | 0.123 | 0.217 | cs | 70 | 0.00403 | MV
N2XS(FL)2Y 1x120 RM/35 64/110 kV | 112 | 0.153 | 0.166 | 0.366 | cs | 120 | 0.00393 | HV
N2XS(FL)2Y 1x185 RM/35 64/110 kV | 125 | 0.099 | 0.156 | 0.457 | cs | 185 | 0.00393 | HV
N2XS(FL)2Y 1x240 RM/35 64/110 kV | 135 | 0.075 | 0.149 | 0.526 | cs | 240 | 0.00393 | HV
N2XS(FL)2Y 1x300 RM/35 64/110 kV | 144 | 0.06 | 0.144 | 0.588 | cs | 300 | 0.00393 | HV
15-AL1/3-ST1A 0.4 | 11 | 1.8769 | 0.35 | 0.105 | ol | 16 | 0.00403 | LV
24-AL1/4-ST1A 0.4 | 11.25 | 1.2012 | 0.335 | 0.14 | ol | 24 | 0.00403 | LV
48-AL1/8-ST1A 0.4 | 12.2 | 0.5939 | 0.3 | 0.21 | ol | 48 | 0.00403 | LV
94-AL1/15-ST1A 0.4 | 13.2 | 0.306 | 0.29 | 0.35 | ol | 94 | 0.00403 | LV
34-AL1/6-ST1A 10.0 | 9.7 | 0.8342 | 0.36 | 0.17 | ol | 34 | 0.00403 | MV
48-AL1/8-ST1A 10.0 | 10.1 | 0.5939 | 0.35 | 0.21 | ol | 48 | 0.00403 | MV
70-AL1/11-ST1A 10.0 | 10.4 | 0.4132 | 0.339 | 0.29 | ol | 70 | 0.00403 | MV
94-AL1/15-ST1A 10.0 | 10.75 | 0.306 | 0.33 | 0.35 | ol | 94 | 0.00403 | MV
122-AL1/20-ST1A 10.0 | 11.1 | 0.2376 | 0.323 | 0.41 | ol | 122 | 0.00403 | MV
149-AL1/24-ST1A 10.0 | 11.25 | 0.194 | 0.315 | 0.47 | ol | 149 | 0.00403 | MV
34-AL1/6-ST1A 20.0 | 9.15 | 0.8342 | 0.382 | 0.17 | ol | 34 | 0.00403 | MV
48-AL1/8-ST1A 20.0 | 9.5 | 0.5939 | 0.372 | 0.21 | ol | 48 | 0.00403 | MV
70-AL1/11-ST1A 20.0 | 9.7 | 0.4132 | 0.36 | 0.29 | ol | 70 | 0.00403 | MV
94-AL1/15-ST1A 20.0 | 10 | 0.306 | 0.35 | 0.35 | ol | 94 | 0.00403 | MV
122-AL1/20-ST1A 20.0 | 10.3 | 0.2376 | 0.344 | 0.41 | ol | 122 | 0.00403 | MV
149-AL1/24-ST1A 20.0 | 10.5 | 0.194 | 0.337 | 0.47 | ol | 149 | 0.00403 | MV
184-AL1/30-ST1A 20.0 | 10.75 | 0.1571 | 0.33 | 0.535 | ol | 184 | 0.00403 | MV
243-AL1/39-ST1A 20.0 | 11 | 0.1188 | 0.32 | 0.645 | ol | 243 | 0.00403 | MV
48-AL1/8-ST1A 110.0 | 8 | 0.5939 | 0.46 | 0.21 | ol | 48 | 0.00403 | HV
70-AL1/11-ST1A 110.0 | 8.4 | 0.4132 | 0.45 | 0.29 | ol | 70 | 0.00403 | HV
94-AL1/15-ST1A 110.0 | 8.65 | 0.306 | 0.44 | 0.35 | ol | 94 | 0.00403 | HV
122-AL1/20-ST1A 110.0 | 8.5 | 0.2376 | 0.43 | 0.41 | ol | 122 | 0.00403 | HV
149-AL1/24-ST1A 110.0 | 8.75 | 0.194 | 0.41 | 0.47 | ol | 149 | 0.00403 | HV
184-AL1/30-ST1A 110.0 | 8.8 | 0.1571 | 0.4 | 0.535 | ol | 184 | 0.00403 | HV
243-AL1/39-ST1A 110.0 | 9 | 0.1188 | 0.39 | 0.645 | ol | 243 | 0.00403 | HV
305-AL1/39-ST1A 110.0 | 9.2 | 0.0949 | 0.38 | 0.74 | ol | 305 | 0.00403 | HV
490-AL1/64-ST1A 110.0 | 9.75 | 0.059 | 0.37 | 0.96 | ol | 490 | 0.00403 | HV
679-AL1/86-ST1A 110.0 | 9.95 | 0.042 | 0.36 | 1.15 | ol | 679 | 0.00403 | HV
490-AL1/64-ST1A 220.0 | 10 | 0.059 | 0.285 | 0.96 | ol | 490 | 0.00403 | HV
679-AL1/86-ST1A 220.0 | 11.7 | 0.042 | 0.275 | 1.15 | ol | 679 | 0.00403 | HV
490-AL1/64-ST1A 380.0 | 11 | 0.059 | 0.253 | 0.96 | ol | 490 | 0.00403 | HV
679-AL1/86-ST1A 380.0 | 14.6 | 0.042 | 0.25 | 1.15 | ol | 679 | 0.00403 | HV

## trafo_std_types
| i0_percent | pfe_kw | vkr_percent | sn_mva | vn_lv_kv | vn_hv_kv | vk_percent | shift_degree | vector_group | tap_side | tap_neutral | tap_min | tap_max | tap_step_degree | tap_step_percent | tap_phase_shifter
160 MVA 380/110 kV | 0.06 | 60 | 0.25 | 160 | 110 | 380 | 12.2 | 0 | Yy0 | hv | 0 | -9 | 9 | 0 | 1.5 | FALSE
100 MVA 220/110 kV | 0.06 | 55 | 0.26 | 100 | 110 | 220 | 12 | 0 | Yy0 | hv | 0 | -9 | 9 | 0 | 1.5 | FALSE
63 MVA 110/20 kV | 0.04 | 22 | 0.32 | 63 | 20 | 110 | 18 | 150 | YNd5 | hv | 0 | -9 | 9 | 0 | 1.5 | FALSE
40 MVA 110/20 kV | 0.05 | 18 | 0.34 | 40 | 20 | 110 | 16.2 | 150 | YNd5 | hv | 0 | -9 | 9 | 0 | 1.5 | FALSE
25 MVA 110/20 kV | 0.07 | 14 | 0.41 | 25 | 20 | 110 | 12 | 150 | YNd5 | hv | 0 | -9 | 9 | 0 | 1.5 | FALSE
63 MVA 110/10 kV | 0.04 | 22 | 0.32 | 63 | 10 | 110 | 18 | 150 | YNd5 | hv | 0 | -9 | 9 | 0 | 1.5 | FALSE
40 MVA 110/10 kV | 0.05 | 18 | 0.34 | 40 | 10 | 110 | 16.2 | 150 | YNd5 | hv | 0 | -9 | 9 | 0 | 1.5 | FALSE
25 MVA 110/10 kV | 0.07 | 14 | 0.41 | 25 | 10 | 110 | 12 | 150 | YNd5 | hv | 0 | -9 | 9 | 0 | 1.5 | FALSE
0.25 MVA 20/0.4 kV | 0.32 | 0.8 | 1.44 | 0.25 | 0.4 | 20 | 6 | 150 | Yzn5 | hv | 0 | -2 | 2 | 0 | 2.5 | FALSE
0.4 MVA 20/0.4 kV | 0.3375 | 1.35 | 1.425 | 0.4 | 0.4 | 20 | 6 | 150 | Dyn5 | hv | 0 | -2 | 2 | 0 | 2.5 | FALSE
0.63 MVA 20/0.4 kV | 0.2619 | 1.65 | 1.206 | 0.63 | 0.4 | 20 | 6 | 150 | Dyn5 | hv | 0 | -2 | 2 | 0 | 2.5 | FALSE
0.25 MVA 10/0.4 kV | 0.24 | 0.6 | 1.2 | 0.25 | 0.4 | 10 | 4 | 150 | Dyn5 | hv | 0 | -2 | 2 | 0 | 2.5 | FALSE
0.4 MVA 10/0.4 kV | 0.2375 | 0.95 | 1.325 | 0.4 | 0.4 | 10 | 4 | 150 | Dyn5 | hv | 0 | -2 | 2 | 0 | 2.5 | FALSE
0.63 MVA 10/0.4 kV | 0.1873 | 1.18 | 1.0794 | 0.63 | 0.4 | 10 | 4 | 150 | Dyn5 | hv | 0 | -2 | 2 | 0 | 2.5 | FALSE

## trafo3w_std_types
| sn_hv_mva | sn_mv_mva | sn_lv_mva | vn_hv_kv | vn_mv_kv | vn_lv_kv | vk_hv_percent | vk_mv_percent | vk_lv_percent | vkr_hv_percent | vkr_mv_percent | vkr_lv_percent | pfe_kw | i0_percent | shift_mv_degree | shift_lv_degree | vector_group | tap_side | tap_neutral | tap_min | tap_max | tap_step_percent
63/25/38 MVA 110/20/10 kV | 63 | 25 | 38 | 110 | 20 | 10 | 10.4 | 10.4 | 10.4 | 0.28 | 0.32 | 0.35 | 35 | 0.89 | 0 | 0 | YN0yn0yn0 | hv | 0 | -10 | 10 | 1.2
63/25/38 MVA 110/10/10 kV | 63 | 25 | 38 | 110 | 10 | 10 | 10.4 | 10.4 | 10.4 | 0.28 | 0.32 | 0.35 | 35 | 0.89 | 0 | 0 | YN0yn0yn0 | hv | 0 | -10 | 10 | 1.2

## fuse_std_types
| fuse_type | i_rated_a | t_avg | t_min | t_total | x_avg | x_min | x_total
HV 100A | HV 100A | 100 | 0 | [10.0, 3.64, 0.854, 0.281, 0.1, 0.0531, 0.022, 0.01] | [10.0, 4.267, 1.21, 0.403, 0.1, 0.058, 0.022, 0.01] | 0 | [300.0, 350.0, 450.0, 550.0, 700.0, 850.0, 1200.0, 1752.0] | [600.0, 700.0, 900.0, 1150.0, 1665.0, 2000.0, 3000.0, 4313.0]
HV 10A | HV 10A | 10 | 0 | [10.0, 1675.0, 0.344, 0.156, 0.1, 0.0417, 0.0171, 0.01] | [10.0, 1.3, 0.3, 0.155, 0.1, 0.0555, 0.023, 0.01] | 0 | [30.0, 32.0, 35.0, 37.0, 39.0, 50.0, 70.0, 88.0] | [60.0, 70.0, 80.0, 87.0, 94.0, 110.0, 150.0, 216.0]
HV 125A | HV 125A | 125 | 0 | [10.0, 1.82, 0.344, 0.1, 0.0467, 0.0269, 0.01] | [10.0, 2.478, 0.426, 0.1, 0.0427, 0.0211, 0.01] | 0 | [375.0, 500.0, 700.0, 925.0, 1200.0, 1500.0, 2341.0] | [750.0, 1000.0, 1500.0, 2200.0, 3000.0, 4000.0, 5765.0]
HV 160A | HV 160A | 160 | 0 | [10.0, 4.15, 1.03, 0.198, 0.1, 0.051, 0.0172, 0.01] | [10.0, 2.3, 0.734, 0.274, 0.1, 0.046, 0.0177, 0.01] | 0 | [480.0, 550.0, 700.0, 1000.0, 1260.0, 1600.0, 2500.0, 3227.0] | [960.0, 1300.0, 1700.0, 2200.0, 2996.0, 4000.0, 6000.0, 7946.0]
HV 16A | HV 16A | 16 | 0 | [10.0, 0.352, 0.164, 0.1, 0.0649, 0.0342, 0.01] | [10.0, 2.34, 0.722, 0.181, 0.1, 0.055, 0.0296, 0.01] | 0 | [48.0, 60.0, 65.0, 71.0, 80.0, 100.0, 162.0] | [96.0, 110.0, 125.0, 150.0, 168.0, 200.0, 250.0, 398.0]
HV 200A | HV 200A | 200 | 0 | [10.0, 4.267, 1.21, 0.403, 0.1, 0.058, 0.022, 0.01] | [10.0, 3.73, 1.654, 0.328, 0.1, 0.0531, 0.019, 0.01] | 0 | [600.0, 700.0, 900.0, 1150.0, 1665.0, 2000.0, 3000.0, 4313.0] | [1200.0, 1500.0, 1800.0, 2700.0, 3960.0, 5000.0, 7500.0, 10620.0]
HV 20A | HV 20A | 20 | 0 | [10.0, 1.3, 0.3, 0.155, 0.1, 0.0555, 0.023, 0.01] | [10.0, 1.3, 0.161, 0.1, 0.0611, 0.0399, 0.0141, 0.01] | 0 | [60.0, 70.0, 80.0, 87.0, 94.0, 110.0, 150.0, 216.0] | [120.0, 150.0, 200.0, 223.0, 260.0, 300.0, 450.0, 532.0]
HV 25A | HV 25A | 25 | 0 | [10.0, 2.512, 0.833, 0.299, 0.1, 0.0372, 0.0223, 0.01] | [10.0, 3.125, 0.597, 0.198, 0.1, 0.0378, 0.022, 0.01] | 0 | [75.0, 82.0, 90.0, 100.0, 124.0, 170.0, 200.0, 289.0] | [150.0, 170.0, 210.0, 250.0, 294.0, 400.0, 500.0, 711.0]
HV 31.5A | HV 31.5A | 31.5 | 0 | [10.0, 2.34, 0.722, 0.181, 0.1, 0.055, 0.0296, 0.01] | [10.0, 2.84, 0.368, 0.164, 0.1, 0.0621, 0.0378, 0.0195, 0.01] | 0 | [95.0, 110.0, 125.0, 150.0, 165.0, 200.0, 250.0, 390.0] | [189.0, 220.0, 300.0, 350.0, 393.0, 450.0, 530.0, 700.0, 960.0]
HV 40A | HV 40A | 40 | 0 | [10.0, 1.3, 0.161, 0.1, 0.0611, 0.0399, 0.0141, 0.01] | [10.0, 2.05, 0.369, 0.198, 0.1, 0.051, 0.0298, 0.01] | 0 | [120.0, 150.0, 200.0, 223.0, 260.0, 300.0, 450.0, 532.0] | [240.0, 300.0, 400.0, 450.0, 530.0, 650.0, 800.0, 1311.0]
HV 50A | HV 50A | 50 | 0 | [10.0, 3.215, 0.597, 0.198, 0.1, 0.0378, 0.022, 0.01] | [10.0, 3.64, 0.854, 0.281, 0.1, 0.0531, 0.022, 0.01] | 0 | [150.0, 170.0, 210.0, 250.0, 294.0, 400.0, 500.0, 711.0] | [300.0, 350.0, 450.0, 550.0, 700.0, 850.0, 1200.0, 1752.0]
HV 6.3A | HV 6.3A | 6.3 | 0 | [10.0, 1.39, 0.344, 0.168, 0.1, 0.056, 0.0263, 0.01] | [10.0, 1.711, 0.516, 0.198, 0.1, 0.0634, 0.0303, 0.01] | 0 | [19.0, 19.5, 20.4, 20.8, 22.0, 25.0, 32.0, 48.0] | [38.0, 40.0, 43.0, 48.0, 53.0, 60.0, 75.0, 118.0]
HV 63A | HV 63A | 63 | 0 | [10.0, 2.84, 0.368, 0.164, 0.1, 0.0621, 0.0378, 0.0195, 0.01] | [10.0, 1.82, 0.344, 0.1, 0.0467, 0.0269, 0.01] | 0 | [189.0, 220.0, 300.0, 350.0, 393.0, 450.0, 530.0, 700.0, 961.0] | [378.0, 500.0, 700.0, 934.0, 1200.0, 1500.0, 2366.0]
HV 80A | HV 80A | 80 | 0 | [10.0, 2.05, 0.369, 0.198, 0.1, 0.051, 0.0298, 0.01] | [10.0, 4.15, 1.03, 0.198, 0.1, 0.051, 0.0172, 0.01] | 0 | [240.0, 300.0, 400.0, 450.0, 530.0, 650.0, 800.0, 1311.0] | [480.0, 550.0, 700.0, 1000.0, 1260.0, 1600.0, 2500.0, 3227.0]
Siemens NH-1-100 | Siemens NH-1-100 | 100 | [5400.0, 2000.0, 400.0, 20.0, 1.0, 0.2, 0.012, 0.004] | 0 | 0 | [150.0, 190.0, 250.0, 430.0, 900.0, 1250.0, 2700.0, 3600.0] | 0 | 0
Siemens NH-1-125 | Siemens NH-1-125 | 125 | [4800.0, 120.0, 7.0, 0.1, 0.004] | 0 | 0 | [180.0, 400.0, 740.0, 2000.0, 4250.0] | 0 | 0
Siemens NH-1-16 | Siemens NH-1-16 | 16 | [4000.0, 400.0, 2.0, 0.1, 0.04, 0.01] | 0 | 0 | [26.0, 35.0, 75.0, 150.0, 200.0, 300.0] | 0 | 0
Siemens NH-1-160 | Siemens NH-1-160 | 160 | [4800.0, 120.0, 7.0, 0.1, 0.004] | 0 | 0 | [210.0, 500.0, 900.0, 2300.0, 5000.0] | 0 | 0
Siemens NH-1-25 | Siemens NH-1-25 | 25 | [4000.0, 1000.0, 10.0, 0.2, 0.02, 0.01] | 0 | 0 | [40.0, 50.0, 100.0, 210.0, 400.0, 500.0] | 0 | 0
Siemens NH-1-50 | Siemens NH-1-50 | 50 | [4000.0, 40.0, 4.0, 1.0, 0.02, 0.01] | 0 | 0 | [86.0, 200.0, 300.0, 400.0, 1000.0, 1280.0] | 0 | 0
Siemens NH-1-63 | Siemens NH-1-63 | 63 | [4000.0, 100.0, 10.0, 2.0, 0.04, 0.01] | 0 | 0 | [100.0, 200.0, 300.0, 400.0, 1000.0, 1500.0] | 0 | 0
Siemens NH-1-80 | Siemens NH-1-80 | 80 | [4800.0, 120.0, 7.0, 0.1, 0.01] | 0 | 0 | [150.58, 250.0, 450.0, 1150.0, 2470.0] | 0 | 0
Siemens NH-2-1000 | Siemens NH-2-1000 | 1000 | [4800.0, 120.0, 7.0, 0.1, 0.004] | 0 | 0 | [1900.0, 3500.0, 8400.0, 24000.0, 52000.0] | 0 | 0
Siemens NH-2-200 | Siemens NH-2-200 | 200 | [4800.0, 120.0, 7.0, 0.1, 0.004] | 0 | 0 | [280.0, 650.0, 1200.0, 3000.0, 7000.0] | 0 | 0
Siemens NH-2-224 | Siemens NH-2-224 | 224 | [4800.0, 120.0, 7.0, 0.2, 0.04, 0.004] | 0 | 0 | [400.0, 750.0, 1453.0, 3025.0, 4315.0, 7600.0] | 0 | 0
Siemens NH-2-250 | Siemens NH-2-250 | 250 | [4800.0, 120.0, 7.0, 0.1, 0.004] | 0 | 0 | [450.0, 800.0, 1650.0, 4000.0, 8500.0] | 0 | 0
Siemens NH-2-315 | Siemens NH-2-315 | 315 | [4800.0, 120.0, 7.0, 0.1, 0.004] | 0 | 0 | [550.0, 920.0, 1900.0, 5000.0, 11000.0] | 0 | 0
Siemens NH-2-355 | Siemens NH-2-355 | 355 | [4800.0, 120.0, 6.0, 0.1, 0.004] | 0 | 0 | [650.0, 1116.27, 2350.0, 5840.0, 12790.0] | 0 | 0
Siemens NH-2-400 | Siemens NH-2-400 | 400 | [4800.0, 120.0, 7.0, 0.1, 0.004] | 0 | 0 | [720.0, 1350.0, 2800.0, 6500.0, 15000.0] | 0 | 0
Siemens NH-2-425 | Siemens NH-2-425 | 425 | [4800.0, 120.0, 7.0, 0.1, 0.004] | 0 | 0 | [850.0, 1500.0, 3050.0, 7500.0, 16500.0] | 0 | 0
Siemens NH-2-630 | Siemens NH-2-630 | 630 | [4800.0, 120.0, 7.0, 0.1, 0.004] | 0 | 0 | [1200.0, 2000.0, 4800.0, 12000.0, 26000.0] | 0 | 0

## dtypes
| element | column | dtype
0 | bus | name | object
1 | bus | vn_kv | float64
2 | bus | type | object
3 | bus | zone | object
4 | bus | in_service | bool
5 | load | name | object
6 | load | bus | uint32
7 | load | p_mw | float64
8 | load | q_mvar | float64
9 | load | const_z_percent | float64
10 | load | const_i_percent | float64
11 | load | sn_mva | float64
12 | load | scaling | float64
13 | load | in_service | bool
14 | load | type | object
15 | ext_grid | name | object
16 | ext_grid | bus | uint32
17 | ext_grid | vm_pu | float64
18 | ext_grid | va_degree | float64
19 | ext_grid | slack_weight | float64
20 | ext_grid | in_service | bool
21 | line | name | object
22 | line | std_type | object
23 | line | from_bus | uint32
24 | line | to_bus | uint32
25 | line | length_km | float64
26 | line | r_ohm_per_km | float64
27 | line | x_ohm_per_km | float64
28 | line | c_nf_per_km | float64
29 | line | g_us_per_km | float64
30 | line | max_i_ka | float64
31 | line | df | float64
32 | line | parallel | uint32
33 | line | type | object
34 | line | in_service | bool
35 | trafo | name | object
36 | trafo | std_type | object
37 | trafo | hv_bus | uint32
38 | trafo | lv_bus | uint32
39 | trafo | sn_mva | float64
40 | trafo | vn_hv_kv | float64
41 | trafo | vn_lv_kv | float64
42 | trafo | vk_percent | float64
43 | trafo | vkr_percent | float64
44 | trafo | pfe_kw | float64
45 | trafo | i0_percent | float64
46 | trafo | shift_degree | float64
47 | trafo | tap_side | object
48 | trafo | tap_neutral | int32
49 | trafo | tap_min | int32
50 | trafo | tap_max | int32
51 | trafo | tap_step_percent | float64
52 | trafo | tap_step_degree | float64
53 | trafo | tap_pos | int32
54 | trafo | tap_phase_shifter | bool
55 | trafo | parallel | uint32
56 | trafo | df | float64
57 | trafo | in_service | bool
58 | line_geodata | coords | object
59 | bus_geodata | x | float64
60 | bus_geodata | y | float64
61 | bus_geodata | coords | object

## parameters
| version | format_version | converged | OPF_converged | name | f_hz | sn_mva
0 | 2.14.6 | 2.14.0 | FALSE | FALSE |  | 50 | 1