## bus
| name | vn_kv | type | zone | in_service
0 | bus_LV_762-8_1_3_node_4 | 0.4 | n |  | TRUE
1 | bus_LV_762-8_1_3_node_5 | 0.4 | n |  | TRUE
2 | bus_LV_762-8_1_3_node_6 | 0.4 | n |  | TRUE
3 | bus_LV_762-8_1_3_node_233 | 0.4 | n |  | TRUE
4 | bus_LV_762-8_1_3_node_8 | 0.4 | n |  | TRUE
5 | bus_LV_762-8_1_3_node_9 | 0.4 | n |  | TRUE
6 | bus_LV_762-8_1_3_node_253 | 0.4 | n |  | TRUE
7 | bus_LV_762-8_1_3_node_227 | 0.4 | n |  | TRUE
8 | bus_LV_762-8_1_3_node_229 | 0.4 | n |  | TRUE
9 | bus_LV_762-8_1_3_node_232 | 0.4 | n |  | TRUE
10 | bus_LV_762-8_1_3_node_231 | 0.4 | n |  | TRUE
11 | bus_LV_762-8_1_3_node_234 | 0.4 | n |  | TRUE
12 | bus_LV_762-8_1_3_node_236 | 0.4 | n |  | TRUE
13 | bus_LV_762-8_1_3_node_235 | 0.4 | n |  | TRUE
14 | bus_LV_762-8_1_3_node_77 | 0.4 | n |  | TRUE
15 | bus_LV_762-8_1_3_node_76 | 0.4 | n |  | TRUE
16 | bus_LV_762-8_1_3_node_244 | 0.4 | n |  | TRUE
17 | bus_LV_762-8_1_3_node_243 | 0.4 | n |  | TRUE
18 | bus_LV_762-8_1_3_node_64 | 0.4 | n |  | TRUE
19 | bus_LV_762-8_1_3_node_66 | 0.4 | n |  | TRUE
20 | bus_LV_762-8_1_3_node_67 | 0.4 | n |  | TRUE
21 | bus_LV_762-8_1_3_node_247 | 0.4 | n |  | TRUE
22 | bus_LV_762-8_1_3_node_63 | 0.4 | n |  | TRUE
23 | bus_LV_762-8_1_3_node_81 | 0.4 | n |  | TRUE
24 | bus_LV_762-8_1_3_node_84 | 0.4 | n |  | TRUE
25 | bus_LV_762-8_1_3_node_82 | 0.4 | n |  | TRUE
26 | bus_LV_762-8_1_3_node_65 | 0.4 | n |  | TRUE
27 | bus_LV_762-8_1_3_node_68 | 0.4 | n |  | TRUE
28 | bus_LV_762-8_1_3_node_198 | 0.4 | n |  | TRUE
29 | bus_LV_762-8_1_3_node_11 | 0.4 | n |  | TRUE
30 | bus_LV_762-8_1_3_node_12 | 0.4 | n |  | TRUE
31 | bus_LV_762-8_1_3_node_14 | 0.4 | n |  | TRUE
32 | bus_LV_762-8_1_3_node_15 | 0.4 | n |  | TRUE
33 | bus_LV_762-8_1_3_node_194 | 0.4 | n |  | TRUE
34 | bus_LV_762-8_1_3_node_195 | 0.4 | n |  | TRUE
35 | bus_LV_762-8_1_3_node_16 | 0.4 | n |  | TRUE
36 | bus_LV_762-8_1_3_node_17 | 0.4 | n |  | TRUE
37 | bus_LV_762-8_1_3_node_18 | 0.4 | n |  | TRUE
38 | bus_LV_762-8_1_3_node_19 | 0.4 | n |  | TRUE
39 | bus_LV_762-8_1_3_node_20 | 0.4 | n |  | TRUE
40 | bus_LV_762-8_1_3_node_21 | 0.4 | n |  | TRUE
41 | bus_LV_762-8_1_3_node_197 | 0.4 | n |  | TRUE
42 | bus_LV_762-8_1_3_node_196 | 0.4 | n |  | TRUE
43 | bus_LV_762-8_1_3_node_31 | 0.4 | n |  | TRUE
44 | bus_LV_762-8_1_3_node_32 | 0.4 | n |  | TRUE
45 | bus_LV_762-8_1_3_node_33 | 0.4 | n |  | TRUE
46 | bus_LV_762-8_1_3_node_34 | 0.4 | n |  | TRUE
47 | bus_LV_762-8_1_3_node_157 | 0.4 | n |  | TRUE
48 | bus_LV_762-8_1_3_node_134 | 0.4 | n |  | TRUE
49 | bus_LV_762-8_1_3_node_252 | 0.4 | n |  | TRUE
50 | bus_LV_762-8_1_3_node_218 | 0.4 | n |  | TRUE
51 | bus_LV_762-8_1_3_node_39 | 0.4 | n |  | TRUE
52 | bus_LV_762-8_1_3_node_41 | 0.4 | n |  | TRUE
53 | bus_LV_762-8_1_3_node_40 | 0.4 | n |  | TRUE
54 | bus_LV_762-8_1_3_node_42 | 0.4 | n |  | TRUE
55 | bus_LV_762-8_1_3_node_222 | 0.4 | n |  | TRUE
56 | bus_LV_762-8_1_3_node_221 | 0.4 | n |  | TRUE
57 | bus_LV_762-8_1_3_node_220 | 0.4 | n |  | TRUE
58 | bus_LV_762-8_1_3_node_56 | 0.4 | n |  | TRUE
59 | bus_LV_762-8_1_3_node_58 | 0.4 | n |  | TRUE
60 | bus_LV_762-8_1_3_node_57 | 0.4 | n |  | TRUE
61 | bus_LV_762-8_1_3_node_59 | 0.4 | n |  | TRUE
62 | bus_LV_762-8_1_3_node_60 | 0.4 | n |  | TRUE
63 | bus_LV_762-8_1_3_node_61 | 0.4 | n |  | TRUE
64 | bus_LV_762-8_1_3_node_62 | 0.4 | n |  | TRUE
65 | bus_LV_762-8_1_3_node_69 | 0.4 | n |  | TRUE
66 | bus_LV_762-8_1_3_node_78 | 0.4 | n |  | TRUE
67 | bus_LV_762-8_1_3_node_85 | 0.4 | n |  | TRUE
68 | bus_LV_762-8_1_3_node_70 | 0.4 | n |  | TRUE
69 | bus_LV_762-8_1_3_node_86 | 0.4 | n |  | TRUE
70 | bus_LV_762-8_1_3_node_75 | 0.4 | n |  | TRUE
71 | bus_LV_762-8_1_3_node_83 | 0.4 | n |  | TRUE
72 | bus_LV_762-8_1_3_node_80 | 0.4 | n |  | TRUE
73 | bus_LV_762-8_1_3_node_146 | 0.4 | n |  | TRUE
74 | bus_LV_762-8_1_3_node_147 | 0.4 | n |  | TRUE
75 | bus_LV_762-8_1_3_node_71 | 0.4 | n |  | TRUE
76 | bus_LV_762-8_1_3_node_79 | 0.4 | n |  | TRUE
77 | bus_LV_762-8_1_3_node_245 | 0.4 | n |  | TRUE
78 | bus_LV_762-8_1_3_node_72 | 0.4 | n |  | TRUE
79 | bus_LV_762-8_1_3_node_73 | 0.4 | n |  | TRUE
80 | bus_LV_762-8_1_3_node_74 | 0.4 | n |  | TRUE
81 | bus_LV_762-8_1_3_node_138 | 0.4 | n |  | TRUE
82 | bus_LV_762-8_1_3_node_136 | 0.4 | n |  | TRUE
83 | bus_LV_762-8_1_3_node_246 | 0.4 | n |  | TRUE
84 | bus_LV_762-8_1_3_node_87 | 0.4 | n |  | TRUE
85 | bus_LV_762-8_1_3_node_88 | 0.4 | n |  | TRUE
86 | bus_LV_762-8_1_3_node_89 | 0.4 | n |  | TRUE
87 | bus_LV_762-8_1_3_node_90 | 0.4 | n |  | TRUE
88 | bus_LV_762-8_1_3_node_91 | 0.4 | n |  | TRUE
89 | bus_LV_762-8_1_3_node_92 | 0.4 | n |  | TRUE
90 | bus_LV_762-8_1_3_node_93 | 0.4 | n |  | TRUE
91 | bus_LV_762-8_1_3_node_193 | 0.4 | n |  | TRUE
92 | bus_LV_762-8_1_3_node_191 | 0.4 | n |  | TRUE
93 | bus_LV_762-8_1_3_node_99 | 0.4 | n |  | TRUE
94 | bus_LV_762-8_1_3_node_95 | 0.4 | n |  | TRUE
95 | bus_LV_762-8_1_3_node_192 | 0.4 | n |  | TRUE
96 | bus_LV_762-8_1_3_node_190 | 0.4 | n |  | TRUE
97 | bus_LV_762-8_1_3_node_112 | 0.4 | n |  | TRUE
98 | bus_LV_762-8_1_3_node_94 | 0.4 | n |  | TRUE
99 | bus_LV_762-8_1_3_node_96 | 0.4 | n |  | TRUE
100 | bus_LV_762-8_1_3_node_98 | 0.4 | n |  | TRUE
101 | bus_LV_762-8_1_3_node_97 | 0.4 | n |  | TRUE
102 | bus_LV_762-8_1_3_node_101 | 0.4 | n |  | TRUE
103 | bus_LV_762-8_1_3_node_132 | 0.4 | n |  | TRUE
104 | bus_LV_762-8_1_3_node_123 | 0.4 | n |  | TRUE
105 | bus_LV_762-8_1_3_node_100 | 0.4 | n |  | TRUE
106 | bus_LV_762-8_1_3_node_121 | 0.4 | n |  | TRUE
107 | bus_LV_762-8_1_3_node_113 | 0.4 | n |  | TRUE
108 | bus_LV_762-8_1_3_node_102 | 0.4 | n |  | TRUE
109 | bus_LV_762-8_1_3_node_103 | 0.4 | n |  | TRUE
110 | bus_LV_762-8_1_3_node_130 | 0.4 | n |  | TRUE
111 | bus_LV_762-8_1_3_node_119 | 0.4 | n |  | TRUE
112 | bus_LV_762-8_1_3_node_127 | 0.4 | n |  | TRUE
113 | bus_LV_762-8_1_3_node_104 | 0.4 | n |  | TRUE
114 | bus_LV_762-8_1_3_node_105 | 0.4 | n |  | TRUE
115 | bus_LV_762-8_1_3_node_106 | 0.4 | n |  | TRUE
116 | bus_LV_762-8_1_3_node_107 | 0.4 | n |  | TRUE
117 | bus_LV_762-8_1_3_node_108 | 0.4 | n |  | TRUE
118 | bus_LV_762-8_1_3_node_109 | 0.4 | n |  | TRUE
119 | bus_LV_762-8_1_3_node_242 | 0.4 | n |  | TRUE
120 | bus_LV_762-8_1_3_node_241 | 0.4 | n |  | TRUE
121 | bus_LV_762-8_1_3_node_110 | 0.4 | n |  | TRUE
122 | bus_LV_762-8_1_3_node_255 | 0.4 | n |  | TRUE
123 | bus_LV_762-8_1_3_node_117 | 0.4 | n |  | TRUE
124 | bus_LV_762-8_1_3_node_111 | 0.4 | n |  | TRUE
125 | bus_LV_762-8_1_3_node_188 | 0.4 | n |  | TRUE
126 | bus_LV_762-8_1_3_node_187 | 0.4 | n |  | TRUE
127 | bus_LV_762-8_1_3_node_114 | 0.4 | n |  | TRUE
128 | bus_LV_762-8_1_3_node_115 | 0.4 | n |  | TRUE
129 | bus_LV_762-8_1_3_node_116 | 0.4 | n |  | TRUE
130 | bus_LV_762-8_1_3_node_118 | 0.4 | n |  | TRUE
131 | bus_LV_762-8_1_3_node_120 | 0.4 | n |  | TRUE
132 | bus_LV_762-8_1_3_node_122 | 0.4 | n |  | TRUE
133 | bus_LV_762-8_1_3_node_124 | 0.4 | n |  | TRUE
134 | bus_LV_762-8_1_3_node_125 | 0.4 | n |  | TRUE
135 | bus_LV_762-8_1_3_node_126 | 0.4 | n |  | TRUE
136 | bus_LV_762-8_1_3_node_128 | 0.4 | n |  | TRUE
137 | bus_LV_762-8_1_3_node_129 | 0.4 | n |  | TRUE
138 | bus_LV_762-8_1_3_node_131 | 0.4 | n |  | TRUE
139 | bus_LV_762-8_1_3_node_254 | 0.4 | n |  | TRUE
140 | bus_LV_762-8_1_3_node_150 | 0.4 | n |  | TRUE
141 | bus_LV_762-8_1_3_node_139 | 0.4 | n |  | TRUE
142 | bus_LV_762-8_1_3_node_152 | 0.4 | n |  | TRUE
143 | bus_LV_762-8_1_3_node_149 | 0.4 | n |  | TRUE
144 | bus_LV_762-8_1_3_node_144 | 0.4 | n |  | TRUE
145 | bus_LV_762-8_1_3_node_137 | 0.4 | n |  | TRUE
146 | bus_LV_762-8_1_3_node_133 | 0.4 | n |  | TRUE
147 | bus_LV_762-8_1_3_node_135 | 0.4 | n |  | TRUE
148 | bus_LV_762-8_1_3_node_154 | 0.4 | n |  | TRUE
149 | bus_LV_762-8_1_3_node_141 | 0.4 | n |  | TRUE
150 | bus_LV_762-8_1_3_node_145 | 0.4 | n |  | TRUE
151 | bus_LV_762-8_1_3_node_155 | 0.4 | n |  | TRUE
152 | bus_LV_762-8_1_3_node_143 | 0.4 | n |  | TRUE
153 | bus_LV_762-8_1_3_node_142 | 0.4 | n |  | TRUE
154 | bus_LV_762-8_1_3_node_140 | 0.4 | n |  | TRUE
155 | bus_LV_762-8_1_3_node_151 | 0.4 | n |  | TRUE
156 | bus_LV_762-8_1_3_node_248 | 0.4 | n |  | TRUE
157 | bus_LV_762-8_1_3_node_156 | 0.4 | n |  | TRUE
158 | bus_LV_762-8_1_3_node_212 | 0.4 | n |  | TRUE
159 | bus_LV_762-8_1_3_node_213 | 0.4 | n |  | TRUE
160 | bus_LV_762-8_1_3_node_186 | 0.4 | n |  | TRUE
161 | bus_LV_762-8_1_3_node_189 | 0.4 | n |  | TRUE
162 | bus_LV_762-8_1_3_node_215 | 0.4 | n |  | TRUE
163 | bus_LV_762-8_1_3_node_216 | 0.4 | n |  | TRUE
164 | bus_LV_762-8_1_3_node_217 | 0.4 | n |  | TRUE
165 | bus_LV_762-8_1_3_node_219 | 0.4 | n |  | TRUE
166 | bus_LV_762-8_1_3_node_224 | 0.4 | n |  | TRUE
167 | bus_LV_762-8_1_3_node_226 | 0.4 | n |  | TRUE
168 | bus_MV_208_0_node_25 | 20 | n |  | TRUE

## load
| name | bus | p_mw | q_mvar | const_z_percent | const_i_percent | sn_mva | scaling | in_service | type
0 | LV_762-8_1_3_load_4 | 0 | 0.0015454 | 0.00038731 | 0 | 0 |  | 1 | TRUE | wye
1 | LV_762-8_1_3_load_5 | 1 | 0.0010277 | 0.00025756 | 0 | 0 |  | 1 | TRUE | wye
2 | LV_762-8_1_3_load_8 | 4 | 0.0017503 | 0.00043866 | 0 | 0 |  | 1 | TRUE | wye
3 | LV_762-8_1_3_load_253 | 6 | 0.00075042 | 0.00018807 | 0 | 0 |  | 1 | TRUE | wye
4 | LV_762-8_1_3_load_227 | 7 | 0.0012682 | 0.00031785 | 0 | 0 |  | 1 | TRUE | wye
5 | LV_762-8_1_3_load_232 | 9 | 0.0022382 | 0.00056093 | 0 | 0 |  | 1 | TRUE | wye
6 | LV_762-8_1_3_load_231 | 10 | 0.00038635 | 9.6829e-05 | 0 | 0 |  | 1 | TRUE | wye
7 | LV_762-8_1_3_load_234 | 11 | 0.00079412 | 0.00019903 | 0 | 0 |  | 1 | TRUE | wye
8 | LV_762-8_1_3_load_236 | 12 | 0.00089408 | 0.00022408 | 0 | 0 |  | 1 | TRUE | wye
9 | LV_762-8_1_3_load_235 | 13 | 0.0015699 | 0.00039345 | 0 | 0 |  | 1 | TRUE | wye
10 | LV_762-8_1_3_load_77 | 14 | 0.0043541 | 0.0010912 | 0 | 0 |  | 1 | TRUE | wye
11 | LV_762-8_1_3_load_76 | 15 | 0.0046822 | 0.0011735 | 0 | 0 |  | 1 | TRUE | wye
12 | LV_762-8_1_3_load_244 | 16 | 0.00061288 | 0.0001536 | 0 | 0 |  | 1 | TRUE | wye
13 | LV_762-8_1_3_load_243 | 17 | 0.00066107 | 0.00016568 | 0 | 0 |  | 1 | TRUE | wye
14 | LV_762-8_1_3_load_66 | 19 | 0.0010504 | 0.00026325 | 0 | 0 |  | 1 | TRUE | wye
15 | LV_762-8_1_3_load_67 | 20 | 0.005074 | 0.0012717 | 0 | 0 |  | 1 | TRUE | wye
16 | LV_762-8_1_3_load_247 | 21 | 0.0029983 | 0.00075145 | 0 | 0 |  | 1 | TRUE | wye
17 | LV_762-8_1_3_load_63 | 22 | 0.0026325 | 0.00065978 | 0 | 0 |  | 1 | TRUE | wye
18 | LV_762-8_1_3_load_81 | 23 | 0.006267 | 0.0015707 | 0 | 0 |  | 1 | TRUE | wye
19 | LV_762-8_1_3_load_84 | 24 | 0.024532 | 0.0061484 | 0 | 0 |  | 1 | TRUE | wye
20 | LV_762-8_1_3_load_82 | 25 | 0.011972 | 0.0030004 | 0 | 0 |  | 1 | TRUE | wye
21 | LV_762-8_1_3_load_68 | 27 | 0.00075723 | 0.00018978 | 0 | 0 |  | 1 | TRUE | wye
22 | LV_762-8_1_3_load_198 | 28 | 0.0011683 | 0.00029281 | 0 | 0 |  | 1 | TRUE | wye
23 | LV_762-8_1_3_load_11 | 29 | 0.0028551 | 0.00071556 | 0 | 0 |  | 1 | TRUE | wye
24 | LV_762-8_1_3_load_12 | 30 | 0.0049496 | 0.0012405 | 0 | 0 |  | 1 | TRUE | wye
25 | LV_762-8_1_3_load_14 | 31 | 0.0027473 | 0.00068854 | 0 | 0 |  | 1 | TRUE | wye
26 | LV_762-8_1_3_load_15 | 32 | 0.0072113 | 0.0018073 | 0 | 0 |  | 1 | TRUE | wye
27 | LV_762-8_1_3_load_194 | 33 | 0.0065054 | 0.0016304 | 0 | 0 |  | 1 | TRUE | wye
28 | LV_762-8_1_3_load_195 | 34 | 0.0047892 | 0.0012003 | 0 | 0 |  | 1 | TRUE | wye
29 | LV_762-8_1_3_load_16 | 35 | 0.0023365 | 0.00058558 | 0 | 0 |  | 1 | TRUE | wye
30 | LV_762-8_1_3_load_17 | 36 | 0.00076127 | 0.00019079 | 0 | 0 |  | 1 | TRUE | wye
31 | LV_762-8_1_3_load_19 | 38 | 0.00071312 | 0.00017872 | 0 | 0 |  | 1 | TRUE | wye
32 | LV_762-8_1_3_load_20 | 39 | 0.0023886 | 0.00059864 | 0 | 0 |  | 1 | TRUE | wye
33 | LV_762-8_1_3_load_21 | 40 | 0.0025836 | 0.0006475 | 0 | 0 |  | 1 | TRUE | wye
34 | LV_762-8_1_3_load_197 | 41 | 0.0086322 | 0.0021634 | 0 | 0 |  | 1 | TRUE | wye
35 | LV_762-8_1_3_load_196 | 42 | 0.0029333 | 0.00073517 | 0 | 0 |  | 1 | TRUE | wye
36 | LV_762-8_1_3_load_31 | 43 | 9.5683e-05 | 2.3981e-05 | 0 | 0 |  | 1 | TRUE | wye
37 | LV_762-8_1_3_load_32 | 44 | 0.00028617 | 7.1722e-05 | 0 | 0 |  | 1 | TRUE | wye
38 | LV_762-8_1_3_load_33 | 45 | 0.00023612 | 5.9177e-05 | 0 | 0 |  | 1 | TRUE | wye
39 | LV_762-8_1_3_load_34 | 46 | 7.6853e-05 | 1.9261e-05 | 0 | 0 |  | 1 | TRUE | wye
40 | LV_762-8_1_3_load_157 | 47 | 7.8054e-05 | 1.9562e-05 | 0 | 0 |  | 1 | TRUE | wye
41 | LV_762-8_1_3_load_252 | 49 | 0.00031278 | 7.8389e-05 | 0 | 0 |  | 1 | TRUE | wye
42 | LV_762-8_1_3_load_218 | 50 | 0.00031845 | 7.9811e-05 | 0 | 0 |  | 1 | TRUE | wye
43 | LV_762-8_1_3_load_39 | 51 | 0.00026872 | 6.7347e-05 | 0 | 0 |  | 1 | TRUE | wye
44 | LV_762-8_1_3_load_222 | 55 | 0.00012056 | 3.0215e-05 | 0 | 0 |  | 1 | TRUE | wye
45 | LV_762-8_1_3_load_221 | 56 | 0.00011946 | 2.9938e-05 | 0 | 0 |  | 1 | TRUE | wye
46 | LV_762-8_1_3_load_220 | 57 | 0.00013536 | 3.3926e-05 | 0 | 0 |  | 1 | TRUE | wye
47 | LV_762-8_1_3_load_56 | 58 | 0.010874 | 0.0027253 | 0 | 0 |  | 1 | TRUE | wye
48 | LV_762-8_1_3_load_60 | 62 | 0.0020411 | 0.00051155 | 0 | 0 |  | 1 | TRUE | wye
49 | LV_762-8_1_3_load_69 | 65 | 0.00015925 | 3.9913e-05 | 0 | 0 |  | 1 | TRUE | wye
50 | LV_762-8_1_3_load_78 | 66 | 0.0026015 | 0.00065199 | 0 | 0 |  | 1 | TRUE | wye
51 | LV_762-8_1_3_load_70 | 68 | 0.00017173 | 4.304e-05 | 0 | 0 |  | 1 | TRUE | wye
52 | LV_762-8_1_3_load_86 | 69 | 0.0033068 | 0.00082877 | 0 | 0 |  | 1 | TRUE | wye
53 | LV_762-8_1_3_load_83 | 71 | 0.0040135 | 0.0010059 | 0 | 0 |  | 1 | TRUE | wye
54 | LV_762-8_1_3_load_80 | 72 | 0.00087505 | 0.00021931 | 0 | 0 |  | 1 | TRUE | wye
55 | LV_762-8_1_3_load_146 | 73 | 0.0012701 | 0.00031832 | 0 | 0 |  | 1 | TRUE | wye
56 | LV_762-8_1_3_load_147 | 74 | 0.00074256 | 0.0001861 | 0 | 0 |  | 1 | TRUE | wye
57 | LV_762-8_1_3_load_71 | 75 | 0.00014806 | 3.7106e-05 | 0 | 0 |  | 1 | TRUE | wye
58 | LV_762-8_1_3_load_79 | 76 | 0.0001837 | 4.6038e-05 | 0 | 0 |  | 1 | TRUE | wye
59 | LV_762-8_1_3_load_245 | 77 | 0.00013805 | 3.4598e-05 | 0 | 0 |  | 1 | TRUE | wye
60 | LV_762-8_1_3_load_72 | 78 | 0.0048426 | 0.0012137 | 0 | 0 |  | 1 | TRUE | wye
61 | LV_762-8_1_3_load_73 | 79 | 0.0019359 | 0.00048518 | 0 | 0 |  | 1 | TRUE | wye
62 | LV_762-8_1_3_load_74 | 80 | 0.00039128 | 9.8065e-05 | 0 | 0 |  | 1 | TRUE | wye
63 | LV_762-8_1_3_load_138 | 81 | 7.4972e-05 | 1.879e-05 | 0 | 0 |  | 1 | TRUE | wye
64 | LV_762-8_1_3_load_136 | 82 | 7.0355e-05 | 1.7633e-05 | 0 | 0 |  | 1 | TRUE | wye
65 | LV_762-8_1_3_load_87 | 84 | 0.00053833 | 0.00013492 | 0 | 0 |  | 1 | TRUE | wye
66 | LV_762-8_1_3_load_88 | 85 | 0.00028732 | 7.2009e-05 | 0 | 0 |  | 1 | TRUE | wye
67 | LV_762-8_1_3_load_92 | 89 | 0.00017622 | 4.4164e-05 | 0 | 0 |  | 1 | TRUE | wye
68 | LV_762-8_1_3_load_93 | 90 | 0.00027275 | 6.8356e-05 | 0 | 0 |  | 1 | TRUE | wye
69 | LV_762-8_1_3_load_193 | 91 | 0.00045019 | 0.00011283 | 0 | 0 |  | 1 | TRUE | wye
70 | LV_762-8_1_3_load_99 | 93 | 8.6998e-05 | 2.1804e-05 | 0 | 0 |  | 1 | TRUE | wye
71 | LV_762-8_1_3_load_95 | 94 | 0.0002723 | 6.8245e-05 | 0 | 0 |  | 1 | TRUE | wye
72 | LV_762-8_1_3_load_192 | 95 | 7.384e-05 | 1.8506e-05 | 0 | 0 |  | 1 | TRUE | wye
73 | LV_762-8_1_3_load_190 | 96 | 7.5077e-05 | 1.8816e-05 | 0 | 0 |  | 1 | TRUE | wye
74 | LV_762-8_1_3_load_112 | 97 | 0.00027231 | 6.8247e-05 | 0 | 0 |  | 1 | TRUE | wye
75 | LV_762-8_1_3_load_94 | 98 | 0.00015907 | 3.9866e-05 | 0 | 0 |  | 1 | TRUE | wye
76 | LV_762-8_1_3_load_97 | 101 | 0.0001022 | 2.5615e-05 | 0 | 0 |  | 1 | TRUE | wye
77 | LV_762-8_1_3_load_101 | 102 | 0.00010074 | 2.5247e-05 | 0 | 0 |  | 1 | TRUE | wye
78 | LV_762-8_1_3_load_132 | 103 | 0.0001454 | 3.644e-05 | 0 | 0 |  | 1 | TRUE | wye
79 | LV_762-8_1_3_load_123 | 104 | 9.5137e-05 | 2.3844e-05 | 0 | 0 |  | 1 | TRUE | wye
80 | LV_762-8_1_3_load_100 | 105 | 0.00013318 | 3.3377e-05 | 0 | 0 |  | 1 | TRUE | wye
81 | LV_762-8_1_3_load_113 | 107 | 0.00053714 | 0.00013462 | 0 | 0 |  | 1 | TRUE | wye
82 | LV_762-8_1_3_load_102 | 108 | 0.00010013 | 2.5096e-05 | 0 | 0 |  | 1 | TRUE | wye
83 | LV_762-8_1_3_load_130 | 110 | 0.00016184 | 4.0562e-05 | 0 | 0 |  | 1 | TRUE | wye
84 | LV_762-8_1_3_load_119 | 111 | 0.00020544 | 5.1487e-05 | 0 | 0 |  | 1 | TRUE | wye
85 | LV_762-8_1_3_load_104 | 113 | 0.00026562 | 6.6571e-05 | 0 | 0 |  | 1 | TRUE | wye
86 | LV_762-8_1_3_load_105 | 114 | 0.00027219 | 6.8217e-05 | 0 | 0 |  | 1 | TRUE | wye
87 | LV_762-8_1_3_load_107 | 116 | 9.499e-05 | 2.3807e-05 | 0 | 0 |  | 1 | TRUE | wye
88 | LV_762-8_1_3_load_109 | 118 | 0.0002417 | 6.0575e-05 | 0 | 0 |  | 1 | TRUE | wye
89 | LV_762-8_1_3_load_242 | 119 | 0.00033541 | 8.4063e-05 | 0 | 0 |  | 1 | TRUE | wye
90 | LV_762-8_1_3_load_241 | 120 | 0.00013783 | 3.4543e-05 | 0 | 0 |  | 1 | TRUE | wye
91 | LV_762-8_1_3_load_110 | 121 | 0.00031658 | 7.9343e-05 | 0 | 0 |  | 1 | TRUE | wye
92 | LV_762-8_1_3_load_255 | 122 | 0.00018549 | 4.6488e-05 | 0 | 0 |  | 1 | TRUE | wye
93 | LV_762-8_1_3_load_117 | 123 | 0.00024888 | 6.2376e-05 | 0 | 0 |  | 1 | TRUE | wye
94 | LV_762-8_1_3_load_111 | 124 | 0.00012724 | 3.189e-05 | 0 | 0 |  | 1 | TRUE | wye
95 | LV_762-8_1_3_load_188 | 125 | 0.00013754 | 3.447e-05 | 0 | 0 |  | 1 | TRUE | wye
96 | LV_762-8_1_3_load_114 | 127 | 0.00010224 | 2.5624e-05 | 0 | 0 |  | 1 | TRUE | wye
97 | LV_762-8_1_3_load_115 | 128 | 0.00018819 | 4.7164e-05 | 0 | 0 |  | 1 | TRUE | wye
98 | LV_762-8_1_3_load_118 | 130 | 0.0001546 | 3.8746e-05 | 0 | 0 |  | 1 | TRUE | wye
99 | LV_762-8_1_3_load_120 | 131 | 0.00017391 | 4.3585e-05 | 0 | 0 |  | 1 | TRUE | wye
100 | LV_762-8_1_3_load_122 | 132 | 0.00013206 | 3.3099e-05 | 0 | 0 |  | 1 | TRUE | wye
101 | LV_762-8_1_3_load_124 | 133 | 0.00022986 | 5.7608e-05 | 0 | 0 |  | 1 | TRUE | wye
102 | LV_762-8_1_3_load_125 | 134 | 0.00033291 | 8.3436e-05 | 0 | 0 |  | 1 | TRUE | wye
103 | LV_762-8_1_3_load_128 | 136 | 0.00029441 | 7.3786e-05 | 0 | 0 |  | 1 | TRUE | wye
104 | LV_762-8_1_3_load_131 | 138 | 7.6097e-05 | 1.9072e-05 | 0 | 0 |  | 1 | TRUE | wye
105 | LV_762-8_1_3_load_254 | 139 | 0.00015453 | 3.873e-05 | 0 | 0 |  | 1 | TRUE | wye
106 | LV_762-8_1_3_load_152 | 142 | 0.00027078 | 6.7863e-05 | 0 | 0 |  | 1 | TRUE | wye
107 | LV_762-8_1_3_load_149 | 143 | 0.00028147 | 7.0542e-05 | 0 | 0 |  | 1 | TRUE | wye
108 | LV_762-8_1_3_load_144 | 144 | 0.0003306 | 8.2856e-05 | 0 | 0 |  | 1 | TRUE | wye
109 | LV_762-8_1_3_load_137 | 145 | 6.6144e-05 | 1.6577e-05 | 0 | 0 |  | 1 | TRUE | wye
110 | LV_762-8_1_3_load_154 | 148 | 0.00022873 | 5.7325e-05 | 0 | 0 |  | 1 | TRUE | wye
111 | LV_762-8_1_3_load_145 | 150 | 0.0001249 | 3.1304e-05 | 0 | 0 |  | 1 | TRUE | wye
112 | LV_762-8_1_3_load_155 | 151 | 0.00017729 | 4.4432e-05 | 0 | 0 |  | 1 | TRUE | wye
113 | LV_762-8_1_3_load_143 | 152 | 0.00045489 | 0.00011401 | 0 | 0 |  | 1 | TRUE | wye
114 | LV_762-8_1_3_load_140 | 154 | 0.00012152 | 3.0456e-05 | 0 | 0 |  | 1 | TRUE | wye
115 | LV_762-8_1_3_load_151 | 155 | 9.357e-05 | 2.3451e-05 | 0 | 0 |  | 1 | TRUE | wye
116 | LV_762-8_1_3_load_248 | 156 | 0.00012405 | 3.109e-05 | 0 | 0 |  | 1 | TRUE | wye
117 | LV_762-8_1_3_load_156 | 157 | 0.00054221 | 0.00013589 | 0 | 0 |  | 1 | TRUE | wye
118 | LV_762-8_1_3_load_212 | 158 | 0.00033456 | 8.3849e-05 | 0 | 0 |  | 1 | TRUE | wye
119 | LV_762-8_1_3_load_186 | 160 | 0.00040385 | 0.00010121 | 0 | 0 |  | 1 | TRUE | wye
120 | LV_762-8_1_3_load_189 | 161 | 0.00030181 | 7.564e-05 | 0 | 0 |  | 1 | TRUE | wye
121 | LV_762-8_1_3_load_216 | 163 | 0.00010725 | 2.6878e-05 | 0 | 0 |  | 1 | TRUE | wye
122 | LV_762-8_1_3_load_217 | 164 | 0.00031992 | 8.018e-05 | 0 | 0 |  | 1 | TRUE | wye
123 | LV_762-8_1_3_load_219 | 165 | 0.00055427 | 0.00013891 | 0 | 0 |  | 1 | TRUE | wye
124 | LV_762-8_1_3_load_224 | 166 | 9.952e-05 | 2.4942e-05 | 0 | 0 |  | 1 | TRUE | wye
125 | LV_762-8_1_3_load_226 | 167 | 0.00012548 | 3.1447e-05 | 0 | 0 |  | 1 | TRUE | wye

## ext_grid
| name | bus | vm_pu | va_degree | slack_weight | in_service
0 |  | 14 | 1 | 0 | 1 | TRUE

## line
| name | std_type | from_bus | to_bus | length_km | r_ohm_per_km | x_ohm_per_km | c_nf_per_km | g_us_per_km | max_i_ka | df | parallel | type | in_service
0 | LV_762-8_1_3_line_0 | NAYY 4x150 SE | 0 | 1 | 0.075964 | 0.208 | 0.08 | 261 | 0 | 0.27 | 1 | 2 | cs | TRUE
1 | LV_762-8_1_3_line_1 | NAYY 4x150 SE | 0 | 2 | 0.18655 | 0.208 | 0.08 | 261 | 0 | 0.27 | 1 | 3 | cs | TRUE
2 | LV_762-8_1_3_line_2 | NAYY 4x150 SE | 1 | 3 | 0.10816 | 0.208 | 0.08 | 261 | 0 | 0.27 | 1 | 1 | cs | TRUE
3 | LV_762-8_1_3_line_3 | NAYY 4x150 SE | 2 | 4 | 0.016969 | 0.208 | 0.08 | 261 | 0 | 0.27 | 1 | 1 | cs | TRUE
4 | LV_762-8_1_3_line_4 | NAYY 4x150 SE | 2 | 5 | 0.04156 | 0.208 | 0.08 | 261 | 0 | 0.27 | 1 | 3 | cs | TRUE
5 | LV_762-8_1_3_line_5 | NAYY 4x150 SE | 2 | 6 | 0.24778 | 0.208 | 0.08 | 261 | 0 | 0.27 | 1 | 1 | cs | TRUE
6 | LV_762-8_1_3_line_6 | NAYY 4x150 SE | 3 | 16 | 0.048366 | 0.208 | 0.08 | 261 | 0 | 0.27 | 1 | 1 | cs | TRUE
7 | LV_762-8_1_3_line_7 | NAYY 4x150 SE | 3 | 8 | 0.12019 | 0.208 | 0.08 | 261 | 0 | 0.27 | 1 | 1 | cs | TRUE
8 | LV_762-8_1_3_line_8 | NAYY 4x150 SE | 5 | 23 | 0.15358 | 0.208 | 0.08 | 261 | 0 | 0.27 | 1 | 3 | cs | TRUE
9 | LV_762-8_1_3_line_9 | NAYY 4x150 SE | 7 | 8 | 0.01726 | 0.208 | 0.08 | 261 | 0 | 0.27 | 1 | 1 | cs | TRUE
10 | LV_762-8_1_3_line_10 | NAYY 4x150 SE | 8 | 9 | 0.074262 | 0.208 | 0.08 | 261 | 0 | 0.27 | 1 | 1 | cs | TRUE
11 | LV_762-8_1_3_line_11 | NAYY 4x150 SE | 9 | 12 | 0.0021918 | 0.208 | 0.08 | 261 | 0 | 0.27 | 1 | 1 | cs | TRUE
12 | LV_762-8_1_3_line_12 | NAYY 4x150 SE | 10 | 11 | 0.037616 | 0.208 | 0.08 | 261 | 0 | 0.27 | 1 | 1 | cs | TRUE
13 | LV_762-8_1_3_line_13 | NAYY 4x150 SE | 11 | 13 | 0.011869 | 0.208 | 0.08 | 261 | 0 | 0.27 | 1 | 1 | cs | TRUE
14 | LV_762-8_1_3_line_14 | NAYY 4x150 SE | 12 | 13 | 0.046797 | 0.208 | 0.08 | 261 | 0 | 0.27 | 1 | 1 | cs | TRUE
15 | LV_762-8_1_3_line_15 | NAYY 4x150 SE | 14 | 15 | 0.050972 | 0.208 | 0.08 | 261 | 0 | 0.27 | 1 | 3 | cs | TRUE
16 | LV_762-8_1_3_line_16 | NAYY 4x150 SE | 15 | 66 | 0.033723 | 0.208 | 0.08 | 261 | 0 | 0.27 | 1 | 3 | cs | TRUE
17 | LV_762-8_1_3_line_17 | NAYY 4x150 SE | 16 | 17 | 0.046995 | 0.208 | 0.08 | 261 | 0 | 0.27 | 1 | 1 | cs | TRUE
18 | LV_762-8_1_3_line_18 | NAYY 4x150 SE | 18 | 19 | 0.056539 | 0.208 | 0.08 | 261 | 0 | 0.27 | 1 | 1 | cs | TRUE
19 | LV_762-8_1_3_line_19 | NAYY 4x150 SE | 18 | 20 | 0.071903 | 0.208 | 0.08 | 261 | 0 | 0.27 | 1 | 3 | cs | TRUE
20 | LV_762-8_1_3_line_20 | NAYY 4x150 SE | 18 | 21 | 0.23549 | 0.208 | 0.08 | 261 | 0 | 0.27 | 1 | 3 | cs | TRUE
21 | LV_762-8_1_3_line_21 | NAYY 4x150 SE | 18 | 22 | 0.0097366 | 0.208 | 0.08 | 261 | 0 | 0.27 | 1 | 1 | cs | TRUE
22 | LV_762-8_1_3_line_22 | NAYY 4x150 SE | 19 | 72 | 0.11175 | 0.208 | 0.08 | 261 | 0 | 0.27 | 1 | 1 | cs | TRUE
23 | LV_762-8_1_3_line_23 | NAYY 4x150 SE | 20 | 63 | 0.075189 | 0.208 | 0.08 | 261 | 0 | 0.27 | 1 | 3 | cs | TRUE
24 | LV_762-8_1_3_line_24 | NAYY 4x150 SE | 21 | 40 | 0.022872 | 0.208 | 0.08 | 261 | 0 | 0.27 | 1 | 3 | cs | TRUE
25 | LV_762-8_1_3_line_25 | NAYY 4x150 SE | 22 | 26 | 0.17015 | 0.208 | 0.08 | 261 | 0 | 0.27 | 1 | 1 | cs | TRUE
26 | LV_762-8_1_3_line_26 | NAYY 4x150 SE | 23 | 28 | 0.039956 | 0.208 | 0.08 | 261 | 0 | 0.27 | 1 | 3 | cs | TRUE
27 | LV_762-8_1_3_line_27 | NAYY 4x150 SE | 24 | 25 | 0.031228 | 0.208 | 0.08 | 261 | 0 | 0.27 | 1 | 1 | cs | TRUE
28 | LV_762-8_1_3_line_28 | NAYY 4x150 SE | 25 | 71 | 0.023646 | 0.208 | 0.08 | 261 | 0 | 0.27 | 1 | 1 | cs | TRUE
29 | LV_762-8_1_3_line_29 | NAYY 4x150 SE | 26 | 27 | 0.059964 | 0.208 | 0.08 | 261 | 0 | 0.27 | 1 | 1 | cs | TRUE
30 | LV_762-8_1_3_line_30 | NAYY 4x150 SE | 27 | 73 | 0.12804 | 0.208 | 0.08 | 261 | 0 | 0.27 | 1 | 1 | cs | TRUE
31 | LV_762-8_1_3_line_31 | NAYY 4x150 SE | 28 | 38 | 0.00079782 | 0.208 | 0.08 | 261 | 0 | 0.27 | 1 | 3 | cs | TRUE
32 | LV_762-8_1_3_line_32 | NAYY 4x150 SE | 29 | 30 | 0.0026304 | 0.208 | 0.08 | 261 | 0 | 0.27 | 1 | 1 | cs | TRUE
33 | LV_762-8_1_3_line_33 | NAYY 4x150 SE | 30 | 31 | 0.025457 | 0.208 | 0.08 | 261 | 0 | 0.27 | 1 | 1 | cs | TRUE
34 | LV_762-8_1_3_line_34 | NAYY 4x150 SE | 31 | 32 | 0.0098609 | 0.208 | 0.08 | 261 | 0 | 0.27 | 1 | 1 | cs | TRUE
35 | LV_762-8_1_3_line_35 | NAYY 4x150 SE | 32 | 33 | 0.0049294 | 0.208 | 0.08 | 261 | 0 | 0.27 | 1 | 1 | cs | TRUE
36 | LV_762-8_1_3_line_36 | NAYY 4x150 SE | 33 | 34 | 0.0050081 | 0.208 | 0.08 | 261 | 0 | 0.27 | 1 | 1 | cs | TRUE
37 | LV_762-8_1_3_line_37 | NAYY 4x150 SE | 34 | 42 | 0.021336 | 0.208 | 0.08 | 261 | 0 | 0.27 | 1 | 1 | cs | TRUE
38 | LV_762-8_1_3_line_38 | NAYY 4x150 SE | 35 | 36 | 0.016192 | 0.208 | 0.08 | 261 | 0 | 0.27 | 1 | 3 | cs | TRUE
39 | LV_762-8_1_3_line_39 | NAYY 4x150 SE | 35 | 37 | 0.002511 | 0.208 | 0.08 | 261 | 0 | 0.27 | 1 | 3 | cs | TRUE
40 | LV_762-8_1_3_line_40 | NAYY 4x150 SE | 36 | 38 | 0.0085867 | 0.208 | 0.08 | 261 | 0 | 0.27 | 1 | 3 | cs | TRUE
41 | LV_762-8_1_3_line_41 | NAYY 4x150 SE | 37 | 39 | 0.024051 | 0.208 | 0.08 | 261 | 0 | 0.27 | 1 | 2 | cs | TRUE
42 | LV_762-8_1_3_line_42 | NAYY 4x150 SE | 37 | 40 | 0.019422 | 0.208 | 0.08 | 261 | 0 | 0.27 | 1 | 3 | cs | TRUE
43 | LV_762-8_1_3_line_43 | NAYY 4x150 SE | 39 | 41 | 0.018877 | 0.208 | 0.08 | 261 | 0 | 0.27 | 1 | 1 | cs | TRUE
44 | LV_762-8_1_3_line_44 | NAYY 4x150 SE | 41 | 42 | 0.0082365 | 0.208 | 0.08 | 261 | 0 | 0.27 | 1 | 1 | cs | TRUE
45 | LV_762-8_1_3_line_45 | NAYY 4x150 SE | 43 | 44 | 0.009187 | 0.208 | 0.08 | 261 | 0 | 0.27 | 1 | 1 | cs | TRUE
46 | LV_762-8_1_3_line_46 | NAYY 4x150 SE | 43 | 45 | 0.12798 | 0.208 | 0.08 | 261 | 0 | 0.27 | 1 | 1 | cs | TRUE
47 | LV_762-8_1_3_line_47 | NAYY 4x150 SE | 45 | 46 | 0.0018634 | 0.208 | 0.08 | 261 | 0 | 0.27 | 1 | 1 | cs | TRUE
48 | LV_762-8_1_3_line_48 | NAYY 4x150 SE | 46 | 47 | 0.0070706 | 0.208 | 0.08 | 261 | 0 | 0.27 | 1 | 1 | cs | TRUE
49 | LV_762-8_1_3_line_49 | NAYY 4x150 SE | 47 | 48 | 0.041264 | 0.208 | 0.08 | 261 | 0 | 0.27 | 1 | 1 | cs | TRUE
50 | LV_762-8_1_3_line_50 | NAYY 4x150 SE | 48 | 148 | 0.015493 | 0.208 | 0.08 | 261 | 0 | 0.27 | 1 | 1 | cs | TRUE
51 | LV_762-8_1_3_line_51 | NAYY 4x150 SE | 48 | 146 | 0.068607 | 0.208 | 0.08 | 261 | 0 | 0.27 | 1 | 1 | cs | TRUE
52 | LV_762-8_1_3_line_52 | NAYY 4x150 SE | 49 | 50 | 0.26903 | 0.208 | 0.08 | 261 | 0 | 0.27 | 1 | 1 | cs | TRUE
53 | LV_762-8_1_3_line_53 | NAYY 4x150 SE | 50 | 162 | 0.039123 | 0.208 | 0.08 | 261 | 0 | 0.27 | 1 | 1 | cs | TRUE
54 | LV_762-8_1_3_line_54 | NAYY 4x150 SE | 51 | 52 | 0.010853 | 0.208 | 0.08 | 261 | 0 | 0.27 | 1 | 1 | cs | TRUE
55 | LV_762-8_1_3_line_55 | NAYY 4x150 SE | 52 | 53 | 0.011326 | 0.208 | 0.08 | 261 | 0 | 0.27 | 1 | 1 | cs | TRUE
56 | LV_762-8_1_3_line_56 | NAYY 4x150 SE | 53 | 54 | 0.14685 | 0.208 | 0.08 | 261 | 0 | 0.27 | 1 | 1 | cs | TRUE
57 | LV_762-8_1_3_line_57 | NAYY 4x150 SE | 54 | 55 | 0.11479 | 0.208 | 0.08 | 261 | 0 | 0.27 | 1 | 1 | cs | TRUE
58 | LV_762-8_1_3_line_58 | NAYY 4x150 SE | 54 | 56 | 0.041091 | 0.208 | 0.08 | 261 | 0 | 0.27 | 1 | 1 | cs | TRUE
59 | LV_762-8_1_3_line_59 | NAYY 4x150 SE | 56 | 57 | 0.060988 | 0.208 | 0.08 | 261 | 0 | 0.27 | 1 | 1 | cs | TRUE
60 | LV_762-8_1_3_line_60 | NAYY 4x150 SE | 57 | 165 | 0.076257 | 0.208 | 0.08 | 261 | 0 | 0.27 | 1 | 1 | cs | TRUE
61 | LV_762-8_1_3_line_61 | NAYY 4x150 SE | 58 | 59 | 0.0026787 | 0.208 | 0.08 | 261 | 0 | 0.27 | 1 | 1 | cs | TRUE
62 | LV_762-8_1_3_line_62 | NAYY 4x150 SE | 59 | 63 | 0.011807 | 0.208 | 0.08 | 261 | 0 | 0.27 | 1 | 3 | cs | TRUE
63 | LV_762-8_1_3_line_63 | NAYY 4x150 SE | 59 | 64 | 0.14325 | 0.208 | 0.08 | 261 | 0 | 0.27 | 1 | 3 | cs | TRUE
64 | LV_762-8_1_3_line_64 | NAYY 4x150 SE | 60 | 61 | 0.049016 | 0.208 | 0.08 | 261 | 0 | 0.27 | 1 | 1 | cs | TRUE
65 | LV_762-8_1_3_line_65 | NAYY 4x150 SE | 60 | 62 | 0.1967 | 0.208 | 0.08 | 261 | 0 | 0.27 | 1 | 1 | cs | TRUE
66 | LV_762-8_1_3_line_66 | NAYY 4x150 SE | 61 | 65 | 0.087501 | 0.208 | 0.08 | 261 | 0 | 0.27 | 1 | 1 | cs | TRUE
67 | LV_762-8_1_3_line_67 | NAYY 4x150 SE | 62 | 64 | 0.12287 | 0.208 | 0.08 | 261 | 0 | 0.27 | 1 | 1 | cs | TRUE
68 | LV_762-8_1_3_line_68 | NAYY 4x150 SE | 63 | 66 | 0.0016369 | 0.208 | 0.08 | 261 | 0 | 0.27 | 1 | 3 | cs | TRUE
69 | LV_762-8_1_3_line_69 | NAYY 4x150 SE | 64 | 67 | 0.031427 | 0.208 | 0.08 | 261 | 0 | 0.27 | 1 | 3 | cs | TRUE
70 | LV_762-8_1_3_line_70 | NAYY 4x150 SE | 65 | 68 | 0.05501 | 0.208 | 0.08 | 261 | 0 | 0.27 | 1 | 1 | cs | TRUE
71 | LV_762-8_1_3_line_71 | NAYY 4x150 SE | 67 | 69 | 0.027248 | 0.208 | 0.08 | 261 | 0 | 0.27 | 1 | 1 | cs | TRUE
72 | LV_762-8_1_3_line_72 | NAYY 4x150 SE | 67 | 70 | 0.013226 | 0.208 | 0.08 | 261 | 0 | 0.27 | 1 | 3 | cs | TRUE
73 | LV_762-8_1_3_line_73 | NAYY 4x150 SE | 67 | 71 | 0.069206 | 0.208 | 0.08 | 261 | 0 | 0.27 | 1 | 1 | cs | TRUE
74 | LV_762-8_1_3_line_74 | NAYY 4x150 SE | 68 | 75 | 0.020789 | 0.208 | 0.08 | 261 | 0 | 0.27 | 1 | 1 | cs | TRUE
75 | LV_762-8_1_3_line_75 | NAYY 4x150 SE | 70 | 81 | 0.14965 | 0.208 | 0.08 | 261 | 0 | 0.27 | 1 | 3 | cs | TRUE
76 | LV_762-8_1_3_line_76 | NAYY 4x150 SE | 70 | 79 | 0.02656 | 0.208 | 0.08 | 261 | 0 | 0.27 | 1 | 1 | cs | TRUE
77 | LV_762-8_1_3_line_77 | NAYY 4x150 SE | 73 | 74 | 0.057115 | 0.208 | 0.08 | 261 | 0 | 0.27 | 1 | 1 | cs | TRUE
78 | LV_762-8_1_3_line_78 | NAYY 4x150 SE | 75 | 76 | 0.046583 | 0.208 | 0.08 | 261 | 0 | 0.27 | 1 | 1 | cs | TRUE
79 | LV_762-8_1_3_line_79 | NAYY 4x150 SE | 76 | 77 | 0.017275 | 0.208 | 0.08 | 261 | 0 | 0.27 | 1 | 1 | cs | TRUE
80 | LV_762-8_1_3_line_80 | NAYY 4x150 SE | 77 | 83 | 0.043102 | 0.208 | 0.08 | 261 | 0 | 0.27 | 1 | 1 | cs | TRUE
81 | LV_762-8_1_3_line_81 | NAYY 4x150 SE | 78 | 79 | 0.042439 | 0.208 | 0.08 | 261 | 0 | 0.27 | 1 | 1 | cs | TRUE
82 | LV_762-8_1_3_line_82 | NAYY 4x150 SE | 78 | 80 | 0.1784 | 0.208 | 0.08 | 261 | 0 | 0.27 | 1 | 1 | cs | TRUE
83 | LV_762-8_1_3_line_83 | NAYY 4x150 SE | 81 | 82 | 0.18649 | 0.208 | 0.08 | 261 | 0 | 0.27 | 1 | 3 | cs | TRUE
84 | LV_762-8_1_3_line_84 | NAYY 4x150 SE | 82 | 145 | 0.26614 | 0.208 | 0.08 | 261 | 0 | 0.27 | 1 | 3 | cs | TRUE
85 | LV_762-8_1_3_line_85 | NAYY 4x150 SE | 83 | 156 | 0.066223 | 0.208 | 0.08 | 261 | 0 | 0.27 | 1 | 1 | cs | TRUE
86 | LV_762-8_1_3_line_86 | NAYY 4x150 SE | 83 | 167 | 0.047337 | 0.208 | 0.08 | 261 | 0 | 0.27 | 1 | 1 | cs | TRUE
87 | LV_762-8_1_3_line_87 | NAYY 4x150 SE | 84 | 85 | 0.20039 | 0.208 | 0.08 | 261 | 0 | 0.27 | 1 | 2 | cs | TRUE
88 | LV_762-8_1_3_line_88 | NAYY 4x150 SE | 84 | 86 | 0.022873 | 0.208 | 0.08 | 261 | 0 | 0.27 | 1 | 3 | cs | TRUE
89 | LV_762-8_1_3_line_89 | NAYY 4x150 SE | 85 | 87 | 0.020649 | 0.208 | 0.08 | 261 | 0 | 0.27 | 1 | 1 | cs | TRUE
90 | LV_762-8_1_3_line_90 | NAYY 4x150 SE | 86 | 88 | 0.1821 | 0.208 | 0.08 | 261 | 0 | 0.27 | 1 | 3 | cs | TRUE
91 | LV_762-8_1_3_line_91 | NAYY 4x150 SE | 86 | 89 | 0.20187 | 0.208 | 0.08 | 261 | 0 | 0.27 | 1 | 1 | cs | TRUE
92 | LV_762-8_1_3_line_92 | NAYY 4x150 SE | 86 | 90 | 0.020693 | 0.208 | 0.08 | 261 | 0 | 0.27 | 1 | 1 | cs | TRUE
93 | LV_762-8_1_3_line_93 | NAYY 4x150 SE | 87 | 91 | 0.10362 | 0.208 | 0.08 | 261 | 0 | 0.27 | 1 | 1 | cs | TRUE
94 | LV_762-8_1_3_line_94 | NAYY 4x150 SE | 87 | 92 | 0.030747 | 0.208 | 0.08 | 261 | 0 | 0.27 | 1 | 1 | cs | TRUE
95 | LV_762-8_1_3_line_95 | NAYY 4x150 SE | 88 | 93 | 0.019908 | 0.208 | 0.08 | 261 | 0 | 0.27 | 1 | 1 | cs | TRUE
96 | LV_762-8_1_3_line_96 | NAYY 4x150 SE | 88 | 94 | 0.00272 | 0.208 | 0.08 | 261 | 0 | 0.27 | 1 | 3 | cs | TRUE
97 | LV_762-8_1_3_line_97 | NAYY 4x150 SE | 92 | 95 | 0.19726 | 0.208 | 0.08 | 261 | 0 | 0.27 | 1 | 1 | cs | TRUE
98 | LV_762-8_1_3_line_98 | NAYY 4x150 SE | 92 | 96 | 0.036081 | 0.208 | 0.08 | 261 | 0 | 0.27 | 1 | 1 | cs | TRUE
99 | LV_762-8_1_3_line_99 | NAYY 4x150 SE | 93 | 97 | 0.02889 | 0.208 | 0.08 | 261 | 0 | 0.27 | 1 | 1 | cs | TRUE
100 | LV_762-8_1_3_line_100 | NAYY 4x150 SE | 94 | 98 | 0.018552 | 0.208 | 0.08 | 261 | 0 | 0.27 | 1 | 3 | cs | TRUE
101 | LV_762-8_1_3_line_101 | NAYY 4x150 SE | 95 | 130 | 0.18821 | 0.208 | 0.08 | 261 | 0 | 0.27 | 1 | 1 | cs | TRUE
102 | LV_762-8_1_3_line_102 | NAYY 4x150 SE | 97 | 107 | 0.030766 | 0.208 | 0.08 | 261 | 0 | 0.27 | 1 | 1 | cs | TRUE
103 | LV_762-8_1_3_line_103 | NAYY 4x150 SE | 98 | 99 | 0.024495 | 0.208 | 0.08 | 261 | 0 | 0.27 | 1 | 3 | cs | TRUE
104 | LV_762-8_1_3_line_104 | NAYY 4x150 SE | 99 | 100 | 0.011662 | 0.208 | 0.08 | 261 | 0 | 0.27 | 1 | 3 | cs | TRUE
105 | LV_762-8_1_3_line_105 | NAYY 4x150 SE | 100 | 103 | 0.0095167 | 0.208 | 0.08 | 261 | 0 | 0.27 | 1 | 1 | cs | TRUE
106 | LV_762-8_1_3_line_106 | NAYY 4x150 SE | 100 | 104 | 0.014964 | 0.208 | 0.08 | 261 | 0 | 0.27 | 1 | 3 | cs | TRUE
107 | LV_762-8_1_3_line_107 | NAYY 4x150 SE | 101 | 102 | 0.015783 | 0.208 | 0.08 | 261 | 0 | 0.27 | 1 | 1 | cs | TRUE
108 | LV_762-8_1_3_line_108 | NAYY 4x150 SE | 102 | 105 | 0.00087667 | 0.208 | 0.08 | 261 | 0 | 0.27 | 1 | 1 | cs | TRUE
109 | LV_762-8_1_3_line_109 | NAYY 4x150 SE | 104 | 106 | 0.022051 | 0.208 | 0.08 | 261 | 0 | 0.27 | 1 | 3 | cs | TRUE
110 | LV_762-8_1_3_line_110 | NAYY 4x150 SE | 105 | 108 | 0.00068839 | 0.208 | 0.08 | 261 | 0 | 0.27 | 1 | 1 | cs | TRUE
111 | LV_762-8_1_3_line_111 | NAYY 4x150 SE | 106 | 111 | 0.0087306 | 0.208 | 0.08 | 261 | 0 | 0.27 | 1 | 1 | cs | TRUE
112 | LV_762-8_1_3_line_112 | NAYY 4x150 SE | 106 | 109 | 0.008236 | 0.208 | 0.08 | 261 | 0 | 0.27 | 1 | 3 | cs | TRUE
113 | LV_762-8_1_3_line_113 | NAYY 4x150 SE | 108 | 109 | 0.014978 | 0.208 | 0.08 | 261 | 0 | 0.27 | 1 | 1 | cs | TRUE
114 | LV_762-8_1_3_line_114 | NAYY 4x150 SE | 109 | 110 | 0.051415 | 0.208 | 0.08 | 261 | 0 | 0.27 | 1 | 3 | cs | TRUE
115 | LV_762-8_1_3_line_115 | NAYY 4x150 SE | 110 | 112 | 0.013233 | 0.208 | 0.08 | 261 | 0 | 0.27 | 1 | 3 | cs | TRUE
116 | LV_762-8_1_3_line_116 | NAYY 4x150 SE | 111 | 131 | 0.042228 | 0.208 | 0.08 | 261 | 0 | 0.27 | 1 | 1 | cs | TRUE
117 | LV_762-8_1_3_line_117 | NAYY 4x150 SE | 112 | 138 | 0.12443 | 0.208 | 0.08 | 261 | 0 | 0.27 | 1 | 3 | cs | TRUE
118 | LV_762-8_1_3_line_118 | NAYY 4x150 SE | 112 | 134 | 0.031794 | 0.208 | 0.08 | 261 | 0 | 0.27 | 1 | 1 | cs | TRUE
119 | LV_762-8_1_3_line_119 | NAYY 4x150 SE | 113 | 114 | 0.29324 | 0.208 | 0.08 | 261 | 0 | 0.27 | 1 | 1 | cs | TRUE
120 | LV_762-8_1_3_line_120 | NAYY 4x150 SE | 113 | 115 | 0.082725 | 0.208 | 0.08 | 261 | 0 | 0.27 | 1 | 1 | cs | TRUE
121 | LV_762-8_1_3_line_121 | NAYY 4x150 SE | 114 | 116 | 0.15566 | 0.208 | 0.08 | 261 | 0 | 0.27 | 1 | 1 | cs | TRUE
122 | LV_762-8_1_3_line_122 | NAYY 4x150 SE | 115 | 117 | 0.0291 | 0.208 | 0.08 | 261 | 0 | 0.27 | 1 | 1 | cs | TRUE
123 | LV_762-8_1_3_line_123 | NAYY 4x150 SE | 115 | 118 | 0.19506 | 0.208 | 0.08 | 261 | 0 | 0.27 | 1 | 1 | cs | TRUE
124 | LV_762-8_1_3_line_124 | NAYY 4x150 SE | 117 | 119 | 0.066292 | 0.208 | 0.08 | 261 | 0 | 0.27 | 1 | 1 | cs | TRUE
125 | LV_762-8_1_3_line_125 | NAYY 4x150 SE | 117 | 120 | 0.066886 | 0.208 | 0.08 | 261 | 0 | 0.27 | 1 | 1 | cs | TRUE
126 | LV_762-8_1_3_line_126 | NAYY 4x150 SE | 118 | 121 | 0.20466 | 0.208 | 0.08 | 261 | 0 | 0.27 | 1 | 1 | cs | TRUE
127 | LV_762-8_1_3_line_127 | NAYY 4x150 SE | 118 | 122 | 0.35592 | 0.208 | 0.08 | 261 | 0 | 0.27 | 1 | 1 | cs | TRUE
128 | LV_762-8_1_3_line_128 | NAYY 4x150 SE | 120 | 123 | 0.051964 | 0.208 | 0.08 | 261 | 0 | 0.27 | 1 | 1 | cs | TRUE
129 | LV_762-8_1_3_line_129 | NAYY 4x150 SE | 121 | 124 | 0.17157 | 0.208 | 0.08 | 261 | 0 | 0.27 | 1 | 1 | cs | TRUE
130 | LV_762-8_1_3_line_130 | NAYY 4x150 SE | 123 | 129 | 0.056122 | 0.208 | 0.08 | 261 | 0 | 0.27 | 1 | 1 | cs | TRUE
131 | LV_762-8_1_3_line_131 | NAYY 4x150 SE | 124 | 125 | 0.14423 | 0.208 | 0.08 | 261 | 0 | 0.27 | 1 | 1 | cs | TRUE
132 | LV_762-8_1_3_line_132 | NAYY 4x150 SE | 125 | 126 | 0.21553 | 0.208 | 0.08 | 261 | 0 | 0.27 | 1 | 1 | cs | TRUE
133 | LV_762-8_1_3_line_133 | NAYY 4x150 SE | 126 | 161 | 0.2221 | 0.208 | 0.08 | 261 | 0 | 0.27 | 1 | 1 | cs | TRUE
134 | LV_762-8_1_3_line_134 | NAYY 4x150 SE | 126 | 160 | 0.10583 | 0.208 | 0.08 | 261 | 0 | 0.27 | 1 | 1 | cs | TRUE
135 | LV_762-8_1_3_line_135 | NAYY 4x150 SE | 127 | 128 | 0.099307 | 0.208 | 0.08 | 261 | 0 | 0.27 | 1 | 1 | cs | TRUE
136 | LV_762-8_1_3_line_136 | NAYY 4x150 SE | 127 | 129 | 0.093421 | 0.208 | 0.08 | 261 | 0 | 0.27 | 1 | 1 | cs | TRUE
137 | LV_762-8_1_3_line_137 | NAYY 4x150 SE | 129 | 130 | 0.076614 | 0.208 | 0.08 | 261 | 0 | 0.27 | 1 | 1 | cs | TRUE
138 | LV_762-8_1_3_line_138 | NAYY 4x150 SE | 131 | 132 | 0.0038235 | 0.208 | 0.08 | 261 | 0 | 0.27 | 1 | 1 | cs | TRUE
139 | LV_762-8_1_3_line_139 | NAYY 4x150 SE | 133 | 134 | 0.022112 | 0.208 | 0.08 | 261 | 0 | 0.27 | 1 | 1 | cs | TRUE
140 | LV_762-8_1_3_line_140 | NAYY 4x150 SE | 133 | 135 | 0.092115 | 0.208 | 0.08 | 261 | 0 | 0.27 | 1 | 1 | cs | TRUE
141 | LV_762-8_1_3_line_141 | NAYY 4x150 SE | 135 | 136 | 0.045711 | 0.208 | 0.08 | 261 | 0 | 0.27 | 1 | 1 | cs | TRUE
142 | LV_762-8_1_3_line_142 | NAYY 4x150 SE | 135 | 137 | 0.11138 | 0.208 | 0.08 | 261 | 0 | 0.27 | 1 | 1 | cs | TRUE
143 | LV_762-8_1_3_line_143 | NAYY 4x150 SE | 137 | 139 | 0.039928 | 0.208 | 0.08 | 261 | 0 | 0.27 | 1 | 1 | cs | TRUE
144 | LV_762-8_1_3_line_144 | NAYY 4x150 SE | 137 | 140 | 0.068736 | 0.208 | 0.08 | 261 | 0 | 0.27 | 1 | 1 | cs | TRUE
145 | LV_762-8_1_3_line_145 | NAYY 4x150 SE | 138 | 141 | 0.060369 | 0.208 | 0.08 | 261 | 0 | 0.27 | 1 | 3 | cs | TRUE
146 | LV_762-8_1_3_line_146 | NAYY 4x150 SE | 140 | 142 | 0.0038042 | 0.208 | 0.08 | 261 | 0 | 0.27 | 1 | 1 | cs | TRUE
147 | LV_762-8_1_3_line_147 | NAYY 4x150 SE | 140 | 143 | 0.036673 | 0.208 | 0.08 | 261 | 0 | 0.27 | 1 | 1 | cs | TRUE
148 | LV_762-8_1_3_line_148 | NAYY 4x150 SE | 141 | 144 | 0.052395 | 0.208 | 0.08 | 261 | 0 | 0.27 | 1 | 1 | cs | TRUE
149 | LV_762-8_1_3_line_149 | NAYY 4x150 SE | 141 | 145 | 0.0020047 | 0.208 | 0.08 | 261 | 0 | 0.27 | 1 | 3 | cs | TRUE
150 | LV_762-8_1_3_line_150 | NAYY 4x150 SE | 143 | 155 | 0.015263 | 0.208 | 0.08 | 261 | 0 | 0.27 | 1 | 1 | cs | TRUE
151 | LV_762-8_1_3_line_151 | NAYY 4x150 SE | 144 | 153 | 0.0050545 | 0.208 | 0.08 | 261 | 0 | 0.27 | 1 | 1 | cs | TRUE
152 | LV_762-8_1_3_line_152 | NAYY 4x150 SE | 146 | 147 | 0.083738 | 0.208 | 0.08 | 261 | 0 | 0.27 | 1 | 1 | cs | TRUE
153 | LV_762-8_1_3_line_153 | NAYY 4x150 SE | 147 | 149 | 0.03246 | 0.208 | 0.08 | 261 | 0 | 0.27 | 1 | 1 | cs | TRUE
154 | LV_762-8_1_3_line_154 | NAYY 4x150 SE | 147 | 150 | 0.047951 | 0.208 | 0.08 | 261 | 0 | 0.27 | 1 | 1 | cs | TRUE
155 | LV_762-8_1_3_line_155 | NAYY 4x150 SE | 148 | 151 | 0.11339 | 0.208 | 0.08 | 261 | 0 | 0.27 | 1 | 1 | cs | TRUE
156 | LV_762-8_1_3_line_156 | NAYY 4x150 SE | 149 | 152 | 0.026584 | 0.208 | 0.08 | 261 | 0 | 0.27 | 1 | 1 | cs | TRUE
157 | LV_762-8_1_3_line_157 | NAYY 4x150 SE | 150 | 153 | 0.049427 | 0.208 | 0.08 | 261 | 0 | 0.27 | 1 | 1 | cs | TRUE
158 | LV_762-8_1_3_line_158 | NAYY 4x150 SE | 151 | 157 | 0.12331 | 0.208 | 0.08 | 261 | 0 | 0.27 | 1 | 1 | cs | TRUE
159 | LV_762-8_1_3_line_159 | NAYY 4x150 SE | 153 | 154 | 0.014719 | 0.208 | 0.08 | 261 | 0 | 0.27 | 1 | 1 | cs | TRUE
160 | LV_762-8_1_3_line_160 | NAYY 4x150 SE | 157 | 158 | 0.019173 | 0.208 | 0.08 | 261 | 0 | 0.27 | 1 | 1 | cs | TRUE
161 | LV_762-8_1_3_line_161 | NAYY 4x150 SE | 158 | 159 | 0.043755 | 0.208 | 0.08 | 261 | 0 | 0.27 | 1 | 1 | cs | TRUE
162 | LV_762-8_1_3_line_162 | NAYY 4x150 SE | 159 | 162 | 0.17099 | 0.208 | 0.08 | 261 | 0 | 0.27 | 1 | 1 | cs | TRUE
163 | LV_762-8_1_3_line_163 | NAYY 4x150 SE | 159 | 163 | 0.078167 | 0.208 | 0.08 | 261 | 0 | 0.27 | 1 | 1 | cs | TRUE
164 | LV_762-8_1_3_line_164 | NAYY 4x150 SE | 162 | 164 | 0.03737 | 0.208 | 0.08 | 261 | 0 | 0.27 | 1 | 1 | cs | TRUE
165 | LV_762-8_1_3_line_165 | NAYY 4x150 SE | 163 | 165 | 0.048623 | 0.208 | 0.08 | 261 | 0 | 0.27 | 1 | 1 | cs | TRUE
166 | LV_762-8_1_3_line_166 | NAYY 4x150 SE | 166 | 167 | 0.044156 | 0.208 | 0.08 | 261 | 0 | 0.27 | 1 | 1 | cs | TRUE

## trafo
| name | std_type | hv_bus | lv_bus | sn_mva | vn_hv_kv | vn_lv_kv | vk_percent | vkr_percent | pfe_kw | i0_percent | shift_degree | tap_side | tap_neutral | tap_min | tap_max | tap_step_percent | tap_step_degree | tap_pos | tap_phase_shifter | parallel | df | in_service
0 | LV_762-8_1_3_trafo_77 | 0.25 MVA 20/0.4 kV | 168 | 14 | 0.25 | 20 | 0.4 | 6 | 1.44 | 0.8 | 0.32 | 150 | hv | 0 | -2 | 2 | 2.5 | 0 | 0 | FALSE | 1 | 1 | TRUE

## line_geodata
| x0 | y0 | x1 | y1 | x2 | y2 | x3 | y3 | x4 | y4 | x5 | y5 | x6 | y6 | x7 | y7 | x8 | y8 | x9 | y9 | x10 | y10 | x11 | y11 | x12 | y12 | x13 | y13 | x14 | y14 | x15 | y15 | x16 | y16 | x17 | y17 | x18 | y18 | x19 | y19 | x20 | y20 | x21 | y21 | x22 | y22
0 | 2610426.9833 | 1166897.8595 | 2610429.574 | 1166915.8566 | 2610430.0065 | 1166935.8117 | 2610445.0463 | 1166954.6137 | 2610449.1782 | 1166967.7223
1 | 2610389.1182 | 1166715.5202 | 2610390.906 | 1166739.7799 | 2610406.2338 | 1166813.9877 | 2610425.686 | 1166888.8475 | 2610426.9833 | 1166897.8595
2 | 2610449.1782 | 1166967.7223 | 2610342.9662 | 1166988.1328
3 | 2610389.1182 | 1166715.5202 | 2610387.7686 | 1166699.0542 | 2610387.7757 | 1166698.6064
4 | 2610389.1182 | 1166715.5202 | 2610395.4883 | 1166714.8976 | 2610415.5363 | 1166715.2767 | 2610423.7836 | 1166713.6456 | 2610427.2568 | 1166719.3767
5 | 2610389.1182 | 1166715.5202 | 2610146.5892 | 1166766.2449
6 | 2610342.9662 | 1166988.1328 | 2610335.9098 | 1166991.8448 | 2610327.1261 | 1166994.0642 | 2610320.6887 | 1166993.9198 | 2610312.3455 | 1166993.6277 | 2610308.4371 | 1166996.289 | 2610306.7164 | 1166999.8323 | 2610306.9451 | 1167007.7077
7 | 2610342.9662 | 1166988.1328 | 2610324.1967 | 1166956.8073 | 2610305.1479 | 1166941.0558 | 2610293.4351 | 1166923.6272 | 2610291.6892 | 1166906.0043 | 2610294.5511 | 1166888.6338 | 2610292.9548 | 1166886.53
8 | 2610427.2568 | 1166719.3767 | 2610442.2944 | 1166744.1928 | 2610499.2003 | 1166850.8557 | 2610500.6742 | 1166854.2193
9 | 2610292.9548 | 1166886.53 | 2610292.2554 | 1166874.6785 | 2610289.8567 | 1166869.8544
10 | 2610292.9548 | 1166886.53 | 2610289.7802 | 1166885.2462 | 2610281.9428 | 1166889.1015 | 2610269.3425 | 1166902.8091 | 2610252.7972 | 1166922.7688 | 2610246.7121 | 1166931.5295 | 2610244.9725 | 1166938.198
11 | 2610244.9725 | 1166938.198 | 2610244.4193 | 1166940.3189
12 | 2610188.5111 | 1166961.7776 | 2610191.7728 | 1166968.3106 | 2610196.1549 | 1166975.2548 | 2610203.0858 | 1166982.3478 | 2610210.0856 | 1166984.872 | 2610214.8215 | 1166984.5756
13 | 2610214.8215 | 1166984.5756 | 2610217.6952 | 1166984.3957 | 2610226.2122 | 1166981.5198 | 2610226.2122 | 1166981.5198
14 | 2610226.2122 | 1166981.5198 | 2610232.3662 | 1166977.1947 | 2610238.9065 | 1166966.3448 | 2610243.7149 | 1166943.0191 | 2610244.4193 | 1166940.3189
15 | 2610779.9179 | 1166750.2001 | 2610760.305 | 1166745.6512 | 2610755.9852 | 1166751.2796 | 2610751.0336 | 1166763.5436 | 2610747.7327 | 1166773.5296
16 | 2610779.9179 | 1166750.2001 | 2610782.572 | 1166750.8157 | 2610784.1823 | 1166749.2844 | 2610787.7566 | 1166745.3111 | 2610792.4329 | 1166741.5397 | 2610798.1792 | 1166738.7486 | 2610809.154 | 1166737.5872
17 | 2610299.0651 | 1167053.6845 | 2610299.3076 | 1167053.1685 | 2610302.329 | 1167045.4698 | 2610304.0616 | 1167034.9564 | 2610305.9255 | 1167023.7095 | 2610307.1719 | 1167015.5187 | 2610306.9451 | 1167007.7077
18 | 2610784.8661 | 1166876.5047 | 2610791.6351 | 1166879.5961 | 2610798.2015 | 1166880.4194 | 2610840.6596 | 1166881.7688
19 | 2610784.8661 | 1166876.5047 | 2610780.9661 | 1166874.2522 | 2610778.8289 | 1166870.8245 | 2610777.19 | 1166866.9307 | 2610777.1988 | 1166862.0172 | 2610778.8588 | 1166854.0384 | 2610787.0668 | 1166818.6576 | 2610790.6838 | 1166809.6014
20 | 2610784.8661 | 1166876.5047 | 2610554.9322 | 1166927.3354
21 | 2610784.8661 | 1166876.5047 | 2610784.9691 | 1166878.8172 | 2610786.6029 | 1166881.2769 | 2610789.7491 | 1166884.4507
22 | 2610951.6942 | 1166877.6831 | 2610943.4802 | 1166877.8683 | 2610920.1624 | 1166882.6841 | 2610905.691 | 1166884.759 | 2610871.5999 | 1166882.7521 | 2610840.6596 | 1166881.7688
23 | 2610810.7818 | 1166737.4149 | 2610800.9538 | 1166783.8872 | 2610790.6838 | 1166809.6014
24 | 2610554.9322 | 1166927.3354 | 2610550.8371 | 1166922.8149 | 2610539.9556 | 1166920.7504 | 2610534.2672 | 1166920.4422
25 | 2610828.8646 | 1167031.1829 | 2610831.9299 | 1167025.0409 | 2610832.1453 | 1167020.1277 | 2610830.3043 | 1167013.7768 | 2610828.265 | 1167007.0142 | 2610827.4554 | 1167001.699 | 2610828.701 | 1166994.3308 | 2610830.262 | 1166986.1518 | 2610842.3215 | 1166954.4464 | 2610842.5355 | 1166950.3559 | 2610838.8526 | 1166942.3675 | 2610834.9597 | 1166936.213 | 2610822.4742 | 1166915.1135 | 2610810.3819 | 1166905.2647 | 2610789.7491 | 1166884.4507
26 | 2610512.7624 | 1166892.1029 | 2610511.3222 | 1166883.6821 | 2610507.6484 | 1166870.1356 | 2610500.6742 | 1166854.2193
27 | 2610696.3903 | 1166582.9121 | 2610704.2764 | 1166586.5501 | 2610709.7192 | 1166590.9175 | 2610713.9144 | 1166595.1603 | 2610719.974 | 1166597.072 | 2610723.2139 | 1166597.2307
28 | 2610723.2139 | 1166597.2307 | 2610744.7058 | 1166598.2832 | 2610746.8147 | 1166597.9977
29 | 2610828.8646 | 1167031.1829 | 2610862.2174 | 1167026.1736 | 2610872.4992 | 1167016.7762 | 2610884.2019 | 1167012.9659
30 | 2611002.5645 | 1167024.2721 | 2610997.5898 | 1167018.1032 | 2610990.6588 | 1167011.5985 | 2610976.9134 | 1167006.0485 | 2610961.2832 | 1167001.4623 | 2610946.2997 | 1166998.9783 | 2610934.5972 | 1166998.1345 | 2610916.7619 | 1167002.2599 | 2610893.3475 | 1167009.9882 | 2610884.2019 | 1167012.9659
31 | 2610512.7624 | 1166892.1029 | 2610512.8969 | 1166892.8893
32 | 2610523.8775 | 1167040.1451 | 2610523.6809 | 1167037.522
33 | 2610521.7788 | 1167012.1359 | 2610523.6809 | 1167037.522
34 | 2610521.042 | 1167002.3026 | 2610521.7788 | 1167012.1359
35 | 2610521.042 | 1167002.3026 | 2610520.6737 | 1166997.387
36 | 2610520.6737 | 1166997.387 | 2610520.2995 | 1166992.3929
37 | 2610518.7049 | 1166971.1163 | 2610519.3009 | 1166979.0658 | 2610520.2995 | 1166992.3929
38 | 2610513.6805 | 1166901.4311 | 2610514.2238 | 1166909.8446 | 2610514.7193 | 1166917.5895
39 | 2610514.8796 | 1166920.0953 | 2610514.7193 | 1166917.5895
40 | 2610513.6805 | 1166901.4311 | 2610513.2697 | 1166895.0689 | 2610512.8969 | 1166892.8893
41 | 2610514.8796 | 1166920.0953 | 2610516.6777 | 1166944.0789
42 | 2610514.8796 | 1166920.0953 | 2610520.453 | 1166919.6937 | 2610534.2672 | 1166920.4422
43 | 2610516.6777 | 1166944.0789 | 2610518.0891 | 1166962.9029
44 | 2610518.7049 | 1166971.1163 | 2610518.0891 | 1166962.9029
45 | 2611179.6581 | 1166223.1292 | 2611179.6581 | 1166223.1292 | 2611183.5587 | 1166225.1819 | 2611185.7337 | 1166228.8655 | 2611186.0013 | 1166229.2896
46 | 2611179.6581 | 1166223.1292 | 2611172.2623 | 1166223.3156 | 2611150.2186 | 1166224.9091 | 2611137.2801 | 1166225.0853 | 2611124.8232 | 1166225.6849 | 2611111.4763 | 1166227.3056 | 2611097.2952 | 1166233.0046 | 2611082.0897 | 1166237.8902 | 2611074.6986 | 1166239.7221 | 2611065.7973 | 1166238.4607 | 2611055.411 | 1166232.9278
47 | 2611055.411 | 1166232.9278 | 2611055.411 | 1166232.9278 | 2611054.0286 | 1166231.6784
48 | 2611047.5901 | 1166229.7376 | 2611050.6319 | 1166229.8064 | 2611052.2927 | 1166230.1096 | 2611054.0286 | 1166231.6784
49 | 2611006.9633 | 1166225.8803 | 2611016.3276 | 1166229.3658 | 2611030.2908 | 1166229.8026 | 2611042.6091 | 1166229.625 | 2611047.5901 | 1166229.7376
50 | 2611006.9633 | 1166225.8803 | 2611008.386 | 1166230.7965 | 2611005.843 | 1166235.6943 | 2611003.0249 | 1166239.6501
51 | 2611006.9633 | 1166225.8803 | 2610999.5162 | 1166216.4398 | 2610989.678 | 1166204.1491 | 2610982.1003 | 1166194.9196 | 2610973.3466 | 1166192.4581 | 2610965.4674 | 1166193.2553 | 2610953.757 | 1166195.8909
52 | 2611328.8677 | 1166435.4575 | 2611513.2166 | 1166239.5192
53 | 2611328.8677 | 1166435.4575 | 2611330.2861 | 1166446.5101 | 2611332.5218 | 1166458.587 | 2611334.9696 | 1166467.8073 | 2611332.7005 | 1166473.5281
54 | 2611498.7187 | 1166741.0753 | 2611499.7424 | 1166742.1778 | 2611504.5474 | 1166743.4321 | 2611507.218 | 1166739.9576
55 | 2611491.0566 | 1166732.7455 | 2611493.8823 | 1166736.2415 | 2611496.3429 | 1166738.5029 | 2611498.7187 | 1166741.0753
56 | 2611491.0566 | 1166732.7455 | 2611476.8539 | 1166730.0727 | 2611449.3453 | 1166724.0842 | 2611437.15 | 1166724.4613 | 2611427.701 | 1166725.8775 | 2611405.823 | 1166721.7563 | 2611390.9654 | 1166717.2149 | 2611385.1071 | 1166710.2559 | 2611381.3451 | 1166703.8901 | 2611379.5045 | 1166697.539 | 2611378.6943 | 1166692.8352 | 2611377.0604 | 1166686.4845 | 2611375.3074 | 1166682.4014 | 2611373.2054 | 1166676.6612
57 | 2611373.2054 | 1166676.6612 | 2611376.4619 | 1166679.113 | 2611381.0514 | 1166685.0691 | 2611384.5309 | 1166691.0119 | 2611389.2421 | 1166697.3684 | 2611393.6698 | 1166699.8224 | 2611398.1863 | 1166699.8309 | 2611402.7063 | 1166697.9941 | 2611405.7913 | 1166693.909 | 2611410.5319 | 1166684.7022 | 2611433.0969 | 1166633.3859 | 2611432.8106 | 1166630.9175
58 | 2611373.2054 | 1166676.6612 | 2611357.6798 | 1166664.9706 | 2611339.5422 | 1166653.1373
59 | 2611339.5422 | 1166653.1373 | 2611339.4294 | 1166653.0637 | 2611324.9919 | 1166640.7416 | 2611316.3925 | 1166629.8756 | 2611310.8724 | 1166617.9927 | 2611305.363 | 1166604.1353
60 | 2611305.363 | 1166604.1353 | 2611302.1635 | 1166596.0877 | 2611284.3681 | 1166561.6706 | 2611275.9722 | 1166548.3483 | 2611270.7716 | 1166541.5796 | 2611267.5847 | 1166538.3073
61 | 2610822.5575 | 1166736.1687 | 2610825.212 | 1166735.8101
62 | 2610822.5575 | 1166736.1687 | 2610810.7818 | 1166737.4149
63 | 2610822.5575 | 1166736.1687 | 2610822.9132 | 1166708.5222 | 2610829.9849 | 1166658.1764 | 2610825.1158 | 1166624.1952 | 2610824.3282 | 1166593.8008
64 | 2611068.4664 | 1166841.6333 | 2611066.7372 | 1166824.4772 | 2611064.7674 | 1166813.3235 | 2611056.6568 | 1166794.5549
65 | 2611056.6568 | 1166794.5549 | 2611032.8014 | 1166762.4063 | 2610987.5672 | 1166724.9274 | 2610957.8887 | 1166699.472 | 2610931.3959 | 1166685.9839 | 2610920.2416 | 1166682.1841 | 2610907.0169 | 1166680.326 | 2610903.165 | 1166679.4341
66 | 2611068.4664 | 1166841.6333 | 2611074.6142 | 1166845.3242 | 2611077.2531 | 1166850.6095 | 2611081.9503 | 1166885.58 | 2611084.9783 | 1166891.5552 | 2611087.8432 | 1166894.6398 | 2611094.4127 | 1166897.9201 | 2611105.7022 | 1166898.6635 | 2611115.2294 | 1166897.7307
67 | 2610824.3282 | 1166593.8008 | 2610837.0056 | 1166627.7516 | 2610843.6719 | 1166641.3259 | 2610858.8336 | 1166655.8937 | 2610880.7028 | 1166669.4731 | 2610891.2176 | 1166675.6062 | 2610900.0001 | 1166678.7014 | 2610903.165 | 1166679.4341
68 | 2610810.7818 | 1166737.4149 | 2610809.154 | 1166737.5872
69 | 2610824.3282 | 1166593.8008 | 2610818.4506 | 1166580.0945 | 2610807.3034 | 1166567.8796
70 | 2611115.2294 | 1166897.7307 | 2611125.3175 | 1166896.743 | 2611144.73 | 1166892.6879 | 2611150.2873 | 1166892.7315 | 2611155.2904 | 1166894.4527 | 2611156.9445 | 1166898.2799 | 2611155.8976 | 1166908.2492
71 | 2610807.3034 | 1166567.8796 | 2610802.9769 | 1166572.8633 | 2610798.4457 | 1166576.746 | 2610793.5121 | 1166583.0848 | 2610791.4415 | 1166589.4287
72 | 2610807.3034 | 1166567.8796 | 2610804.9382 | 1166554.8689
73 | 2610807.3034 | 1166567.8796 | 2610799.0779 | 1166569.9882 | 2610787.1597 | 1166573.6576 | 2610777.5058 | 1166578.3428 | 2610768.4533 | 1166584.8854 | 2610762.4935 | 1166591.4225 | 2610754.6753 | 1166596.9336 | 2610746.8147 | 1166597.9977
74 | 2611162.9915 | 1166925.9308 | 2611159.1406 | 1166923.5743 | 2611155.8513 | 1166918.1989 | 2611155.5731 | 1166911.3394 | 2611155.8976 | 1166908.2492
75 | 2610804.9382 | 1166554.8689 | 2610803.8542 | 1166548.9084 | 2610802.4809 | 1166524.9162 | 2610801.8491 | 1166514.332 | 2610797.6168 | 1166505.1199 | 2610788.2894 | 1166502.6353 | 2610762.5789 | 1166500.5107 | 2610730.7657 | 1166494.7957 | 2610723.9019 | 1166493.1049 | 2610720.4863 | 1166489.5193 | 2610717.9821 | 1166485.7018 | 2610713.8498 | 1166471.8431
76 | 2610804.9382 | 1166554.8689 | 2610812.7453 | 1166555.6277 | 2610820.5405 | 1166558.7098 | 2610826.4911 | 1166561.5886 | 2610829.5555 | 1166563.7029
77 | 2611002.5645 | 1167024.2721 | 2611006.2354 | 1167028.8243 | 2611011.7205 | 1167039.006 | 2611015.8517 | 1167048.6851 | 2611015.4279 | 1167054.4205 | 2611011.9239 | 1167061.7845 | 2611007.3943 | 1167069.1466 | 2611006.3566 | 1167075.6924 | 2611006.3566 | 1167075.6924
78 | 2611162.9915 | 1166925.9308 | 2611165.6093 | 1166927.5327 | 2611181.4092 | 1166931.4416 | 2611207.1399 | 1166940.3765
79 | 2611223.4592 | 1166946.0432 | 2611207.1399 | 1166940.3765
80 | 2611258.9408 | 1166970.4718 | 2611224.0878 | 1166946.2615 | 2611223.4592 | 1166946.0432
81 | 2610870.3194 | 1166573.4371 | 2610864.5739 | 1166571.3396 | 2610857.4827 | 1166568.4031 | 2610847.4267 | 1166566.7398 | 2610837.5755 | 1166566.1107 | 2610831.9349 | 1166565.3447 | 2610829.5555 | 1166563.7029
82 | 2611013.6599 | 1166676.4063 | 2610995.8983 | 1166668.9369 | 2610980.0134 | 1166660.7928 | 2610966.4831 | 1166650.1185 | 2610952.6381 | 1166635.7084 | 2610924.8731 | 1166610.1343 | 2610909.7932 | 1166596.9449 | 2610897.4024 | 1166586.7508 | 2610885.5031 | 1166579.9704 | 2610873.6011 | 1166574.6352 | 2610870.3194 | 1166573.4371
83 | 2610759.0033 | 1166414.806 | 2610759.0033 | 1166414.806 | 2610758.354 | 1166418.3177 | 2610753.7563 | 1166420.8107 | 2610747.1651 | 1166420.7101 | 2610720.8264 | 1166418.6623 | 2610685.0686 | 1166422.4898 | 2610673.2272 | 1166421.6129 | 2610665.0881 | 1166422.3767 | 2610658.882 | 1166425.3227 | 2610657.0738 | 1166430.5333 | 2610658.2469 | 1166438.1614 | 2610661.7746 | 1166443.3035 | 2610667.9381 | 1166447.1496 | 2610689.5454 | 1166453.7466 | 2610702.3469 | 1166457.0932 | 2610707.3479 | 1166460.2814 | 2610710.8144 | 1166465.379 | 2610713.8498 | 1166471.8431
84 | 2610759.0033 | 1166414.806 | 2610757.8482 | 1166410.0126 | 2610753.03 | 1166407.3694 | 2610745.5982 | 1166406.4001 | 2610737.6174 | 1166404.2849 | 2610722.6273 | 1166396.0431 | 2610696.4988 | 1166361.6352 | 2610691.516 | 1166348.1196 | 2610692.1327 | 1166332.7241 | 2610713.0053 | 1166278.8898 | 2610735.2071 | 1166244.1674 | 2610763.1855 | 1166220.1051 | 2610769.8165 | 1166207.7879
85 | 2611258.9408 | 1166970.4718 | 2611243.6647 | 1167018.3339 | 2611237.9032 | 1167033.2414
86 | 2611258.9408 | 1166970.4718 | 2611285.1958 | 1166987.3069 | 2611299.1735 | 1166995.3926 | 2611299.1735 | 1166995.3926
87 | 2610704.4378 | 1165655.4457 | 2610707.6191 | 1165672.0665 | 2610708.0104 | 1165680.2491 | 2610707.7958 | 1165689.0197 | 2610713.9495 | 1165711.7531 | 2610718.5209 | 1165728.703 | 2610722.8504 | 1165769.7756 | 2610726.0304 | 1165776.9515 | 2610750.9777 | 1165805.2988 | 2610759.3471 | 1165821.8553 | 2610763.0843 | 1165841.4299
88 | 2610770.2069 | 1165862.9729 | 2610767.1994 | 1165857.8761 | 2610763.3067 | 1165842.5949 | 2610763.0843 | 1165841.4299
89 | 2610702.4861 | 1165634.9834 | 2610702.4681 | 1165645.1551 | 2610704.4378 | 1165655.4457
90 | 2610770.2069 | 1165862.9729 | 2610776.4597 | 1165868.5312 | 2610792.4443 | 1165877.9311 | 2610799.6232 | 1165887.9156 | 2610804.7978 | 1165901.2759 | 2610806.9705 | 1165915.0311 | 2610806.9459 | 1165928.7824 | 2610809.5276 | 1165940.7485 | 2610813.3061 | 1165951.3161 | 2610813.0899 | 1165960.8871 | 2610806.6656 | 1165974.2267 | 2610801.4512 | 1165983.1886 | 2610800.8365 | 1165992.959 | 2610810.193 | 1166013.8973 | 2610811.1781 | 1166023.8707
91 | 2610770.2069 | 1165862.9729 | 2610780.2247 | 1165865.2474 | 2610797.5637 | 1165866.5234 | 2610807.5766 | 1165867.2528 | 2610814.3647 | 1165868.8769 | 2610822.5855 | 1165869.9588 | 2610827.5878 | 1165872.6357 | 2610835.6286 | 1165875.8629 | 2610842.4161 | 1165877.8316 | 2610846.1644 | 1165879.617 | 2610849.1978 | 1165883.013 | 2610852.9413 | 1165891.7463 | 2610855.0655 | 1165902.6222 | 2610859.1646 | 1165909.3996 | 2610868.7965 | 1165921.9009 | 2610878.7879 | 1165930.2897 | 2610886.8299 | 1165932.7943 | 2610898.089 | 1165934.4266 | 2610910.7786 | 1165936.7617 | 2610918.4607 | 1165939.2768 | 2610926.1455 | 1165940.3579 | 2610930.0781 | 1165941.788 | 2610937.2185 | 1165947.5037
92 | 2610770.2069 | 1165862.9729 | 2610750.7018 | 1165869.8837
93 | 2610643.977 | 1165681.9591 | 2610662.4775 | 1165671.7644 | 2610664.1294 | 1165668.4879 | 2610665.3787 | 1165659.0743 | 2610662.5187 | 1165648.4195 | 2610662.5324 | 1165640.649 | 2610665.4257 | 1165632.4611 | 2610670.0289 | 1165627.1444 | 2610675.7059 | 1165625.1089 | 2610683.5064 | 1165625.9453 | 2610691.3846 | 1165630.4615 | 2610700.3284 | 1165634.157 | 2610702.4861 | 1165634.9834
94 | 2610698.427 | 1165605.3726 | 2610701.9327 | 1165610.2701 | 2610702.502 | 1165626.0123 | 2610702.4861 | 1165634.9834
95 | 2610811.1781 | 1166023.8707 | 2610804.3602 | 1166021.8353 | 2610796.9858 | 1166014.2405 | 2610795.5492 | 1166012.5652
96 | 2610811.1781 | 1166023.8707 | 2610810.4237 | 1166026.484
97 | 2610698.427 | 1165605.3726 | 2610702.4518 | 1165598.1316 | 2610706.2315 | 1165595.2702 | 2610714.8604 | 1165595.2855 | 2610722.9865 | 1165598.168 | 2610731.2697 | 1165603.0963 | 2610745.9487 | 1165619.4972 | 2610770.9634 | 1165631.8257 | 2610798.9789 | 1165640.0686 | 2610820.2251 | 1165644.6089 | 2610826.3691 | 1165651.1676 | 2610829.6394 | 1165663.4573 | 2610841.1099 | 1165679.8527 | 2610851.2053 | 1165690.6785
98 | 2610698.427 | 1165605.3726 | 2610696.3496 | 1165602.4786 | 2610685.1612 | 1165595.0884 | 2610679.578 | 1165587.308 | 2610676.991 | 1165578.1322
99 | 2610776.6936 | 1165990.6814 | 2610781.706 | 1165996.2265 | 2610789.6055 | 1166005.6342 | 2610795.5492 | 1166012.5652
100 | 2610801.9421 | 1166042.5857 | 2610807.9579 | 1166035.026 | 2610810.4237 | 1166026.484
101 | 2610851.2053 | 1165690.6785 | 2610858.3266 | 1165698.3151 | 2610875.1386 | 1165711.852 | 2610892.7892 | 1165718.8428 | 2610909.7171 | 1165727.4777 | 2610934.223 | 1165745.531 | 2610975.3636 | 1165764.8485 | 2611009.494 | 1165789.8505
102 | 2610748.7723 | 1165994.9227 | 2610756.1697 | 1165989.6221 | 2610762.5359 | 1165987.3768 | 2610769.9239 | 1165987.39 | 2610776.6936 | 1165990.6814
103 | 2610778.8252 | 1166044.6788 | 2610782.3439 | 1166046.3415 | 2610792.7396 | 1166046.9604 | 2610801.9421 | 1166042.5857 | 2610801.9421 | 1166042.5857
104 | 2610770.5115 | 1166052.8792 | 2610778.8252 | 1166044.6788
105 | 2610770.5115 | 1166052.8792 | 2610776.8759 | 1166059.9547
106 | 2610770.5115 | 1166052.8792 | 2610762.1595 | 1166061.1351 | 2610759.3607 | 1166062.7281
107 | 2610741.8889 | 1166044.5118 | 2610742.7605 | 1166043.2806 | 2610749.3622 | 1166037.7118 | 2610754.6406 | 1166035.7306
108 | 2610741.3824 | 1166045.2273 | 2610741.8889 | 1166044.5118
109 | 2610738.5915 | 1166062.8608 | 2610753.3003 | 1166066.1774 | 2610759.3607 | 1166062.7281
110 | 2610740.9846 | 1166045.7892 | 2610741.3824 | 1166045.2273
111 | 2610738.5915 | 1166062.8608 | 2610738.5857 | 1166066.129 | 2610735.8087 | 1166070.8328
112 | 2610732.33 | 1166058.0139 | 2610736.7439 | 1166059.9894 | 2610738.5915 | 1166062.8608
113 | 2610732.33 | 1166058.0139 | 2610740.9846 | 1166045.7892
114 | 2610732.33 | 1166058.0139 | 2610726.3273 | 1166062.5833 | 2610715.3194 | 1166066.1544 | 2610700.0157 | 1166065.905 | 2610686.6744 | 1166068.5938 | 2610683.8024 | 1166070.3813
115 | 2610673.076 | 1166078.0857 | 2610678.4812 | 1166073.693 | 2610683.8024 | 1166070.3813
116 | 2610735.8087 | 1166070.8328 | 2610729.394 | 1166081.6983 | 2610732.8683 | 1166091.1202 | 2610741.7011 | 1166108.582
117 | 2610673.076 | 1166078.0857 | 2610696.7781 | 1166117.3027 | 2610716.1314 | 1166147.8967 | 2610724.7531 | 1166155.827 | 2610735.894 | 1166159.1818 | 2610754.943 | 1166158.6831
118 | 2610673.076 | 1166078.0857 | 2610656.9072 | 1166069.1972 | 2610646.0356 | 1166061.4608
119 | 2611072.01 | 1165638.9286 | 2611060.1063 | 1165633.5819 | 2611030.2591 | 1165613.8731 | 2611001.9591 | 1165593.756 | 2610987.6026 | 1165581.4459 | 2610979.7174 | 1165572.4271 | 2610972.0306 | 1165563.82 | 2610960.5513 | 1165552.3268 | 2610948.5671 | 1165536.3415 | 2610938.8275 | 1165528.1309 | 2610925.3158 | 1165501.5043 | 2610910.5679 | 1165481.0008 | 2610896.6325 | 1165464.1895 | 2610885.0496 | 1165454.7528 | 2610878.4964 | 1165445.7365 | 2610877.4464 | 1165437.8418 | 2610873.4427 | 1165433.1323 | 2610872.6724 | 1165432.3098
120 | 2611153.7499 | 1165634.9769 | 2611147.5879 | 1165634.154 | 2611140.2937 | 1165636.9975 | 2611133.2078 | 1165639.041 | 2611119.6505 | 1165637.7821 | 2611091.3111 | 1165639.3642 | 2611072.01 | 1165638.9286
121 | 2610818.0231 | 1165292.1737 | 2610824.6133 | 1165302.0571 | 2610830.488 | 1165313.8291 | 2610830.9475 | 1165322.3008 | 2610834.2249 | 1165335.0019 | 2610834.9133 | 1165343.9409 | 2610834.4264 | 1165354.99 | 2610836.5368 | 1165360.8745 | 2610839.8149 | 1165373.1087 | 2610845.4438 | 1165393.818 | 2610849.9006 | 1165406.2877 | 2610855.5459 | 1165417.8147 | 2610866.3815 | 1165425.5936 | 2610872.6724 | 1165432.3098
122 | 2611153.7499 | 1165634.9769 | 2611155.8999 | 1165639.8944 | 2611153.4164 | 1165649.717 | 2611151.2467 | 1165655.4491 | 2611150.0004 | 1165662.8172
123 | 2611153.7499 | 1165634.9769 | 2611176.6254 | 1165598.79 | 2611196.4257 | 1165590.189 | 2611199.4181 | 1165582.6241 | 2611188.9067 | 1165553.1677 | 2611195.1826 | 1165529.6788 | 2611210.6515 | 1165515.9228 | 2611237.7834 | 1165501.1214 | 2611252.9628 | 1165498.993
124 | 2611150.0004 | 1165662.8172 | 2611154.9417 | 1165657.0901 | 2611164.0781 | 1165655.8842 | 2611171.0569 | 1165657.9425 | 2611182.4422 | 1165666.1454 | 2611196.9007 | 1165676.822 | 2611207.0645 | 1165678.8863
125 | 2611150.0004 | 1165662.8172 | 2611137.2293 | 1165683.6707 | 2611128.6641 | 1165707.4001 | 2611123.8161 | 1165723.9081
126 | 2611318.1133 | 1165314.9562 | 2611325.5871 | 1165355.4237 | 2611311.4013 | 1165374.6734 | 2611297.1973 | 1165399.5815 | 2611273.499 | 1165457.3883 | 2611269.5267 | 1165481.1927 | 2611252.9628 | 1165498.993 | 2611252.9628 | 1165498.993
127 | 2611252.9628 | 1165498.993 | 2611583.3837 | 1165631.2721
128 | 2611123.8161 | 1165723.9081 | 2611122.0535 | 1165729.9103 | 2611116.1489 | 1165755.69 | 2611116.9404 | 1165774.9344 | 2611116.9404 | 1165774.9344
129 | 2611438.9996 | 1165262.5132 | 2611421.9695 | 1165287.4045 | 2611389.9129 | 1165273.7039 | 2611374.7666 | 1165298.5989 | 2611343.6359 | 1165293.3711 | 2611344.5415 | 1165312.6602 | 2611318.1133 | 1165314.9562 | 2611318.1133 | 1165314.9562
130 | 2611078.7091 | 1165810.2707 | 2611094.7046 | 1165805.1864 | 2611111.5647 | 1165792.122 | 2611116.9404 | 1165774.9344
131 | 2611438.9996 | 1165262.5132 | 2611438.9996 | 1165262.5132 | 2611470.1296 | 1165268.2084 | 2611506.947 | 1165262.6423 | 2611549.9188 | 1165242.0251 | 2611577.2157 | 1165237.3747
132 | 2611772.6717 | 1165153.4329 | 2611701.9688 | 1165179.7643 | 2611626.3833 | 1165228.9985 | 2611577.2157 | 1165237.3747
133 | 2611772.6717 | 1165153.4329 | 2611772.6876 | 1165145.2511 | 2611770.0217 | 1165122.29 | 2611765.1456 | 1165094.0331 | 2611762.2973 | 1165082.155 | 2611758.6156 | 1165073.5435 | 2611752.8834 | 1165064.1166 | 2611746.3179 | 1165057.9563 | 2611736.4775 | 1165050.5668 | 2611684.7868 | 1165017.3057 | 2611649.903 | 1165000.0408 | 2611643.265 | 1164995.911
134 | 2611772.6717 | 1165153.4329 | 2611769.775 | 1165162.4429 | 2611764.8364 | 1165170.2149 | 2611753.3244 | 1165175.9176 | 2611742.3868 | 1165181.6103 | 2611730.0463 | 1165188.134 | 2611715.896 | 1165200.0014 | 2611708.6528 | 1165207.7468 | 2611707.4041 | 1165215.9373 | 2611713.1498 | 1165218.4052 | 2611717.0592 | 1165220.4374
135 | 2611260.1159 | 1165859.5416 | 2611255.7159 | 1165854.2086 | 2611248.2251 | 1165851.7378 | 2611233.1294 | 1165850.4758 | 2611218.6531 | 1165849.6374 | 2611202.6334 | 1165851.2418 | 2611188.3699 | 1165847.1244 | 2611172.2658 | 1165840.5469 | 2611166.5098 | 1165837.4954
136 | 2611078.7091 | 1165810.2707 | 2611087.8029 | 1165815.4122 | 2611103.2954 | 1165821.577 | 2611120.646 | 1165824.8884 | 2611135.842 | 1165825.739 | 2611147.2321 | 1165826.9828 | 2611158.3146 | 1165833.1508 | 2611166.5098 | 1165837.4954
137 | 2611078.7091 | 1165810.2707 | 2611072.9253 | 1165812.1055 | 2611052.8966 | 1165812.0688 | 2611039.3459 | 1165811.6439 | 2611015.1461 | 1165793.9909 | 2611009.494 | 1165789.8505
138 | 2610743.4269 | 1166111.9939 | 2610741.7011 | 1166108.582
139 | 2610628.0194 | 1166048.6401 | 2610646.0356 | 1166061.4608
140 | 2610556.1694 | 1165991.126 | 2610601.5323 | 1166029.7913 | 2610628.0194 | 1166048.6401
141 | 2610556.1694 | 1165991.126 | 2610553.5862 | 1165984.1513 | 2610552.278 | 1165979.2243 | 2610550.2429 | 1165969.6049 | 2610550.264 | 1165957.5322 | 2610550.4904 | 1165946.2715
142 | 2610493.8232 | 1165904.9078 | 2610501.8638 | 1165908.3235 | 2610512.851 | 1165916.7467 | 2610523.7507 | 1165926.993 | 2610530.3567 | 1165936.4982 | 2610535.7892 | 1165947.1574 | 2610538.5479 | 1165958.8791 | 2610541.6942 | 1165972.258 | 2610543.0692 | 1165978.419 | 2610547.8979 | 1165984.0747 | 2610556.1694 | 1165991.126
143 | 2610493.8232 | 1165904.9078 | 2610490.8132 | 1165901.134 | 2610487.1228 | 1165896.8255 | 2610478.4997 | 1165893.7423 | 2610469.4708 | 1165890.6585 | 2610460.4469 | 1165884.7066
144 | 2610444.7858 | 1165949.2228 | 2610458.6483 | 1165928.592 | 2610485.9293 | 1165905.1275 | 2610493.8232 | 1165904.9078
145 | 2610770.7668 | 1166206.0227 | 2610774.967 | 1166181.8181 | 2610773.2164 | 1166167.5079 | 2610761.7411 | 1166158.5052 | 2610754.943 | 1166158.6831
146 | 2610444.7858 | 1165949.2228 | 2610442.6627 | 1165952.3794
147 | 2610444.7858 | 1165949.2228 | 2610449.4376 | 1165951.0095 | 2610454.9731 | 1165955.3101 | 2610459.482 | 1165960.0313 | 2610462.5607 | 1165963.9275 | 2610464.81 | 1165969.2563 | 2610464.8025 | 1165973.5473 | 2610464.7971 | 1165976.6582
148 | 2610770.7668 | 1166206.0227 | 2610775.0912 | 1166206.6196 | 2610778.6478 | 1166208.4825 | 2610783.5012 | 1166212.9822 | 2610787.3833 | 1166221.1821 | 2610789.7011 | 1166230.8133 | 2610792.8949 | 1166238.5896 | 2610796.6593 | 1166244.1324 | 2610799.4983 | 1166245.8358
149 | 2610770.7668 | 1166206.0227 | 2610769.8165 | 1166207.7879
150 | 2610459.6356 | 1165990.7358 | 2610463.1377 | 1165984.3942 | 2610464.7919 | 1165979.6948 | 2610464.7971 | 1165976.6582
151 | 2610803.8326 | 1166248.4362 | 2610799.4983 | 1166245.8358
152 | 2610899.7117 | 1166257.2127 | 2610907.5267 | 1166253.7473 | 2610918.8402 | 1166241.8952 | 2610930.5791 | 1166223.4961 | 2610939.7715 | 1166207.7382 | 2610945.1285 | 1166200.3775 | 2610953.757 | 1166195.8909
153 | 2610878.8587 | 1166282.132 | 2610899.7117 | 1166257.2127
154 | 2610899.7117 | 1166257.2127 | 2610889.8574 | 1166258.0065 | 2610876.2341 | 1166255.9253 | 2610853.0427 | 1166248.7245
155 | 2611027.6846 | 1166343.0644 | 2611020.0378 | 1166335.8145 | 2611012.9379 | 1166324.9629 | 2610999.3876 | 1166287.0637 | 2610995.7183 | 1166271.4937 | 2610994.99 | 1166259.4308 | 2610997.2633 | 1166251.242 | 2610999.8717 | 1166244.0765 | 2611003.0249 | 1166239.6501
156 | 2610878.8587 | 1166282.132 | 2610878.5145 | 1166286.2335 | 2610876.8549 | 1166293.812 | 2610868.1626 | 1166305.6789
157 | 2610803.8326 | 1166248.4362 | 2610819.5693 | 1166250.2986 | 2610832.5832 | 1166250.7444 | 2610853.0427 | 1166248.7245
158 | 2611132.6267 | 1166406.5987 | 2611129.1487 | 1166404.382 | 2611077.2439 | 1166379.7188 | 2611054.2749 | 1166364.3246 | 2611031.7153 | 1166346.8858 | 2611027.6846 | 1166343.0644
159 | 2610803.8326 | 1166248.4362 | 2610806.2233 | 1166251.5087 | 2610815.4961 | 1166257.0966
160 | 2611132.6267 | 1166406.5987 | 2611143.9829 | 1166413.8363 | 2611148.3535 | 1166417.5061
161 | 2611181.6343 | 1166445.9107 | 2611157.6496 | 1166425.3117 | 2611148.3535 | 1166417.5061
162 | 2611181.6343 | 1166445.9107 | 2611184.3088 | 1166444.3927 | 2611194.789 | 1166440.3212 | 2611213.2855 | 1166431.5511 | 2611225.4055 | 1166426.66 | 2611231.1543 | 1166426.8819 | 2611235.8647 | 1166429.7588 | 2611240.2467 | 1166436.3258 | 2611245.1661 | 1166442.06 | 2611253.896 | 1166448.8241 | 2611263.4186 | 1166453.3552 | 2611277.0843 | 1166457.0492 | 2611290.831 | 1166462.3998 | 2611312.5849 | 1166472.0675 | 2611321.4031 | 1166476.5863 | 2611328.5907 | 1166476.9999 | 2611332.7005 | 1166473.5281
163 | 2611181.6343 | 1166445.9107 | 2611199.68 | 1166461.4074 | 2611217.7813 | 1166479.8836 | 2611224.6759 | 1166489.7013 | 2611234.6068 | 1166502.9014
164 | 2611332.7005 | 1166473.5281 | 2611336.478 | 1166475.803 | 2611342.954 | 1166480.1062 | 2611348.6932 | 1166485.4307 | 2611350.5358 | 1166490.7591 | 2611349.9076 | 1166495.0601 | 2611347.8483 | 1166499.1471 | 2611345.8647 | 1166501.117
165 | 2611234.6068 | 1166502.9014 | 2611235.9321 | 1166504.663 | 2611245.6372 | 1166517.9988 | 2611259.9906 | 1166530.5095 | 2611267.5847 | 1166538.3073
166 | 2611343.1538 | 1166996.2753 | 2611315.9715 | 1166997.5918 | 2611299.1735 | 1166995.3926

## bus_geodata
| x | y | coords
0 | 2610426.9833 | 1166897.8595
1 | 2610449.1782 | 1166967.7223
2 | 2610389.1182 | 1166715.5202
3 | 2610342.9662 | 1166988.1328
4 | 2610387.7757 | 1166698.6064
5 | 2610427.2568 | 1166719.3767
6 | 2610146.5892 | 1166766.2449
7 | 2610289.8567 | 1166869.8544
8 | 2610292.9548 | 1166886.53
9 | 2610244.9725 | 1166938.198
10 | 2610188.5111 | 1166961.7776
11 | 2610214.8215 | 1166984.5756
12 | 2610244.4193 | 1166940.3189
13 | 2610226.2122 | 1166981.5198
14 | 2610747.7327 | 1166773.5296
15 | 2610779.9179 | 1166750.2001
16 | 2610306.9451 | 1167007.7077
17 | 2610299.0651 | 1167053.6845
18 | 2610784.8661 | 1166876.5047
19 | 2610840.6596 | 1166881.7688
20 | 2610790.6838 | 1166809.6014
21 | 2610554.9322 | 1166927.3354
22 | 2610789.7491 | 1166884.4507
23 | 2610500.6742 | 1166854.2193
24 | 2610696.3903 | 1166582.9121
25 | 2610723.2139 | 1166597.2307
26 | 2610828.8646 | 1167031.1829
27 | 2610884.2019 | 1167012.9659
28 | 2610512.7624 | 1166892.1029
29 | 2610523.8775 | 1167040.1451
30 | 2610523.6809 | 1167037.522
31 | 2610521.7788 | 1167012.1359
32 | 2610521.042 | 1167002.3026
33 | 2610520.6737 | 1166997.387
34 | 2610520.2995 | 1166992.3929
35 | 2610514.7193 | 1166917.5895
36 | 2610513.6805 | 1166901.4311
37 | 2610514.8796 | 1166920.0953
38 | 2610512.8969 | 1166892.8893
39 | 2610516.6777 | 1166944.0789
40 | 2610534.2672 | 1166920.4422
41 | 2610518.0891 | 1166962.9029
42 | 2610518.7049 | 1166971.1163
43 | 2611179.6581 | 1166223.1292
44 | 2611186.0013 | 1166229.2896
45 | 2611055.411 | 1166232.9278
46 | 2611054.0286 | 1166231.6784
47 | 2611047.5901 | 1166229.7376
48 | 2611006.9633 | 1166225.8803
49 | 2611513.2166 | 1166239.5192
50 | 2611328.8677 | 1166435.4575
51 | 2611507.218 | 1166739.9576
52 | 2611498.7187 | 1166741.0753
53 | 2611491.0566 | 1166732.7455
54 | 2611373.2054 | 1166676.6612
55 | 2611432.8106 | 1166630.9175
56 | 2611339.5422 | 1166653.1373
57 | 2611305.363 | 1166604.1353
58 | 2610825.212 | 1166735.8101
59 | 2610822.5575 | 1166736.1687
60 | 2611056.6568 | 1166794.5549
61 | 2611068.4664 | 1166841.6333
62 | 2610903.165 | 1166679.4341
63 | 2610810.7818 | 1166737.4149
64 | 2610824.3282 | 1166593.8008
65 | 2611115.2294 | 1166897.7307
66 | 2610809.154 | 1166737.5872
67 | 2610807.3034 | 1166567.8796
68 | 2611155.8976 | 1166908.2492
69 | 2610791.4415 | 1166589.4287
70 | 2610804.9382 | 1166554.8689
71 | 2610746.8147 | 1166597.9977
72 | 2610951.6942 | 1166877.6831
73 | 2611002.5645 | 1167024.2721
74 | 2611006.3566 | 1167075.6924
75 | 2611162.9915 | 1166925.9308
76 | 2611207.1399 | 1166940.3765
77 | 2611223.4592 | 1166946.0432
78 | 2610870.3194 | 1166573.4371
79 | 2610829.5555 | 1166563.7029
80 | 2611013.6599 | 1166676.4063
81 | 2610713.8498 | 1166471.8431
82 | 2610759.0033 | 1166414.806
83 | 2611258.9408 | 1166970.4718
84 | 2610763.0843 | 1165841.4299
85 | 2610704.4378 | 1165655.4457
86 | 2610770.2069 | 1165862.9729
87 | 2610702.4861 | 1165634.9834
88 | 2610811.1781 | 1166023.8707
89 | 2610937.2185 | 1165947.5037
90 | 2610750.7018 | 1165869.8837
91 | 2610643.977 | 1165681.9591
92 | 2610698.427 | 1165605.3726
93 | 2610795.5492 | 1166012.5652
94 | 2610810.4237 | 1166026.484
95 | 2610851.2053 | 1165690.6785
96 | 2610676.991 | 1165578.1322
97 | 2610776.6936 | 1165990.6814
98 | 2610801.9421 | 1166042.5857
99 | 2610778.8252 | 1166044.6788
100 | 2610770.5115 | 1166052.8792
101 | 2610754.6406 | 1166035.7306
102 | 2610741.8889 | 1166044.5118
103 | 2610776.8759 | 1166059.9547
104 | 2610759.3607 | 1166062.7281
105 | 2610741.3824 | 1166045.2273
106 | 2610738.5915 | 1166062.8608
107 | 2610748.7723 | 1165994.9227
108 | 2610740.9846 | 1166045.7892
109 | 2610732.33 | 1166058.0139
110 | 2610683.8024 | 1166070.3813
111 | 2610735.8087 | 1166070.8328
112 | 2610673.076 | 1166078.0857
113 | 2611072.01 | 1165638.9286
114 | 2610872.6724 | 1165432.3098
115 | 2611153.7499 | 1165634.9769
116 | 2610818.0231 | 1165292.1737
117 | 2611150.0004 | 1165662.8172
118 | 2611252.9628 | 1165498.993
119 | 2611207.0645 | 1165678.8863
120 | 2611123.8161 | 1165723.9081
121 | 2611318.1133 | 1165314.9562
122 | 2611583.3837 | 1165631.2721
123 | 2611116.9404 | 1165774.9344
124 | 2611438.9996 | 1165262.5132
125 | 2611577.2157 | 1165237.3747
126 | 2611772.6717 | 1165153.4329
127 | 2611166.5098 | 1165837.4954
128 | 2611260.1159 | 1165859.5416
129 | 2611078.7091 | 1165810.2707
130 | 2611009.494 | 1165789.8505
131 | 2610741.7011 | 1166108.582
132 | 2610743.4269 | 1166111.9939
133 | 2610628.0194 | 1166048.6401
134 | 2610646.0356 | 1166061.4608
135 | 2610556.1694 | 1165991.126
136 | 2610550.4904 | 1165946.2715
137 | 2610493.8232 | 1165904.9078
138 | 2610754.943 | 1166158.6831
139 | 2610460.4469 | 1165884.7066
140 | 2610444.7858 | 1165949.2228
141 | 2610770.7668 | 1166206.0227
142 | 2610442.6627 | 1165952.3794
143 | 2610464.7971 | 1165976.6582
144 | 2610799.4983 | 1166245.8358
145 | 2610769.8165 | 1166207.7879
146 | 2610953.757 | 1166195.8909
147 | 2610899.7117 | 1166257.2127
148 | 2611003.0249 | 1166239.6501
149 | 2610878.8587 | 1166282.132
150 | 2610853.0427 | 1166248.7245
151 | 2611027.6846 | 1166343.0644
152 | 2610868.1626 | 1166305.6789
153 | 2610803.8326 | 1166248.4362
154 | 2610815.4961 | 1166257.0966
155 | 2610459.6356 | 1165990.7358
156 | 2611237.9032 | 1167033.2414
157 | 2611132.6267 | 1166406.5987
158 | 2611148.3535 | 1166417.5061
159 | 2611181.6343 | 1166445.9107
160 | 2611717.0592 | 1165220.4374
161 | 2611643.265 | 1164995.911
162 | 2611332.7005 | 1166473.5281
163 | 2611234.6068 | 1166502.9014
164 | 2611345.8647 | 1166501.117
165 | 2611267.5847 | 1166538.3073
166 | 2611343.1538 | 1166996.2753
167 | 2611299.1735 | 1166995.3926
168 | 2610810.7818 | 1166737.4149

## line_std_types
| c_nf_per_km | r_ohm_per_km | x_ohm_per_km | max_i_ka | type | q_mm2 | alpha | voltage_rating
NAYY 4x50 SE | 210 | 0.642 | 0.083 | 0.142 | cs | 50 | 0.00403 | LV
NAYY 4x120 SE | 264 | 0.225 | 0.08 | 0.242 | cs | 120 | 0.00403 | LV
NAYY 4x150 SE | 261 | 0.208 | 0.08 | 0.27 | cs | 150 | 0.00403 | LV
NA2XS2Y 1x95 RM/25 12/20 kV | 216 | 0.313 | 0.132 | 0.252 | cs | 95 | 0.00403 | MV
NA2XS2Y 1x185 RM/25 12/20 kV | 273 | 0.161 | 0.117 | 0.362 | cs | 185 | 0.00403 | MV
NA2XS2Y 1x240 RM/25 12/20 kV | 304 | 0.122 | 0.112 | 0.421 | cs | 240 | 0.00403 | MV
NA2XS2Y 1x95 RM/25 6/10 kV | 315 | 0.313 | 0.123 | 0.249 | cs | 95 | 0.00403 | MV
NA2XS2Y 1x185 RM/25 6/10 kV | 406 | 0.161 | 0.11 | 0.358 | cs | 185 | 0.00403 | MV
NA2XS2Y 1x240 RM/25 6/10 kV | 456 | 0.122 | 0.105 | 0.416 | cs | 240 | 0.00403 | MV
NA2XS2Y 1x150 RM/25 12/20 kV | 250 | 0.206 | 0.116 | 0.319 | cs | 150 | 0.00403 | MV
NA2XS2Y 1x120 RM/25 12/20 kV | 230 | 0.253 | 0.119 | 0.283 | cs | 120 | 0.00403 | MV
NA2XS2Y 1x70 RM/25 12/20 kV | 190 | 0.443 | 0.132 | 0.22 | cs | 70 | 0.00403 | MV
NA2XS2Y 1x150 RM/25 6/10 kV | 360 | 0.206 | 0.11 | 0.315 | cs | 150 | 0.00403 | MV
NA2XS2Y 1x120 RM/25 6/10 kV | 340 | 0.253 | 0.113 | 0.28 | cs | 120 | 0.00403 | MV
NA2XS2Y 1x70 RM/25 6/10 kV | 280 | 0.443 | 0.123 | 0.217 | cs | 70 | 0.00403 | MV
N2XS(FL)2Y 1x120 RM/35 64/110 kV | 112 | 0.153 | 0.166 | 0.366 | cs | 120 | 0.00393 | HV
N2XS(FL)2Y 1x185 RM/35 64/110 kV | 125 | 0.099 | 0.156 | 0.457 | cs | 185 | 0.00393 | HV
N2XS(FL)2Y 1x240 RM/35 64/110 kV | 135 | 0.075 | 0.149 | 0.526 | cs | 240 | 0.00393 | HV
N2XS(FL)2Y 1x300 RM/35 64/110 kV | 144 | 0.06 | 0.144 | 0.588 | cs | 300 | 0.00393 | HV
15-AL1/3-ST1A 0.4 | 11 | 1.8769 | 0.35 | 0.105 | ol | 16 | 0.00403 | LV
24-AL1/4-ST1A 0.4 | 11.25 | 1.2012 | 0.335 | 0.14 | ol | 24 | 0.00403 | LV
48-AL1/8-ST1A 0.4 | 12.2 | 0.5939 | 0.3 | 0.21 | ol | 48 | 0.00403 | LV
94-AL1/15-ST1A 0.4 | 13.2 | 0.306 | 0.29 | 0.35 | ol | 94 | 0.00403 | LV
34-AL1/6-ST1A 10.0 | 9.7 | 0.8342 | 0.36 | 0.17 | ol | 34 | 0.00403 | MV
48-AL1/8-ST1A 10.0 | 10.1 | 0.5939 | 0.35 | 0.21 | ol | 48 | 0.00403 | MV
70-AL1/11-ST1A 10.0 | 10.4 | 0.4132 | 0.339 | 0.29 | ol | 70 | 0.00403 | MV
94-AL1/15-ST1A 10.0 | 10.75 | 0.306 | 0.33 | 0.35 | ol | 94 | 0.00403 | MV
122-AL1/20-ST1A 10.0 | 11.1 | 0.2376 | 0.323 | 0.41 | ol | 122 | 0.00403 | MV
149-AL1/24-ST1A 10.0 | 11.25 | 0.194 | 0.315 | 0.47 | ol | 149 | 0.00403 | MV
34-AL1/6-ST1A 20.0 | 9.15 | 0.8342 | 0.382 | 0.17 | ol | 34 | 0.00403 | MV
48-AL1/8-ST1A 20.0 | 9.5 | 0.5939 | 0.372 | 0.21 | ol | 48 | 0.00403 | MV
70-AL1/11-ST1A 20.0 | 9.7 | 0.4132 | 0.36 | 0.29 | ol | 70 | 0.00403 | MV
94-AL1/15-ST1A 20.0 | 10 | 0.306 | 0.35 | 0.35 | ol | 94 | 0.00403 | MV
122-AL1/20-ST1A 20.0 | 10.3 | 0.2376 | 0.344 | 0.41 | ol | 122 | 0.00403 | MV
149-AL1/24-ST1A 20.0 | 10.5 | 0.194 | 0.337 | 0.47 | ol | 149 | 0.00403 | MV
184-AL1/30-ST1A 20.0 | 10.75 | 0.1571 | 0.33 | 0.535 | ol | 184 | 0.00403 | MV
243-AL1/39-ST1A 20.0 | 11 | 0.1188 | 0.32 | 0.645 | ol | 243 | 0.00403 | MV
48-AL1/8-ST1A 110.0 | 8 | 0.5939 | 0.46 | 0.21 | ol | 48 | 0.00403 | HV
70-AL1/11-ST1A 110.0 | 8.4 | 0.4132 | 0.45 | 0.29 | ol | 70 | 0.00403 | HV
94-AL1/15-ST1A 110.0 | 8.65 | 0.306 | 0.44 | 0.35 | ol | 94 | 0.00403 | HV
122-AL1/20-ST1A 110.0 | 8.5 | 0.2376 | 0.43 | 0.41 | ol | 122 | 0.00403 | HV
149-AL1/24-ST1A 110.0 | 8.75 | 0.194 | 0.41 | 0.47 | ol | 149 | 0.00403 | HV
184-AL1/30-ST1A 110.0 | 8.8 | 0.1571 | 0.4 | 0.535 | ol | 184 | 0.00403 | HV
243-AL1/39-ST1A 110.0 | 9 | 0.1188 | 0.39 | 0.645 | ol | 243 | 0.00403 | HV
305-AL1/39-ST1A 110.0 | 9.2 | 0.0949 | 0.38 | 0.74 | ol | 305 | 0.00403 | HV
490-AL1/64-ST1A 110.0 | 9.75 | 0.059 | 0.37 | 0.96 | ol | 490 | 0.00403 | HV
679-AL1/86-ST1A 110.0 | 9.95 | 0.042 | 0.36 | 1.15 | ol | 679 | 0.00403 | HV
490-AL1/64-ST1A 220.0 | 10 | 0.059 | 0.285 | 0.96 | ol | 490 | 0.00403 | HV
679-AL1/86-ST1A 220.0 | 11.7 | 0.042 | 0.275 | 1.15 | ol | 679 | 0.00403 | HV
490-AL1/64-ST1A 380.0 | 11 | 0.059 | 0.253 | 0.96 | ol | 490 | 0.00403 | HV
679-AL1/86-ST1A 380.0 | 14.6 | 0.042 | 0.25 | 1.15 | ol | 679 | 0.00403 | HV

## trafo_std_types
| i0_percent | pfe_kw | vkr_percent | sn_mva | vn_lv_kv | vn_hv_kv | vk_percent | shift_degree | vector_group | tap_side | tap_neutral | tap_min | tap_max | tap_step_degree | tap_step_percent | tap_phase_shifter
160 MVA 380/110 kV | 0.06 | 60 | 0.25 | 160 | 110 | 380 | 12.2 | 0 | Yy0 | hv | 0 | -9 | 9 | 0 | 1.5 | FALSE
100 MVA 220/110 kV | 0.06 | 55 | 0.26 | 100 | 110 | 220 | 12 | 0 | Yy0 | hv | 0 | -9 | 9 | 0 | 1.5 | FALSE
63 MVA 110/20 kV | 0.04 | 22 | 0.32 | 63 | 20 | 110 | 18 | 150 | YNd5 | hv | 0 | -9 | 9 | 0 | 1.5 | FALSE
40 MVA 110/20 kV | 0.05 | 18 | 0.34 | 40 | 20 | 110 | 16.2 | 150 | YNd5 | hv | 0 | -9 | 9 | 0 | 1.5 | FALSE
25 MVA 110/20 kV | 0.07 | 14 | 0.41 | 25 | 20 | 110 | 12 | 150 | YNd5 | hv | 0 | -9 | 9 | 0 | 1.5 | FALSE
63 MVA 110/10 kV | 0.04 | 22 | 0.32 | 63 | 10 | 110 | 18 | 150 | YNd5 | hv | 0 | -9 | 9 | 0 | 1.5 | FALSE
40 MVA 110/10 kV | 0.05 | 18 | 0.34 | 40 | 10 | 110 | 16.2 | 150 | YNd5 | hv | 0 | -9 | 9 | 0 | 1.5 | FALSE
25 MVA 110/10 kV | 0.07 | 14 | 0.41 | 25 | 10 | 110 | 12 | 150 | YNd5 | hv | 0 | -9 | 9 | 0 | 1.5 | FALSE
0.25 MVA 20/0.4 kV | 0.32 | 0.8 | 1.44 | 0.25 | 0.4 | 20 | 6 | 150 | Yzn5 | hv | 0 | -2 | 2 | 0 | 2.5 | FALSE
0.4 MVA 20/0.4 kV | 0.3375 | 1.35 | 1.425 | 0.4 | 0.4 | 20 | 6 | 150 | Dyn5 | hv | 0 | -2 | 2 | 0 | 2.5 | FALSE
0.63 MVA 20/0.4 kV | 0.2619 | 1.65 | 1.206 | 0.63 | 0.4 | 20 | 6 | 150 | Dyn5 | hv | 0 | -2 | 2 | 0 | 2.5 | FALSE
0.25 MVA 10/0.4 kV | 0.24 | 0.6 | 1.2 | 0.25 | 0.4 | 10 | 4 | 150 | Dyn5 | hv | 0 | -2 | 2 | 0 | 2.5 | FALSE
0.4 MVA 10/0.4 kV | 0.2375 | 0.95 | 1.325 | 0.4 | 0.4 | 10 | 4 | 150 | Dyn5 | hv | 0 | -2 | 2 | 0 | 2.5 | FALSE
0.63 MVA 10/0.4 kV | 0.1873 | 1.18 | 1.0794 | 0.63 | 0.4 | 10 | 4 | 150 | Dyn5 | hv | 0 | -2 | 2 | 0 | 2.5 | FALSE

## trafo3w_std_types
| sn_hv_mva | sn_mv_mva | sn_lv_mva | vn_hv_kv | vn_mv_kv | vn_lv_kv | vk_hv_percent | vk_mv_percent | vk_lv_percent | vkr_hv_percent | vkr_mv_percent | vkr_lv_percent | pfe_kw | i0_percent | shift_mv_degree | shift_lv_degree | vector_group | tap_side | tap_neutral | tap_min | tap_max | tap_step_percent
63/25/38 MVA 110/20/10 kV | 63 | 25 | 38 | 110 | 20 | 10 | 10.4 | 10.4 | 10.4 | 0.28 | 0.32 | 0.35 | 35 | 0.89 | 0 | 0 | YN0yn0yn0 | hv | 0 | -10 | 10 | 1.2
63/25/38 MVA 110/10/10 kV | 63 | 25 | 38 | 110 | 10 | 10 | 10.4 | 10.4 | 10.4 | 0.28 | 0.32 | 0.35 | 35 | 0.89 | 0 | 0 | YN0yn0yn0 | hv | 0 | -10 | 10 | 1.2

## fuse_std_types
| fuse_type | i_rated_a | t_avg | t_min | t_total | x_avg | x_min | x_total
HV 100A | HV 100A | 100 | 0 | [10.0, 3.64, 0.854, 0.281, 0.1, 0.0531, 0.022, 0.01] | [10.0, 4.267, 1.21, 0.403, 0.1, 0.058, 0.022, 0.01] | 0 | [300.0, 350.0, 450.0, 550.0, 700.0, 850.0, 1200.0, 1752.0] | [600.0, 700.0, 900.0, 1150.0, 1665.0, 2000.0, 3000.0, 4313.0]
HV 10A | HV 10A | 10 | 0 | [10.0, 1675.0, 0.344, 0.156, 0.1, 0.0417, 0.0171, 0.01] | [10.0, 1.3, 0.3, 0.155, 0.1, 0.0555, 0.023, 0.01] | 0 | [30.0, 32.0, 35.0, 37.0, 39.0, 50.0, 70.0, 88.0] | [60.0, 70.0, 80.0, 87.0, 94.0, 110.0, 150.0, 216.0]
HV 125A | HV 125A | 125 | 0 | [10.0, 1.82, 0.344, 0.1, 0.0467, 0.0269, 0.01] | [10.0, 2.478, 0.426, 0.1, 0.0427, 0.0211, 0.01] | 0 | [375.0, 500.0, 700.0, 925.0, 1200.0, 1500.0, 2341.0] | [750.0, 1000.0, 1500.0, 2200.0, 3000.0, 4000.0, 5765.0]
HV 160A | HV 160A | 160 | 0 | [10.0, 4.15, 1.03, 0.198, 0.1, 0.051, 0.0172, 0.01] | [10.0, 2.3, 0.734, 0.274, 0.1, 0.046, 0.0177, 0.01] | 0 | [480.0, 550.0, 700.0, 1000.0, 1260.0, 1600.0, 2500.0, 3227.0] | [960.0, 1300.0, 1700.0, 2200.0, 2996.0, 4000.0, 6000.0, 7946.0]
HV 16A | HV 16A | 16 | 0 | [10.0, 0.352, 0.164, 0.1, 0.0649, 0.0342, 0.01] | [10.0, 2.34, 0.722, 0.181, 0.1, 0.055, 0.0296, 0.01] | 0 | [48.0, 60.0, 65.0, 71.0, 80.0, 100.0, 162.0] | [96.0, 110.0, 125.0, 150.0, 168.0, 200.0, 250.0, 398.0]
HV 200A | HV 200A | 200 | 0 | [10.0, 4.267, 1.21, 0.403, 0.1, 0.058, 0.022, 0.01] | [10.0, 3.73, 1.654, 0.328, 0.1, 0.0531, 0.019, 0.01] | 0 | [600.0, 700.0, 900.0, 1150.0, 1665.0, 2000.0, 3000.0, 4313.0] | [1200.0, 1500.0, 1800.0, 2700.0, 3960.0, 5000.0, 7500.0, 10620.0]
HV 20A | HV 20A | 20 | 0 | [10.0, 1.3, 0.3, 0.155, 0.1, 0.0555, 0.023, 0.01] | [10.0, 1.3, 0.161, 0.1, 0.0611, 0.0399, 0.0141, 0.01] | 0 | [60.0, 70.0, 80.0, 87.0, 94.0, 110.0, 150.0, 216.0] | [120.0, 150.0, 200.0, 223.0, 260.0, 300.0, 450.0, 532.0]
HV 25A | HV 25A | 25 | 0 | [10.0, 2.512, 0.833, 0.299, 0.1, 0.0372, 0.0223, 0.01] | [10.0, 3.125, 0.597, 0.198, 0.1, 0.0378, 0.022, 0.01] | 0 | [75.0, 82.0, 90.0, 100.0, 124.0, 170.0, 200.0, 289.0] | [150.0, 170.0, 210.0, 250.0, 294.0, 400.0, 500.0, 711.0]
HV 31.5A | HV 31.5A | 31.5 | 0 | [10.0, 2.34, 0.722, 0.181, 0.1, 0.055, 0.0296, 0.01] | [10.0, 2.84, 0.368, 0.164, 0.1, 0.0621, 0.0378, 0.0195, 0.01] | 0 | [95.0, 110.0, 125.0, 150.0, 165.0, 200.0, 250.0, 390.0] | [189.0, 220.0, 300.0, 350.0, 393.0, 450.0, 530.0, 700.0, 960.0]
HV 40A | HV 40A | 40 | 0 | [10.0, 1.3, 0.161, 0.1, 0.0611, 0.0399, 0.0141, 0.01] | [10.0, 2.05, 0.369, 0.198, 0.1, 0.051, 0.0298, 0.01] | 0 | [120.0, 150.0, 200.0, 223.0, 260.0, 300.0, 450.0, 532.0] | [240.0, 300.0, 400.0, 450.0, 530.0, 650.0, 800.0, 1311.0]
HV 50A | HV 50A | 50 | 0 | [10.0, 3.215, 0.597, 0.198, 0.1, 0.0378, 0.022, 0.01] | [10.0, 3.64, 0.854, 0.281, 0.1, 0.0531, 0.022, 0.01] | 0 | [150.0, 170.0, 210.0, 250.0, 294.0, 400.0, 500.0, 711.0] | [300.0, 350.0, 450.0, 550.0, 700.0, 850.0, 1200.0, 1752.0]
HV 6.3A | HV 6.3A | 6.3 | 0 | [10.0, 1.39, 0.344, 0.168, 0.1, 0.056, 0.0263, 0.01] | [10.0, 1.711, 0.516, 0.198, 0.1, 0.0634, 0.0303, 0.01] | 0 | [19.0, 19.5, 20.4, 20.8, 22.0, 25.0, 32.0, 48.0] | [38.0, 40.0, 43.0, 48.0, 53.0, 60.0, 75.0, 118.0]
HV 63A | HV 63A | 63 | 0 | [10.0, 2.84, 0.368, 0.164, 0.1, 0.0621, 0.0378, 0.0195, 0.01] | [10.0, 1.82, 0.344, 0.1, 0.0467, 0.0269, 0.01] | 0 | [189.0, 220.0, 300.0, 350.0, 393.0, 450.0, 530.0, 700.0, 961.0] | [378.0, 500.0, 700.0, 934.0, 1200.0, 1500.0, 2366.0]
HV 80A | HV 80A | 80 | 0 | [10.0, 2.05, 0.369, 0.198, 0.1, 0.051, 0.0298, 0.01] | [10.0, 4.15, 1.03, 0.198, 0.1, 0.051, 0.0172, 0.01] | 0 | [240.0, 300.0, 400.0, 450.0, 530.0, 650.0, 800.0, 1311.0] | [480.0, 550.0, 700.0, 1000.0, 1260.0, 1600.0, 2500.0, 3227.0]
Siemens NH-1-100 | Siemens NH-1-100 | 100 | [5400.0, 2000.0, 400.0, 20.0, 1.0, 0.2, 0.012, 0.004] | 0 | 0 | [150.0, 190.0, 250.0, 430.0, 900.0, 1250.0, 2700.0, 3600.0] | 0 | 0
Siemens NH-1-125 | Siemens NH-1-125 | 125 | [4800.0, 120.0, 7.0, 0.1, 0.004] | 0 | 0 | [180.0, 400.0, 740.0, 2000.0, 4250.0] | 0 | 0
Siemens NH-1-16 | Siemens NH-1-16 | 16 | [4000.0, 400.0, 2.0, 0.1, 0.04, 0.01] | 0 | 0 | [26.0, 35.0, 75.0, 150.0, 200.0, 300.0] | 0 | 0
Siemens NH-1-160 | Siemens NH-1-160 | 160 | [4800.0, 120.0, 7.0, 0.1, 0.004] | 0 | 0 | [210.0, 500.0, 900.0, 2300.0, 5000.0] | 0 | 0
Siemens NH-1-25 | Siemens NH-1-25 | 25 | [4000.0, 1000.0, 10.0, 0.2, 0.02, 0.01] | 0 | 0 | [40.0, 50.0, 100.0, 210.0, 400.0, 500.0] | 0 | 0
Siemens NH-1-50 | Siemens NH-1-50 | 50 | [4000.0, 40.0, 4.0, 1.0, 0.02, 0.01] | 0 | 0 | [86.0, 200.0, 300.0, 400.0, 1000.0, 1280.0] | 0 | 0
Siemens NH-1-63 | Siemens NH-1-63 | 63 | [4000.0, 100.0, 10.0, 2.0, 0.04, 0.01] | 0 | 0 | [100.0, 200.0, 300.0, 400.0, 1000.0, 1500.0] | 0 | 0
Siemens NH-1-80 | Siemens NH-1-80 | 80 | [4800.0, 120.0, 7.0, 0.1, 0.01] | 0 | 0 | [150.58, 250.0, 450.0, 1150.0, 2470.0] | 0 | 0
Siemens NH-2-1000 | Siemens NH-2-1000 | 1000 | [4800.0, 120.0, 7.0, 0.1, 0.004] | 0 | 0 | [1900.0, 3500.0, 8400.0, 24000.0, 52000.0] | 0 | 0
Siemens NH-2-200 | Siemens NH-2-200 | 200 | [4800.0, 120.0, 7.0, 0.1, 0.004] | 0 | 0 | [280.0, 650.0, 1200.0, 3000.0, 7000.0] | 0 | 0
Siemens NH-2-224 | Siemens NH-2-224 | 224 | [4800.0, 120.0, 7.0, 0.2, 0.04, 0.004] | 0 | 0 | [400.0, 750.0, 1453.0, 3025.0, 4315.0, 7600.0] | 0 | 0
Siemens NH-2-250 | Siemens NH-2-250 | 250 | [4800.0, 120.0, 7.0, 0.1, 0.004] | 0 | 0 | [450.0, 800.0, 1650.0, 4000.0, 8500.0] | 0 | 0
Siemens NH-2-315 | Siemens NH-2-315 | 315 | [4800.0, 120.0, 7.0, 0.1, 0.004] | 0 | 0 | [550.0, 920.0, 1900.0, 5000.0, 11000.0] | 0 | 0
Siemens NH-2-355 | Siemens NH-2-355 | 355 | [4800.0, 120.0, 6.0, 0.1, 0.004] | 0 | 0 | [650.0, 1116.27, 2350.0, 5840.0, 12790.0] | 0 | 0
Siemens NH-2-400 | Siemens NH-2-400 | 400 | [4800.0, 120.0, 7.0, 0.1, 0.004] | 0 | 0 | [720.0, 1350.0, 2800.0, 6500.0, 15000.0] | 0 | 0
Siemens NH-2-425 | Siemens NH-2-425 | 425 | [4800.0, 120.0, 7.0, 0.1, 0.004] | 0 | 0 | [850.0, 1500.0, 3050.0, 7500.0, 16500.0] | 0 | 0
Siemens NH-2-630 | Siemens NH-2-630 | 630 | [4800.0, 120.0, 7.0, 0.1, 0.004] | 0 | 0 | [1200.0, 2000.0, 4800.0, 12000.0, 26000.0] | 0 | 0

## dtypes
| element | column | dtype
0 | bus | name | object
1 | bus | vn_kv | float64
2 | bus | type | object
3 | bus | zone | object
4 | bus | in_service | bool
5 | load | name | object
6 | load | bus | uint32
7 | load | p_mw | float64
8 | load | q_mvar | float64
9 | load | const_z_percent | float64
10 | load | const_i_percent | float64
11 | load | sn_mva | float64
12 | load | scaling | float64
13 | load | in_service | bool
14 | load | type | object
15 | ext_grid | name | object
16 | ext_grid | bus | uint32
17 | ext_grid | vm_pu | float64
18 | ext_grid | va_degree | float64
19 | ext_grid | slack_weight | float64
20 | ext_grid | in_service | bool
21 | line | name | object
22 | line | std_type | object
23 | line | from_bus | uint32
24 | line | to_bus | uint32
25 | line | length_km | float64
26 | line | r_ohm_per_km | float64
27 | line | x_ohm_per_km | float64
28 | line | c_nf_per_km | float64
29 | line | g_us_per_km | float64
30 | line | max_i_ka | float64
31 | line | df | float64
32 | line | parallel | uint32
33 | line | type | object
34 | line | in_service | bool
35 | trafo | name | object
36 | trafo | std_type | object
37 | trafo | hv_bus | uint32
38 | trafo | lv_bus | uint32
39 | trafo | sn_mva | float64
40 | trafo | vn_hv_kv | float64
41 | trafo | vn_lv_kv | float64
42 | trafo | vk_percent | float64
43 | trafo | vkr_percent | float64
44 | trafo | pfe_kw | float64
45 | trafo | i0_percent | float64
46 | trafo | shift_degree | float64
47 | trafo | tap_side | object
48 | trafo | tap_neutral | int32
49 | trafo | tap_min | int32
50 | trafo | tap_max | int32
51 | trafo | tap_step_percent | float64
52 | trafo | tap_step_degree | float64
53 | trafo | tap_pos | int32
54 | trafo | tap_phase_shifter | bool
55 | trafo | parallel | uint32
56 | trafo | df | float64
57 | trafo | in_service | bool
58 | line_geodata | coords | object
59 | bus_geodata | x | float64
60 | bus_geodata | y | float64
61 | bus_geodata | coords | object

## parameters
| version | format_version | converged | OPF_converged | name | f_hz | sn_mva
0 | 2.14.6 | 2.14.0 | FALSE | FALSE |  | 50 | 1