## bus
| name | vn_kv | type | zone | in_service
0 | bus_LV_763-5_2_3_node_21 | 0.4 | n |  | TRUE
1 | bus_LV_763-5_2_3_node_22 | 0.4 | n |  | TRUE
2 | bus_LV_763-5_2_3_node_23 | 0.4 | n |  | TRUE
3 | bus_LV_763-5_2_3_node_24 | 0.4 | n |  | TRUE
4 | bus_LV_763-5_2_3_node_25 | 0.4 | n |  | TRUE
5 | bus_LV_763-5_2_3_node_26 | 0.4 | n |  | TRUE
6 | bus_LV_763-5_2_3_node_28 | 0.4 | n |  | TRUE
7 | bus_LV_763-5_2_3_node_29 | 0.4 | n |  | TRUE
8 | bus_LV_763-5_2_3_node_30 | 0.4 | n |  | TRUE
9 | bus_LV_763-5_2_3_node_27 | 0.4 | n |  | TRUE
10 | bus_LV_763-5_2_3_node_60 | 0.4 | n |  | TRUE
11 | bus_LV_763-5_2_3_node_117 | 0.4 | n |  | TRUE
12 | bus_LV_763-5_2_3_node_38 | 0.4 | n |  | TRUE
13 | bus_LV_763-5_2_3_node_53 | 0.4 | n |  | TRUE
14 | bus_LV_763-5_2_3_node_41 | 0.4 | n |  | TRUE
15 | bus_LV_763-5_2_3_node_61 | 0.4 | n |  | TRUE
16 | bus_LV_763-5_2_3_node_44 | 0.4 | n |  | TRUE
17 | bus_LV_763-5_2_3_node_85 | 0.4 | n |  | TRUE
18 | bus_LV_763-5_2_3_node_35 | 0.4 | n |  | TRUE
19 | bus_LV_763-5_2_3_node_54 | 0.4 | n |  | TRUE
20 | bus_LV_763-5_2_3_node_40 | 0.4 | n |  | TRUE
21 | bus_LV_763-5_2_3_node_31 | 0.4 | n |  | TRUE
22 | bus_LV_763-5_2_3_node_32 | 0.4 | n |  | TRUE
23 | bus_LV_763-5_2_3_node_33 | 0.4 | n |  | TRUE
24 | bus_LV_763-5_2_3_node_34 | 0.4 | n |  | TRUE
25 | bus_LV_763-5_2_3_node_36 | 0.4 | n |  | TRUE
26 | bus_LV_763-5_2_3_node_37 | 0.4 | n |  | TRUE
27 | bus_LV_763-5_2_3_node_39 | 0.4 | n |  | TRUE
28 | bus_LV_763-5_2_3_node_97 | 0.4 | n |  | TRUE
29 | bus_LV_763-5_2_3_node_98 | 0.4 | n |  | TRUE
30 | bus_LV_763-5_2_3_node_99 | 0.4 | n |  | TRUE
31 | bus_LV_763-5_2_3_node_42 | 0.4 | n |  | TRUE
32 | bus_LV_763-5_2_3_node_43 | 0.4 | n |  | TRUE
33 | bus_LV_763-5_2_3_node_46 | 0.4 | n |  | TRUE
34 | bus_LV_763-5_2_3_node_48 | 0.4 | n |  | TRUE
35 | bus_LV_763-5_2_3_node_51 | 0.4 | n |  | TRUE
36 | bus_LV_763-5_2_3_node_81 | 0.4 | n |  | TRUE
37 | bus_LV_763-5_2_3_node_83 | 0.4 | n |  | TRUE
38 | bus_LV_763-5_2_3_node_84 | 0.4 | n |  | TRUE
39 | bus_LV_763-5_2_3_node_79 | 0.4 | n |  | TRUE
40 | bus_LV_763-5_2_3_node_55 | 0.4 | n |  | TRUE
41 | bus_LV_763-5_2_3_node_56 | 0.4 | n |  | TRUE
42 | bus_LV_763-5_2_3_node_57 | 0.4 | n |  | TRUE
43 | bus_LV_763-5_2_3_node_58 | 0.4 | n |  | TRUE
44 | bus_LV_763-5_2_3_node_90 | 0.4 | n |  | TRUE
45 | bus_LV_763-5_2_3_node_91 | 0.4 | n |  | TRUE
46 | bus_LV_763-5_2_3_node_59 | 0.4 | n |  | TRUE
47 | bus_LV_763-5_2_3_node_86 | 0.4 | n |  | TRUE
48 | bus_LV_763-5_2_3_node_192 | 0.4 | n |  | TRUE
49 | bus_LV_763-5_2_3_node_87 | 0.4 | n |  | TRUE
50 | bus_LV_763-5_2_3_node_72 | 0.4 | n |  | TRUE
51 | bus_LV_763-5_2_3_node_100 | 0.4 | n |  | TRUE
52 | bus_LV_763-5_2_3_node_107 | 0.4 | n |  | TRUE
53 | bus_LV_763-5_2_3_node_105 | 0.4 | n |  | TRUE
54 | bus_LV_763-5_2_3_node_69 | 0.4 | n |  | TRUE
55 | bus_LV_763-5_2_3_node_71 | 0.4 | n |  | TRUE
56 | bus_LV_763-5_2_3_node_67 | 0.4 | n |  | TRUE
57 | bus_LV_763-5_2_3_node_101 | 0.4 | n |  | TRUE
58 | bus_LV_763-5_2_3_node_62 | 0.4 | n |  | TRUE
59 | bus_LV_763-5_2_3_node_63 | 0.4 | n |  | TRUE
60 | bus_LV_763-5_2_3_node_64 | 0.4 | n |  | TRUE
61 | bus_LV_763-5_2_3_node_65 | 0.4 | n |  | TRUE
62 | bus_LV_763-5_2_3_node_66 | 0.4 | n |  | TRUE
63 | bus_LV_763-5_2_3_node_68 | 0.4 | n |  | TRUE
64 | bus_LV_763-5_2_3_node_70 | 0.4 | n |  | TRUE
65 | bus_LV_763-5_2_3_node_77 | 0.4 | n |  | TRUE
66 | bus_LV_763-5_2_3_node_74 | 0.4 | n |  | TRUE
67 | bus_LV_763-5_2_3_node_102 | 0.4 | n |  | TRUE
68 | bus_LV_763-5_2_3_node_76 | 0.4 | n |  | TRUE
69 | bus_LV_763-5_2_3_node_73 | 0.4 | n |  | TRUE
70 | bus_LV_763-5_2_3_node_110 | 0.4 | n |  | TRUE
71 | bus_LV_763-5_2_3_node_106 | 0.4 | n |  | TRUE
72 | bus_LV_763-5_2_3_node_75 | 0.4 | n |  | TRUE
73 | bus_LV_763-5_2_3_node_78 | 0.4 | n |  | TRUE
74 | bus_LV_763-5_2_3_node_92 | 0.4 | n |  | TRUE
75 | bus_LV_763-5_2_3_node_93 | 0.4 | n |  | TRUE
76 | bus_LV_763-5_2_3_node_80 | 0.4 | n |  | TRUE
77 | bus_LV_763-5_2_3_node_82 | 0.4 | n |  | TRUE
78 | bus_LV_763-5_2_3_node_116 | 0.4 | n |  | TRUE
79 | bus_LV_763-5_2_3_node_88 | 0.4 | n |  | TRUE
80 | bus_LV_763-5_2_3_node_89 | 0.4 | n |  | TRUE
81 | bus_LV_763-5_2_3_node_112 | 0.4 | n |  | TRUE
82 | bus_LV_763-5_2_3_node_113 | 0.4 | n |  | TRUE
83 | bus_LV_763-5_2_3_node_114 | 0.4 | n |  | TRUE
84 | bus_LV_763-5_2_3_node_198 | 0.4 | n |  | TRUE
85 | bus_LV_763-5_2_3_node_202 | 0.4 | n |  | TRUE
86 | bus_LV_763-5_2_3_node_193 | 0.4 | n |  | TRUE
87 | bus_LV_763-5_2_3_node_94 | 0.4 | n |  | TRUE
88 | bus_LV_763-5_2_3_node_95 | 0.4 | n |  | TRUE
89 | bus_LV_763-5_2_3_node_96 | 0.4 | n |  | TRUE
90 | bus_LV_763-5_2_3_node_103 | 0.4 | n |  | TRUE
91 | bus_LV_763-5_2_3_node_104 | 0.4 | n |  | TRUE
92 | bus_LV_763-5_2_3_node_124 | 0.4 | n |  | TRUE
93 | bus_LV_763-5_2_3_node_128 | 0.4 | n |  | TRUE
94 | bus_LV_763-5_2_3_node_123 | 0.4 | n |  | TRUE
95 | bus_LV_763-5_2_3_node_121 | 0.4 | n |  | TRUE
96 | bus_LV_763-5_2_3_node_204 | 0.4 | n |  | TRUE
97 | bus_LV_763-5_2_3_node_119 | 0.4 | n |  | TRUE
98 | bus_LV_763-5_2_3_node_205 | 0.4 | n |  | TRUE
99 | bus_LV_763-5_2_3_node_125 | 0.4 | n |  | TRUE
100 | bus_LV_763-5_2_3_node_297 | 0.4 | n |  | TRUE
101 | bus_LV_763-5_2_3_node_108 | 0.4 | n |  | TRUE
102 | bus_LV_763-5_2_3_node_109 | 0.4 | n |  | TRUE
103 | bus_LV_763-5_2_3_node_111 | 0.4 | n |  | TRUE
104 | bus_LV_763-5_2_3_node_196 | 0.4 | n |  | TRUE
105 | bus_LV_763-5_2_3_node_118 | 0.4 | n |  | TRUE
106 | bus_LV_763-5_2_3_node_120 | 0.4 | n |  | TRUE
107 | bus_LV_763-5_2_3_node_122 | 0.4 | n |  | TRUE
108 | bus_LV_763-5_2_3_node_126 | 0.4 | n |  | TRUE
109 | bus_LV_763-5_2_3_node_127 | 0.4 | n |  | TRUE
110 | bus_LV_763-5_2_3_node_194 | 0.4 | n |  | TRUE
111 | bus_LV_763-5_2_3_node_201 | 0.4 | n |  | TRUE
112 | bus_LV_763-5_2_3_node_200 | 0.4 | n |  | TRUE
113 | bus_LV_763-5_2_3_node_195 | 0.4 | n |  | TRUE
114 | bus_LV_763-5_2_3_node_197 | 0.4 | n |  | TRUE
115 | bus_LV_763-5_2_3_node_199 | 0.4 | n |  | TRUE
116 | bus_LV_763-5_2_3_node_259 | 0.4 | n |  | TRUE
117 | bus_LV_763-5_2_3_node_260 | 0.4 | n |  | TRUE
118 | bus_LV_763-5_2_3_node_320 | 0.4 | n |  | TRUE
119 | bus_LV_763-5_2_3_node_261 | 0.4 | n |  | TRUE
120 | bus_LV_763-5_2_3_node_279 | 0.4 | n |  | TRUE
121 | bus_LV_763-5_2_3_node_280 | 0.4 | n |  | TRUE
122 | bus_LV_763-5_2_3_node_267 | 0.4 | n |  | TRUE
123 | bus_LV_763-5_2_3_node_268 | 0.4 | n |  | TRUE
124 | bus_LV_763-5_2_3_node_269 | 0.4 | n |  | TRUE
125 | bus_LV_763-5_2_3_node_270 | 0.4 | n |  | TRUE
126 | bus_LV_763-5_2_3_node_271 | 0.4 | n |  | TRUE
127 | bus_LV_763-5_2_3_node_272 | 0.4 | n |  | TRUE
128 | bus_LV_763-5_2_3_node_273 | 0.4 | n |  | TRUE
129 | bus_LV_763-5_2_3_node_299 | 0.4 | n |  | TRUE
130 | bus_LV_763-5_2_3_node_276 | 0.4 | n |  | TRUE
131 | bus_LV_763-5_2_3_node_295 | 0.4 | n |  | TRUE
132 | bus_LV_763-5_2_3_node_274 | 0.4 | n |  | TRUE
133 | bus_LV_763-5_2_3_node_275 | 0.4 | n |  | TRUE
134 | bus_LV_763-5_2_3_node_277 | 0.4 | n |  | TRUE
135 | bus_LV_763-5_2_3_node_278 | 0.4 | n |  | TRUE
136 | bus_LV_763-5_2_3_node_285 | 0.4 | n |  | TRUE
137 | bus_LV_763-5_2_3_node_284 | 0.4 | n |  | TRUE
138 | bus_LV_763-5_2_3_node_281 | 0.4 | n |  | TRUE
139 | bus_LV_763-5_2_3_node_282 | 0.4 | n |  | TRUE
140 | bus_LV_763-5_2_3_node_283 | 0.4 | n |  | TRUE
141 | bus_LV_763-5_2_3_node_286 | 0.4 | n |  | TRUE
142 | bus_LV_763-5_2_3_node_287 | 0.4 | n |  | TRUE
143 | bus_LV_763-5_2_3_node_289 | 0.4 | n |  | TRUE
144 | bus_LV_763-5_2_3_node_290 | 0.4 | n |  | TRUE
145 | bus_LV_763-5_2_3_node_288 | 0.4 | n |  | TRUE
146 | bus_LV_763-5_2_3_node_298 | 0.4 | n |  | TRUE
147 | bus_LV_763-5_2_3_node_296 | 0.4 | n |  | TRUE
148 | bus_LV_763-5_2_3_node_301 | 0.4 | n |  | TRUE
149 | bus_LV_763-5_2_3_node_300 | 0.4 | n |  | TRUE
150 | bus_LV_763-5_2_3_node_302 | 0.4 | n |  | TRUE
151 | bus_LV_763-5_2_3_node_303 | 0.4 | n |  | TRUE
152 | bus_LV_763-5_2_3_node_304 | 0.4 | n |  | TRUE
153 | bus_LV_763-5_2_3_node_308 | 0.4 | n |  | TRUE
154 | bus_LV_763-5_2_3_node_306 | 0.4 | n |  | TRUE
155 | bus_LV_763-5_2_3_node_305 | 0.4 | n |  | TRUE
156 | bus_LV_763-5_2_3_node_307 | 0.4 | n |  | TRUE
157 | bus_LV_763-5_2_3_node_309 | 0.4 | n |  | TRUE
158 | bus_LV_763-5_2_3_node_310 | 0.4 | n |  | TRUE
159 | bus_LV_763-5_2_3_node_313 | 0.4 | n |  | TRUE
160 | bus_LV_763-5_2_3_node_314 | 0.4 | n |  | TRUE
161 | bus_LV_763-5_2_3_node_311 | 0.4 | n |  | TRUE
162 | bus_LV_763-5_2_3_node_312 | 0.4 | n |  | TRUE
163 | bus_LV_763-5_2_3_node_315 | 0.4 | n |  | TRUE
164 | bus_LV_763-5_2_3_node_316 | 0.4 | n |  | TRUE
165 | bus_LV_763-5_2_3_node_317 | 0.4 | n |  | TRUE
166 | bus_MV_208_0_node_38 | 20 | n |  | TRUE

## load
| name | bus | p_mw | q_mvar | const_z_percent | const_i_percent | sn_mva | scaling | in_service | type
0 | LV_763-5_2_3_load_21 | 0 | 0.0011863 | 0.00029732 | 0 | 0 |  | 1 | TRUE | wye
1 | LV_763-5_2_3_load_22 | 1 | 0.0015798 | 0.00039594 | 0 | 0 |  | 1 | TRUE | wye
2 | LV_763-5_2_3_load_24 | 3 | 0.0039392 | 0.00098725 | 0 | 0 |  | 1 | TRUE | wye
3 | LV_763-5_2_3_load_26 | 5 | 0.0017505 | 0.00043871 | 0 | 0 |  | 1 | TRUE | wye
4 | LV_763-5_2_3_load_28 | 6 | 0.0015072 | 0.00037773 | 0 | 0 |  | 1 | TRUE | wye
5 | LV_763-5_2_3_load_29 | 7 | 0.0070793 | 0.0017742 | 0 | 0 |  | 1 | TRUE | wye
6 | LV_763-5_2_3_load_30 | 8 | 0.00069851 | 0.00017506 | 0 | 0 |  | 1 | TRUE | wye
7 | LV_763-5_2_3_load_117 | 11 | 0.00096869 | 0.00024278 | 0 | 0 |  | 1 | TRUE | wye
8 | LV_763-5_2_3_load_38 | 12 | 0.0013195 | 0.00033071 | 0 | 0 |  | 1 | TRUE | wye
9 | LV_763-5_2_3_load_53 | 13 | 0.0003929 | 9.8471e-05 | 0 | 0 |  | 1 | TRUE | wye
10 | LV_763-5_2_3_load_41 | 14 | 0.0014101 | 0.00035339 | 0 | 0 |  | 1 | TRUE | wye
11 | LV_763-5_2_3_load_44 | 16 | 0.00061248 | 0.0001535 | 0 | 0 |  | 1 | TRUE | wye
12 | LV_763-5_2_3_load_35 | 18 | 0.00038889 | 9.7466e-05 | 0 | 0 |  | 1 | TRUE | wye
13 | LV_763-5_2_3_load_54 | 19 | 0.00076625 | 0.00019204 | 0 | 0 |  | 1 | TRUE | wye
14 | LV_763-5_2_3_load_40 | 20 | 0.0010312 | 0.00025845 | 0 | 0 |  | 1 | TRUE | wye
15 | LV_763-5_2_3_load_31 | 21 | 0.0010617 | 0.00026609 | 0 | 0 |  | 1 | TRUE | wye
16 | LV_763-5_2_3_load_32 | 22 | 0.00076094 | 0.00019071 | 0 | 0 |  | 1 | TRUE | wye
17 | LV_763-5_2_3_load_34 | 24 | 0.001619 | 0.00040575 | 0 | 0 |  | 1 | TRUE | wye
18 | LV_763-5_2_3_load_36 | 25 | 0.0007177 | 0.00017987 | 0 | 0 |  | 1 | TRUE | wye
19 | LV_763-5_2_3_load_37 | 26 | 0.0004582 | 0.00011484 | 0 | 0 |  | 1 | TRUE | wye
20 | LV_763-5_2_3_load_39 | 27 | 0.0013103 | 0.00032838 | 0 | 0 |  | 1 | TRUE | wye
21 | LV_763-5_2_3_load_42 | 31 | 0.0015457 | 0.00038739 | 0 | 0 |  | 1 | TRUE | wye
22 | LV_763-5_2_3_load_43 | 32 | 0.00025495 | 6.3898e-05 | 0 | 0 |  | 1 | TRUE | wye
23 | LV_763-5_2_3_load_46 | 33 | 0.0001405 | 3.5213e-05 | 0 | 0 |  | 1 | TRUE | wye
24 | LV_763-5_2_3_load_48 | 34 | 0.00033703 | 8.4467e-05 | 0 | 0 |  | 1 | TRUE | wye
25 | LV_763-5_2_3_load_51 | 35 | 0.00046033 | 0.00011537 | 0 | 0 |  | 1 | TRUE | wye
26 | LV_763-5_2_3_load_83 | 37 | 0.0011119 | 0.00027866 | 0 | 0 |  | 1 | TRUE | wye
27 | LV_763-5_2_3_load_84 | 38 | 0.00036421 | 9.1279e-05 | 0 | 0 |  | 1 | TRUE | wye
28 | LV_763-5_2_3_load_79 | 39 | 0.00052979 | 0.00013278 | 0 | 0 |  | 1 | TRUE | wye
29 | LV_763-5_2_3_load_55 | 40 | 0.00087796 | 0.00022004 | 0 | 0 |  | 1 | TRUE | wye
30 | LV_763-5_2_3_load_90 | 44 | 0.00070656 | 0.00017708 | 0 | 0 |  | 1 | TRUE | wye
31 | LV_763-5_2_3_load_91 | 45 | 0.00090282 | 0.00022627 | 0 | 0 |  | 1 | TRUE | wye
32 | LV_763-5_2_3_load_59 | 46 | 0.00076108 | 0.00019075 | 0 | 0 |  | 1 | TRUE | wye
33 | LV_763-5_2_3_load_86 | 47 | 0.00028673 | 7.1862e-05 | 0 | 0 |  | 1 | TRUE | wye
34 | LV_763-5_2_3_load_192 | 48 | 0.0015535 | 0.00038935 | 0 | 0 |  | 1 | TRUE | wye
35 | LV_763-5_2_3_load_100 | 51 | 0.0037747 | 0.00094604 | 0 | 0 |  | 1 | TRUE | wye
36 | LV_763-5_2_3_load_107 | 52 | 0.0039127 | 0.00098061 | 0 | 0 |  | 1 | TRUE | wye
37 | LV_763-5_2_3_load_105 | 53 | 0.0019019 | 0.00047667 | 0 | 0 |  | 1 | TRUE | wye
38 | LV_763-5_2_3_load_71 | 55 | 0.00026967 | 6.7585e-05 | 0 | 0 |  | 1 | TRUE | wye
39 | LV_763-5_2_3_load_101 | 57 | 0.0038026 | 0.00095302 | 0 | 0 |  | 1 | TRUE | wye
40 | LV_763-5_2_3_load_62 | 58 | 0.0028548 | 0.00071549 | 0 | 0 |  | 1 | TRUE | wye
41 | LV_763-5_2_3_load_63 | 59 | 0.0021624 | 0.00054194 | 0 | 0 |  | 1 | TRUE | wye
42 | LV_763-5_2_3_load_64 | 60 | 0.003025 | 0.00075813 | 0 | 0 |  | 1 | TRUE | wye
43 | LV_763-5_2_3_load_65 | 61 | 0.00060184 | 0.00015084 | 0 | 0 |  | 1 | TRUE | wye
44 | LV_763-5_2_3_load_66 | 62 | 0.00075485 | 0.00018918 | 0 | 0 |  | 1 | TRUE | wye
45 | LV_763-5_2_3_load_77 | 65 | 0.00026043 | 6.5271e-05 | 0 | 0 |  | 1 | TRUE | wye
46 | LV_763-5_2_3_load_102 | 67 | 0.00026126 | 6.5478e-05 | 0 | 0 |  | 1 | TRUE | wye
47 | LV_763-5_2_3_load_76 | 68 | 0.00088347 | 0.00022142 | 0 | 0 |  | 1 | TRUE | wye
48 | LV_763-5_2_3_load_73 | 69 | 0.00094509 | 0.00023686 | 0 | 0 |  | 1 | TRUE | wye
49 | LV_763-5_2_3_load_110 | 70 | 0.00071027 | 0.00017801 | 0 | 0 |  | 1 | TRUE | wye
50 | LV_763-5_2_3_load_75 | 72 | 0.00030366 | 7.6104e-05 | 0 | 0 |  | 1 | TRUE | wye
51 | LV_763-5_2_3_load_78 | 73 | 0.00065647 | 0.00016453 | 0 | 0 |  | 1 | TRUE | wye
52 | LV_763-5_2_3_load_92 | 74 | 0.00088039 | 0.00022065 | 0 | 0 |  | 1 | TRUE | wye
53 | LV_763-5_2_3_load_93 | 75 | 0.00045115 | 0.00011307 | 0 | 0 |  | 1 | TRUE | wye
54 | LV_763-5_2_3_load_80 | 76 | 0.00027266 | 6.8334e-05 | 0 | 0 |  | 1 | TRUE | wye
55 | LV_763-5_2_3_load_82 | 77 | 0.00080321 | 0.0002013 | 0 | 0 |  | 1 | TRUE | wye
56 | LV_763-5_2_3_load_116 | 78 | 0.0011725 | 0.00029387 | 0 | 0 |  | 1 | TRUE | wye
57 | LV_763-5_2_3_load_89 | 80 | 0.00025676 | 6.4349e-05 | 0 | 0 |  | 1 | TRUE | wye
58 | LV_763-5_2_3_load_112 | 81 | 0.00015669 | 3.9271e-05 | 0 | 0 |  | 1 | TRUE | wye
59 | LV_763-5_2_3_load_114 | 83 | 0.00033726 | 8.4525e-05 | 0 | 0 |  | 1 | TRUE | wye
60 | LV_763-5_2_3_load_198 | 84 | 0.00063766 | 0.00015981 | 0 | 0 |  | 1 | TRUE | wye
61 | LV_763-5_2_3_load_202 | 85 | 0.0010356 | 0.00025955 | 0 | 0 |  | 1 | TRUE | wye
62 | LV_763-5_2_3_load_193 | 86 | 0.00031529 | 7.9019e-05 | 0 | 0 |  | 1 | TRUE | wye
63 | LV_763-5_2_3_load_96 | 89 | 0.00072521 | 0.00018176 | 0 | 0 |  | 1 | TRUE | wye
64 | LV_763-5_2_3_load_103 | 90 | 0.0002519 | 6.3132e-05 | 0 | 0 |  | 1 | TRUE | wye
65 | LV_763-5_2_3_load_124 | 92 | 0.00085464 | 0.00021419 | 0 | 0 |  | 1 | TRUE | wye
66 | LV_763-5_2_3_load_128 | 93 | 0.00060872 | 0.00015256 | 0 | 0 |  | 1 | TRUE | wye
67 | LV_763-5_2_3_load_123 | 94 | 0.00099797 | 0.00025012 | 0 | 0 |  | 1 | TRUE | wye
68 | LV_763-5_2_3_load_121 | 95 | 0.0022465 | 0.00056303 | 0 | 0 |  | 1 | TRUE | wye
69 | LV_763-5_2_3_load_204 | 96 | 0.0023326 | 0.0005846 | 0 | 0 |  | 1 | TRUE | wye
70 | LV_763-5_2_3_load_119 | 97 | 0.00054579 | 0.00013679 | 0 | 0 |  | 1 | TRUE | wye
71 | LV_763-5_2_3_load_205 | 98 | 0.00028327 | 7.0994e-05 | 0 | 0 |  | 1 | TRUE | wye
72 | LV_763-5_2_3_load_125 | 99 | 0.00015626 | 3.9163e-05 | 0 | 0 |  | 1 | TRUE | wye
73 | LV_763-5_2_3_load_297 | 100 | 0.00039448 | 9.8865e-05 | 0 | 0 |  | 1 | TRUE | wye
74 | LV_763-5_2_3_load_108 | 101 | 0.002152 | 0.00053934 | 0 | 0 |  | 1 | TRUE | wye
75 | LV_763-5_2_3_load_109 | 102 | 0.0018057 | 0.00045255 | 0 | 0 |  | 1 | TRUE | wye
76 | LV_763-5_2_3_load_111 | 103 | 0.00049341 | 0.00012366 | 0 | 0 |  | 1 | TRUE | wye
77 | LV_763-5_2_3_load_118 | 105 | 0.00058341 | 0.00014622 | 0 | 0 |  | 1 | TRUE | wye
78 | LV_763-5_2_3_load_120 | 106 | 0.00045977 | 0.00011523 | 0 | 0 |  | 1 | TRUE | wye
79 | LV_763-5_2_3_load_122 | 107 | 0.0011938 | 0.00029919 | 0 | 0 |  | 1 | TRUE | wye
80 | LV_763-5_2_3_load_126 | 108 | 0.00039869 | 9.9922e-05 | 0 | 0 |  | 1 | TRUE | wye
81 | LV_763-5_2_3_load_127 | 109 | 0.0011992 | 0.00030054 | 0 | 0 |  | 1 | TRUE | wye
82 | LV_763-5_2_3_load_194 | 110 | 0.00023296 | 5.8386e-05 | 0 | 0 |  | 1 | TRUE | wye
83 | LV_763-5_2_3_load_201 | 111 | 0.00021388 | 5.3603e-05 | 0 | 0 |  | 1 | TRUE | wye
84 | LV_763-5_2_3_load_200 | 112 | 0.00050836 | 0.00012741 | 0 | 0 |  | 1 | TRUE | wye
85 | LV_763-5_2_3_load_195 | 113 | 0.001856 | 0.00046515 | 0 | 0 |  | 1 | TRUE | wye
86 | LV_763-5_2_3_load_197 | 114 | 0.00015097 | 3.7835e-05 | 0 | 0 |  | 1 | TRUE | wye
87 | LV_763-5_2_3_load_199 | 115 | 0.00030242 | 7.5793e-05 | 0 | 0 |  | 1 | TRUE | wye
88 | LV_763-5_2_3_load_259 | 116 | 0.00013557 | 3.3978e-05 | 0 | 0 |  | 1 | TRUE | wye
89 | LV_763-5_2_3_load_260 | 117 | 0.00010907 | 2.7335e-05 | 0 | 0 |  | 1 | TRUE | wye
90 | LV_763-5_2_3_load_320 | 118 | 0.00017681 | 4.4313e-05 | 0 | 0 |  | 1 | TRUE | wye
91 | LV_763-5_2_3_load_261 | 119 | 0.00026947 | 6.7534e-05 | 0 | 0 |  | 1 | TRUE | wye
92 | LV_763-5_2_3_load_279 | 120 | 7.6261e-05 | 1.9113e-05 | 0 | 0 |  | 1 | TRUE | wye
93 | LV_763-5_2_3_load_280 | 121 | 7.386e-05 | 1.8511e-05 | 0 | 0 |  | 1 | TRUE | wye
94 | LV_763-5_2_3_load_267 | 122 | 0.00019985 | 5.0087e-05 | 0 | 0 |  | 1 | TRUE | wye
95 | LV_763-5_2_3_load_268 | 123 | 0.00017126 | 4.2923e-05 | 0 | 0 |  | 1 | TRUE | wye
96 | LV_763-5_2_3_load_269 | 124 | 0.00018868 | 4.7288e-05 | 0 | 0 |  | 1 | TRUE | wye
97 | LV_763-5_2_3_load_270 | 125 | 0.00037229 | 9.3304e-05 | 0 | 0 |  | 1 | TRUE | wye
98 | LV_763-5_2_3_load_271 | 126 | 0.00033014 | 8.2741e-05 | 0 | 0 |  | 1 | TRUE | wye
99 | LV_763-5_2_3_load_272 | 127 | 0.00014118 | 3.5383e-05 | 0 | 0 |  | 1 | TRUE | wye
100 | LV_763-5_2_3_load_273 | 128 | 0.00028168 | 7.0596e-05 | 0 | 0 |  | 1 | TRUE | wye
101 | LV_763-5_2_3_load_299 | 129 | 0.00013788 | 3.4556e-05 | 0 | 0 |  | 1 | TRUE | wye
102 | LV_763-5_2_3_load_276 | 130 | 0.00026245 | 6.5775e-05 | 0 | 0 |  | 1 | TRUE | wye
103 | LV_763-5_2_3_load_295 | 131 | 0.00029589 | 7.4158e-05 | 0 | 0 |  | 1 | TRUE | wye
104 | LV_763-5_2_3_load_274 | 132 | 0.00026243 | 6.5772e-05 | 0 | 0 |  | 1 | TRUE | wye
105 | LV_763-5_2_3_load_275 | 133 | 7.0468e-05 | 1.7661e-05 | 0 | 0 |  | 1 | TRUE | wye
106 | LV_763-5_2_3_load_277 | 134 | 0.00023239 | 5.8241e-05 | 0 | 0 |  | 1 | TRUE | wye
107 | LV_763-5_2_3_load_278 | 135 | 0.00013342 | 3.3438e-05 | 0 | 0 |  | 1 | TRUE | wye
108 | LV_763-5_2_3_load_285 | 136 | 0.00018411 | 4.6143e-05 | 0 | 0 |  | 1 | TRUE | wye
109 | LV_763-5_2_3_load_284 | 137 | 0.00018417 | 4.6159e-05 | 0 | 0 |  | 1 | TRUE | wye
110 | LV_763-5_2_3_load_281 | 138 | 0.00017997 | 4.5104e-05 | 0 | 0 |  | 1 | TRUE | wye
111 | LV_763-5_2_3_load_283 | 140 | 0.00030787 | 7.7159e-05 | 0 | 0 |  | 1 | TRUE | wye
112 | LV_763-5_2_3_load_287 | 142 | 6.6154e-05 | 1.658e-05 | 0 | 0 |  | 1 | TRUE | wye
113 | LV_763-5_2_3_load_289 | 143 | 0.00014076 | 3.5279e-05 | 0 | 0 |  | 1 | TRUE | wye
114 | LV_763-5_2_3_load_290 | 144 | 0.00031436 | 7.8786e-05 | 0 | 0 |  | 1 | TRUE | wye
115 | LV_763-5_2_3_load_288 | 145 | 0.00060524 | 0.00015169 | 0 | 0 |  | 1 | TRUE | wye
116 | LV_763-5_2_3_load_298 | 146 | 0.00053891 | 0.00013506 | 0 | 0 |  | 1 | TRUE | wye
117 | LV_763-5_2_3_load_296 | 147 | 0.0027332 | 0.000685 | 0 | 0 |  | 1 | TRUE | wye
118 | LV_763-5_2_3_load_301 | 148 | 0.00023845 | 5.9761e-05 | 0 | 0 |  | 1 | TRUE | wye
119 | LV_763-5_2_3_load_300 | 149 | 0.00060073 | 0.00015056 | 0 | 0 |  | 1 | TRUE | wye
120 | LV_763-5_2_3_load_302 | 150 | 0.00032642 | 8.1809e-05 | 0 | 0 |  | 1 | TRUE | wye
121 | LV_763-5_2_3_load_303 | 151 | 0.00018229 | 4.5686e-05 | 0 | 0 |  | 1 | TRUE | wye
122 | LV_763-5_2_3_load_304 | 152 | 0.00047132 | 0.00011812 | 0 | 0 |  | 1 | TRUE | wye
123 | LV_763-5_2_3_load_308 | 153 | 0.00021511 | 5.3913e-05 | 0 | 0 |  | 1 | TRUE | wye
124 | LV_763-5_2_3_load_306 | 154 | 0.00046403 | 0.0001163 | 0 | 0 |  | 1 | TRUE | wye
125 | LV_763-5_2_3_load_305 | 155 | 0.00050068 | 0.00012548 | 0 | 0 |  | 1 | TRUE | wye
126 | LV_763-5_2_3_load_307 | 156 | 0.00016568 | 4.1522e-05 | 0 | 0 |  | 1 | TRUE | wye
127 | LV_763-5_2_3_load_309 | 157 | 0.00084843 | 0.00021264 | 0 | 0 |  | 1 | TRUE | wye
128 | LV_763-5_2_3_load_310 | 158 | 0.00018145 | 4.5475e-05 | 0 | 0 |  | 1 | TRUE | wye
129 | LV_763-5_2_3_load_311 | 161 | 0.00068889 | 0.00017265 | 0 | 0 |  | 1 | TRUE | wye
130 | LV_763-5_2_3_load_312 | 162 | 0.00039929 | 0.00010007 | 0 | 0 |  | 1 | TRUE | wye
131 | LV_763-5_2_3_load_315 | 163 | 0.00025403 | 6.3666e-05 | 0 | 0 |  | 1 | TRUE | wye
132 | LV_763-5_2_3_load_317 | 165 | 0.00062829 | 0.00015746 | 0 | 0 |  | 1 | TRUE | wye

## ext_grid
| name | bus | vm_pu | va_degree | slack_weight | in_service
0 |  | 69 | 1 | 0 | 1 | TRUE

## line
| name | std_type | from_bus | to_bus | length_km | r_ohm_per_km | x_ohm_per_km | c_nf_per_km | g_us_per_km | max_i_ka | df | parallel | type | in_service
0 | LV_763-5_2_3_line_0 | NAYY 4x150 SE | 0 | 1 | 0.014187 | 0.208 | 0.08 | 261 | 0 | 0.27 | 1 | 1 | cs | TRUE
1 | LV_763-5_2_3_line_1 | NAYY 4x150 SE | 0 | 2 | 0.0044376 | 0.208 | 0.08 | 261 | 0 | 0.27 | 1 | 1 | cs | TRUE
2 | LV_763-5_2_3_line_2 | NAYY 4x150 SE | 1 | 3 | 0.035871 | 0.208 | 0.08 | 261 | 0 | 0.27 | 1 | 1 | cs | TRUE
3 | LV_763-5_2_3_line_3 | NAYY 4x150 SE | 2 | 4 | 0.017268 | 0.208 | 0.08 | 261 | 0 | 0.27 | 1 | 1 | cs | TRUE
4 | LV_763-5_2_3_line_4 | NAYY 4x150 SE | 2 | 5 | 0.0097639 | 0.208 | 0.08 | 261 | 0 | 0.27 | 1 | 1 | cs | TRUE
5 | LV_763-5_2_3_line_5 | NAYY 4x150 SE | 4 | 6 | 0.0007163 | 0.208 | 0.08 | 261 | 0 | 0.27 | 1 | 1 | cs | TRUE
6 | LV_763-5_2_3_line_6 | NAYY 4x150 SE | 4 | 7 | 0.038609 | 0.208 | 0.08 | 261 | 0 | 0.27 | 1 | 1 | cs | TRUE
7 | LV_763-5_2_3_line_7 | NAYY 4x150 SE | 5 | 8 | 0.020187 | 0.208 | 0.08 | 261 | 0 | 0.27 | 1 | 1 | cs | TRUE
8 | LV_763-5_2_3_line_8 | NAYY 4x150 SE | 6 | 12 | 0.0041753 | 0.208 | 0.08 | 261 | 0 | 0.27 | 1 | 1 | cs | TRUE
9 | LV_763-5_2_3_line_9 | NAYY 4x150 SE | 7 | 13 | 0.0037294 | 0.208 | 0.08 | 261 | 0 | 0.27 | 1 | 1 | cs | TRUE
10 | LV_763-5_2_3_line_10 | NAYY 4x150 SE | 8 | 14 | 0.017316 | 0.208 | 0.08 | 261 | 0 | 0.27 | 1 | 1 | cs | TRUE
11 | LV_763-5_2_3_line_11 | NAYY 4x150 SE | 9 | 10 | 0.042598 | 0.208 | 0.08 | 261 | 0 | 0.27 | 1 | 1 | cs | TRUE
12 | LV_763-5_2_3_line_12 | NAYY 4x150 SE | 9 | 11 | 0.0062914 | 0.208 | 0.08 | 261 | 0 | 0.27 | 1 | 1 | cs | TRUE
13 | LV_763-5_2_3_line_13 | NAYY 4x150 SE | 10 | 15 | 0.006141 | 0.208 | 0.08 | 261 | 0 | 0.27 | 1 | 1 | cs | TRUE
14 | LV_763-5_2_3_line_14 | NAYY 4x150 SE | 10 | 16 | 0.018317 | 0.208 | 0.08 | 261 | 0 | 0.27 | 1 | 1 | cs | TRUE
15 | LV_763-5_2_3_line_15 | NAYY 4x150 SE | 11 | 17 | 0.079646 | 0.208 | 0.08 | 261 | 0 | 0.27 | 1 | 1 | cs | TRUE
16 | LV_763-5_2_3_line_16 | NAYY 4x150 SE | 12 | 18 | 0.023373 | 0.208 | 0.08 | 261 | 0 | 0.27 | 1 | 1 | cs | TRUE
17 | LV_763-5_2_3_line_17 | NAYY 4x150 SE | 13 | 19 | 0.085354 | 0.208 | 0.08 | 261 | 0 | 0.27 | 1 | 1 | cs | TRUE
18 | LV_763-5_2_3_line_18 | NAYY 4x150 SE | 14 | 20 | 0.0045171 | 0.208 | 0.08 | 261 | 0 | 0.27 | 1 | 1 | cs | TRUE
19 | LV_763-5_2_3_line_19 | NAYY 4x150 SE | 15 | 50 | 0.02364 | 0.208 | 0.08 | 261 | 0 | 0.27 | 1 | 2 | cs | TRUE
20 | LV_763-5_2_3_line_20 | NAYY 4x150 SE | 15 | 51 | 0.016351 | 0.208 | 0.08 | 261 | 0 | 0.27 | 1 | 1 | cs | TRUE
21 | LV_763-5_2_3_line_21 | NAYY 4x150 SE | 16 | 32 | 0.020349 | 0.208 | 0.08 | 261 | 0 | 0.27 | 1 | 1 | cs | TRUE
22 | LV_763-5_2_3_line_22 | NAYY 4x150 SE | 17 | 78 | 0.03342 | 0.208 | 0.08 | 261 | 0 | 0.27 | 1 | 1 | cs | TRUE
23 | LV_763-5_2_3_line_23 | NAYY 4x150 SE | 17 | 77 | 0.056743 | 0.208 | 0.08 | 261 | 0 | 0.27 | 1 | 1 | cs | TRUE
24 | LV_763-5_2_3_line_24 | NAYY 4x150 SE | 18 | 23 | 0.0023629 | 0.208 | 0.08 | 261 | 0 | 0.27 | 1 | 1 | cs | TRUE
25 | LV_763-5_2_3_line_25 | NAYY 4x150 SE | 19 | 40 | 0.0069214 | 0.208 | 0.08 | 261 | 0 | 0.27 | 1 | 1 | cs | TRUE
26 | LV_763-5_2_3_line_26 | NAYY 4x150 SE | 20 | 31 | 0.0080367 | 0.208 | 0.08 | 261 | 0 | 0.27 | 1 | 1 | cs | TRUE
27 | LV_763-5_2_3_line_27 | NAYY 4x150 SE | 21 | 22 | 0.068824 | 0.208 | 0.08 | 261 | 0 | 0.27 | 1 | 1 | cs | TRUE
28 | LV_763-5_2_3_line_28 | NAYY 4x150 SE | 21 | 23 | 0.022647 | 0.208 | 0.08 | 261 | 0 | 0.27 | 1 | 1 | cs | TRUE
29 | LV_763-5_2_3_line_29 | NAYY 4x150 SE | 22 | 24 | 0.042314 | 0.208 | 0.08 | 261 | 0 | 0.27 | 1 | 1 | cs | TRUE
30 | LV_763-5_2_3_line_30 | NAYY 4x150 SE | 23 | 25 | 0.020811 | 0.208 | 0.08 | 261 | 0 | 0.27 | 1 | 1 | cs | TRUE
31 | LV_763-5_2_3_line_31 | NAYY 4x150 SE | 24 | 26 | 0.020202 | 0.208 | 0.08 | 261 | 0 | 0.27 | 1 | 1 | cs | TRUE
32 | LV_763-5_2_3_line_32 | NAYY 4x150 SE | 25 | 27 | 0.0056723 | 0.208 | 0.08 | 261 | 0 | 0.27 | 1 | 1 | cs | TRUE
33 | LV_763-5_2_3_line_33 | NAYY 4x150 SE | 26 | 28 | 0.10006 | 0.208 | 0.08 | 261 | 0 | 0.27 | 1 | 1 | cs | TRUE
34 | LV_763-5_2_3_line_34 | NAYY 4x150 SE | 28 | 29 | 0.02569 | 0.208 | 0.08 | 261 | 0 | 0.27 | 1 | 1 | cs | TRUE
35 | LV_763-5_2_3_line_35 | NAYY 4x150 SE | 28 | 30 | 0.34472 | 0.208 | 0.08 | 261 | 0 | 0.27 | 1 | 1 | cs | TRUE
36 | LV_763-5_2_3_line_36 | NAYY 4x150 SE | 29 | 94 | 0.082944 | 0.208 | 0.08 | 261 | 0 | 0.27 | 1 | 1 | cs | TRUE
37 | LV_763-5_2_3_line_37 | NAYY 4x150 SE | 29 | 95 | 0.056185 | 0.208 | 0.08 | 261 | 0 | 0.27 | 1 | 1 | cs | TRUE
38 | LV_763-5_2_3_line_38 | NAYY 4x150 SE | 30 | 96 | 0.21044 | 0.208 | 0.08 | 261 | 0 | 0.27 | 1 | 1 | cs | TRUE
39 | LV_763-5_2_3_line_39 | NAYY 4x150 SE | 31 | 32 | 0.014152 | 0.208 | 0.08 | 261 | 0 | 0.27 | 1 | 1 | cs | TRUE
40 | LV_763-5_2_3_line_40 | NAYY 4x150 SE | 33 | 34 | 0.024829 | 0.208 | 0.08 | 261 | 0 | 0.27 | 1 | 1 | cs | TRUE
41 | LV_763-5_2_3_line_41 | NAYY 4x150 SE | 34 | 35 | 0.077199 | 0.208 | 0.08 | 261 | 0 | 0.27 | 1 | 1 | cs | TRUE
42 | LV_763-5_2_3_line_42 | NAYY 4x150 SE | 35 | 36 | 0.091119 | 0.208 | 0.08 | 261 | 0 | 0.27 | 1 | 1 | cs | TRUE
43 | LV_763-5_2_3_line_43 | NAYY 4x150 SE | 36 | 37 | 0.044501 | 0.208 | 0.08 | 261 | 0 | 0.27 | 1 | 1 | cs | TRUE
44 | LV_763-5_2_3_line_44 | NAYY 4x150 SE | 36 | 38 | 0.0097414 | 0.208 | 0.08 | 261 | 0 | 0.27 | 1 | 1 | cs | TRUE
45 | LV_763-5_2_3_line_45 | NAYY 4x150 SE | 36 | 39 | 0.13873 | 0.208 | 0.08 | 261 | 0 | 0.27 | 1 | 1 | cs | TRUE
46 | LV_763-5_2_3_line_46 | NAYY 4x150 SE | 39 | 76 | 0.0043618 | 0.208 | 0.08 | 261 | 0 | 0.27 | 1 | 1 | cs | TRUE
47 | LV_763-5_2_3_line_47 | NAYY 4x150 SE | 40 | 41 | 0.05876 | 0.208 | 0.08 | 261 | 0 | 0.27 | 1 | 1 | cs | TRUE
48 | LV_763-5_2_3_line_48 | NAYY 4x150 SE | 41 | 42 | 0.21478 | 0.208 | 0.08 | 261 | 0 | 0.27 | 1 | 1 | cs | TRUE
49 | LV_763-5_2_3_line_49 | NAYY 4x150 SE | 42 | 43 | 0.012992 | 0.208 | 0.08 | 261 | 0 | 0.27 | 1 | 1 | cs | TRUE
50 | LV_763-5_2_3_line_50 | NAYY 4x150 SE | 43 | 44 | 0.061494 | 0.208 | 0.08 | 261 | 0 | 0.27 | 1 | 1 | cs | TRUE
51 | LV_763-5_2_3_line_51 | NAYY 4x150 SE | 43 | 45 | 0.087275 | 0.208 | 0.08 | 261 | 0 | 0.27 | 1 | 1 | cs | TRUE
52 | LV_763-5_2_3_line_52 | NAYY 4x150 SE | 44 | 48 | 0.02996 | 0.208 | 0.08 | 261 | 0 | 0.27 | 1 | 1 | cs | TRUE
53 | LV_763-5_2_3_line_53 | NAYY 4x150 SE | 46 | 47 | 0.11909 | 0.208 | 0.08 | 261 | 0 | 0.27 | 1 | 1 | cs | TRUE
54 | LV_763-5_2_3_line_54 | NAYY 4x150 SE | 47 | 49 | 0.059111 | 0.208 | 0.08 | 261 | 0 | 0.27 | 1 | 1 | cs | TRUE
55 | LV_763-5_2_3_line_55 | NAYY 4x150 SE | 48 | 86 | 0.16811 | 0.208 | 0.08 | 261 | 0 | 0.27 | 1 | 1 | cs | TRUE
56 | LV_763-5_2_3_line_56 | NAYY 4x150 SE | 49 | 79 | 0.14963 | 0.208 | 0.08 | 261 | 0 | 0.27 | 1 | 1 | cs | TRUE
57 | LV_763-5_2_3_line_57 | NAYY 4x150 SE | 49 | 80 | 0.026277 | 0.208 | 0.08 | 261 | 0 | 0.27 | 1 | 1 | cs | TRUE
58 | LV_763-5_2_3_line_58 | NAYY 4x150 SE | 50 | 52 | 0.025765 | 0.208 | 0.08 | 261 | 0 | 0.27 | 1 | 1 | cs | TRUE
59 | LV_763-5_2_3_line_59 | NAYY 4x150 SE | 50 | 53 | 0.048146 | 0.208 | 0.08 | 261 | 0 | 0.27 | 1 | 1 | cs | TRUE
60 | LV_763-5_2_3_line_60 | NAYY 4x150 SE | 50 | 54 | 0.037732 | 0.208 | 0.08 | 261 | 0 | 0.27 | 1 | 2 | cs | TRUE
61 | LV_763-5_2_3_line_61 | NAYY 4x150 SE | 51 | 57 | 0.035483 | 0.208 | 0.08 | 261 | 0 | 0.27 | 1 | 1 | cs | TRUE
62 | LV_763-5_2_3_line_62 | NAYY 4x150 SE | 52 | 70 | 0.0069092 | 0.208 | 0.08 | 261 | 0 | 0.27 | 1 | 1 | cs | TRUE
63 | LV_763-5_2_3_line_63 | NAYY 4x150 SE | 53 | 71 | 0.0031105 | 0.208 | 0.08 | 261 | 0 | 0.27 | 1 | 1 | cs | TRUE
64 | LV_763-5_2_3_line_64 | NAYY 4x150 SE | 54 | 55 | 0.011772 | 0.208 | 0.08 | 261 | 0 | 0.27 | 1 | 2 | cs | TRUE
65 | LV_763-5_2_3_line_65 | NAYY 4x150 SE | 54 | 56 | 0.013127 | 0.208 | 0.08 | 261 | 0 | 0.27 | 1 | 1 | cs | TRUE
66 | LV_763-5_2_3_line_66 | NAYY 4x150 SE | 55 | 63 | 0.0060432 | 0.208 | 0.08 | 261 | 0 | 0.27 | 1 | 2 | cs | TRUE
67 | LV_763-5_2_3_line_67 | NAYY 4x150 SE | 56 | 61 | 0.01091 | 0.208 | 0.08 | 261 | 0 | 0.27 | 1 | 1 | cs | TRUE
68 | LV_763-5_2_3_line_68 | NAYY 4x150 SE | 58 | 59 | 0.027244 | 0.208 | 0.08 | 261 | 0 | 0.27 | 1 | 1 | cs | TRUE
69 | LV_763-5_2_3_line_69 | NAYY 4x150 SE | 58 | 60 | 0.021919 | 0.208 | 0.08 | 261 | 0 | 0.27 | 1 | 1 | cs | TRUE
70 | LV_763-5_2_3_line_70 | NAYY 4x150 SE | 59 | 61 | 0.011059 | 0.208 | 0.08 | 261 | 0 | 0.27 | 1 | 1 | cs | TRUE
71 | LV_763-5_2_3_line_71 | NAYY 4x150 SE | 60 | 62 | 0.011206 | 0.208 | 0.08 | 261 | 0 | 0.27 | 1 | 1 | cs | TRUE
72 | LV_763-5_2_3_line_72 | NAYY 4x150 SE | 63 | 64 | 0.004686 | 0.208 | 0.08 | 261 | 0 | 0.27 | 1 | 2 | cs | TRUE
73 | LV_763-5_2_3_line_73 | NAYY 4x150 SE | 64 | 65 | 0.01363 | 0.208 | 0.08 | 261 | 0 | 0.27 | 1 | 1 | cs | TRUE
74 | LV_763-5_2_3_line_74 | NAYY 4x150 SE | 64 | 66 | 0.031511 | 0.208 | 0.08 | 261 | 0 | 0.27 | 1 | 2 | cs | TRUE
75 | LV_763-5_2_3_line_75 | NAYY 4x150 SE | 65 | 67 | 0.00096586 | 0.208 | 0.08 | 261 | 0 | 0.27 | 1 | 1 | cs | TRUE
76 | LV_763-5_2_3_line_76 | NAYY 4x150 SE | 66 | 68 | 0.019241 | 0.208 | 0.08 | 261 | 0 | 0.27 | 1 | 1 | cs | TRUE
77 | LV_763-5_2_3_line_77 | NAYY 4x150 SE | 66 | 69 | 0.012268 | 0.208 | 0.08 | 261 | 0 | 0.27 | 1 | 2 | cs | TRUE
78 | LV_763-5_2_3_line_78 | NAYY 4x150 SE | 68 | 73 | 0.055301 | 0.208 | 0.08 | 261 | 0 | 0.27 | 1 | 1 | cs | TRUE
79 | LV_763-5_2_3_line_79 | NAYY 4x150 SE | 69 | 72 | 0.0075969 | 0.208 | 0.08 | 261 | 0 | 0.27 | 1 | 1 | cs | TRUE
80 | LV_763-5_2_3_line_80 | NAYY 4x150 SE | 71 | 101 | 0.010611 | 0.208 | 0.08 | 261 | 0 | 0.27 | 1 | 1 | cs | TRUE
81 | LV_763-5_2_3_line_81 | NAYY 4x150 SE | 71 | 102 | 0.032662 | 0.208 | 0.08 | 261 | 0 | 0.27 | 1 | 1 | cs | TRUE
82 | LV_763-5_2_3_line_82 | NAYY 4x150 SE | 73 | 74 | 0.017517 | 0.208 | 0.08 | 261 | 0 | 0.27 | 1 | 1 | cs | TRUE
83 | LV_763-5_2_3_line_83 | NAYY 4x150 SE | 74 | 75 | 0.012643 | 0.208 | 0.08 | 261 | 0 | 0.27 | 1 | 1 | cs | TRUE
84 | LV_763-5_2_3_line_84 | NAYY 4x150 SE | 75 | 87 | 0.063788 | 0.208 | 0.08 | 261 | 0 | 0.27 | 1 | 1 | cs | TRUE
85 | LV_763-5_2_3_line_85 | NAYY 4x150 SE | 76 | 77 | 0.073116 | 0.208 | 0.08 | 261 | 0 | 0.27 | 1 | 1 | cs | TRUE
86 | LV_763-5_2_3_line_86 | NAYY 4x150 SE | 79 | 81 | 0.013533 | 0.208 | 0.08 | 261 | 0 | 0.27 | 1 | 1 | cs | TRUE
87 | LV_763-5_2_3_line_87 | NAYY 4x150 SE | 79 | 82 | 0.15102 | 0.208 | 0.08 | 261 | 0 | 0.27 | 1 | 1 | cs | TRUE
88 | LV_763-5_2_3_line_88 | NAYY 4x150 SE | 79 | 83 | 0.087173 | 0.208 | 0.08 | 261 | 0 | 0.27 | 1 | 1 | cs | TRUE
89 | LV_763-5_2_3_line_89 | NAYY 4x150 SE | 82 | 84 | 0.0097374 | 0.208 | 0.08 | 261 | 0 | 0.27 | 1 | 1 | cs | TRUE
90 | LV_763-5_2_3_line_90 | NAYY 4x150 SE | 82 | 85 | 0.033184 | 0.208 | 0.08 | 261 | 0 | 0.27 | 1 | 1 | cs | TRUE
91 | LV_763-5_2_3_line_91 | NAYY 4x150 SE | 84 | 104 | 0.052612 | 0.208 | 0.08 | 261 | 0 | 0.27 | 1 | 1 | cs | TRUE
92 | LV_763-5_2_3_line_92 | NAYY 4x150 SE | 86 | 110 | 0.05061 | 0.208 | 0.08 | 261 | 0 | 0.27 | 1 | 1 | cs | TRUE
93 | LV_763-5_2_3_line_93 | NAYY 4x150 SE | 87 | 88 | 0.15086 | 0.208 | 0.08 | 261 | 0 | 0.27 | 1 | 1 | cs | TRUE
94 | LV_763-5_2_3_line_94 | NAYY 4x150 SE | 87 | 89 | 0.021595 | 0.208 | 0.08 | 261 | 0 | 0.27 | 1 | 1 | cs | TRUE
95 | LV_763-5_2_3_line_95 | NAYY 4x150 SE | 88 | 90 | 0.086682 | 0.208 | 0.08 | 261 | 0 | 0.27 | 1 | 1 | cs | TRUE
96 | LV_763-5_2_3_line_96 | NAYY 4x150 SE | 88 | 91 | 0.090459 | 0.208 | 0.08 | 261 | 0 | 0.27 | 1 | 1 | cs | TRUE
97 | LV_763-5_2_3_line_97 | NAYY 4x150 SE | 90 | 92 | 0.014287 | 0.208 | 0.08 | 261 | 0 | 0.27 | 1 | 1 | cs | TRUE
98 | LV_763-5_2_3_line_98 | NAYY 4x150 SE | 91 | 93 | 0.058097 | 0.208 | 0.08 | 261 | 0 | 0.27 | 1 | 1 | cs | TRUE
99 | LV_763-5_2_3_line_99 | NAYY 4x150 SE | 92 | 99 | 0.010669 | 0.208 | 0.08 | 261 | 0 | 0.27 | 1 | 1 | cs | TRUE
100 | LV_763-5_2_3_line_100 | NAYY 4x150 SE | 93 | 100 | 0.39218 | 0.208 | 0.08 | 261 | 0 | 0.27 | 1 | 1 | cs | TRUE
101 | LV_763-5_2_3_line_101 | NAYY 4x150 SE | 95 | 97 | 0.072084 | 0.208 | 0.08 | 261 | 0 | 0.27 | 1 | 1 | cs | TRUE
102 | LV_763-5_2_3_line_102 | NAYY 4x150 SE | 96 | 98 | 0.00056797 | 0.208 | 0.08 | 261 | 0 | 0.27 | 1 | 1 | cs | TRUE
103 | LV_763-5_2_3_line_103 | NAYY 4x150 SE | 97 | 105 | 0.030761 | 0.208 | 0.08 | 261 | 0 | 0.27 | 1 | 1 | cs | TRUE
104 | LV_763-5_2_3_line_104 | NAYY 4x150 SE | 99 | 108 | 0.0031938 | 0.208 | 0.08 | 261 | 0 | 0.27 | 1 | 1 | cs | TRUE
105 | LV_763-5_2_3_line_105 | NAYY 4x150 SE | 100 | 147 | 0.0081258 | 0.208 | 0.08 | 261 | 0 | 0.27 | 1 | 1 | cs | TRUE
106 | LV_763-5_2_3_line_106 | NAYY 4x150 SE | 101 | 103 | 0.019214 | 0.208 | 0.08 | 261 | 0 | 0.27 | 1 | 1 | cs | TRUE
107 | LV_763-5_2_3_line_107 | NAYY 4x150 SE | 104 | 114 | 0.038511 | 0.208 | 0.08 | 261 | 0 | 0.27 | 1 | 1 | cs | TRUE
108 | LV_763-5_2_3_line_108 | NAYY 4x150 SE | 104 | 113 | 0.045621 | 0.208 | 0.08 | 261 | 0 | 0.27 | 1 | 1 | cs | TRUE
109 | LV_763-5_2_3_line_109 | NAYY 4x150 SE | 105 | 106 | 0.022554 | 0.208 | 0.08 | 261 | 0 | 0.27 | 1 | 1 | cs | TRUE
110 | LV_763-5_2_3_line_110 | NAYY 4x150 SE | 106 | 107 | 0.020681 | 0.208 | 0.08 | 261 | 0 | 0.27 | 1 | 1 | cs | TRUE
111 | LV_763-5_2_3_line_111 | NAYY 4x150 SE | 108 | 109 | 0.022816 | 0.208 | 0.08 | 261 | 0 | 0.27 | 1 | 1 | cs | TRUE
112 | LV_763-5_2_3_line_112 | NAYY 4x150 SE | 110 | 111 | 0.0034813 | 0.208 | 0.08 | 261 | 0 | 0.27 | 1 | 1 | cs | TRUE
113 | LV_763-5_2_3_line_113 | NAYY 4x150 SE | 111 | 112 | 0.0075167 | 0.208 | 0.08 | 261 | 0 | 0.27 | 1 | 1 | cs | TRUE
114 | LV_763-5_2_3_line_114 | NAYY 4x150 SE | 112 | 115 | 0.0024398 | 0.208 | 0.08 | 261 | 0 | 0.27 | 1 | 1 | cs | TRUE
115 | LV_763-5_2_3_line_115 | NAYY 4x150 SE | 114 | 115 | 0.0026302 | 0.208 | 0.08 | 261 | 0 | 0.27 | 1 | 1 | cs | TRUE
116 | LV_763-5_2_3_line_116 | NAYY 4x150 SE | 116 | 117 | 0.005198 | 0.208 | 0.08 | 261 | 0 | 0.27 | 1 | 1 | cs | TRUE
117 | LV_763-5_2_3_line_117 | NAYY 4x150 SE | 116 | 118 | 0.12056 | 0.208 | 0.08 | 261 | 0 | 0.27 | 1 | 1 | cs | TRUE
118 | LV_763-5_2_3_line_118 | NAYY 4x150 SE | 117 | 119 | 0.026671 | 0.208 | 0.08 | 261 | 0 | 0.27 | 1 | 1 | cs | TRUE
119 | LV_763-5_2_3_line_119 | NAYY 4x150 SE | 119 | 120 | 0.028252 | 0.208 | 0.08 | 261 | 0 | 0.27 | 1 | 1 | cs | TRUE
120 | LV_763-5_2_3_line_120 | NAYY 4x150 SE | 120 | 121 | 0.011846 | 0.208 | 0.08 | 261 | 0 | 0.27 | 1 | 1 | cs | TRUE
121 | LV_763-5_2_3_line_121 | NAYY 4x150 SE | 121 | 138 | 0.02609 | 0.208 | 0.08 | 261 | 0 | 0.27 | 1 | 1 | cs | TRUE
122 | LV_763-5_2_3_line_122 | NAYY 4x150 SE | 122 | 123 | 0.010511 | 0.208 | 0.08 | 261 | 0 | 0.27 | 1 | 1 | cs | TRUE
123 | LV_763-5_2_3_line_123 | NAYY 4x150 SE | 122 | 124 | 0.0074614 | 0.208 | 0.08 | 261 | 0 | 0.27 | 1 | 1 | cs | TRUE
124 | LV_763-5_2_3_line_124 | NAYY 4x150 SE | 123 | 125 | 0.010094 | 0.208 | 0.08 | 261 | 0 | 0.27 | 1 | 1 | cs | TRUE
125 | LV_763-5_2_3_line_125 | NAYY 4x150 SE | 124 | 126 | 0.014568 | 0.208 | 0.08 | 261 | 0 | 0.27 | 1 | 1 | cs | TRUE
126 | LV_763-5_2_3_line_126 | NAYY 4x150 SE | 125 | 127 | 0.01122 | 0.208 | 0.08 | 261 | 0 | 0.27 | 1 | 1 | cs | TRUE
127 | LV_763-5_2_3_line_127 | NAYY 4x150 SE | 126 | 128 | 0.033702 | 0.208 | 0.08 | 261 | 0 | 0.27 | 1 | 1 | cs | TRUE
128 | LV_763-5_2_3_line_128 | NAYY 4x150 SE | 127 | 129 | 0.0093798 | 0.208 | 0.08 | 261 | 0 | 0.27 | 1 | 1 | cs | TRUE
129 | LV_763-5_2_3_line_129 | NAYY 4x150 SE | 128 | 130 | 0.025354 | 0.208 | 0.08 | 261 | 0 | 0.27 | 1 | 1 | cs | TRUE
130 | LV_763-5_2_3_line_130 | NAYY 4x150 SE | 129 | 131 | 0.024575 | 0.208 | 0.08 | 261 | 0 | 0.27 | 1 | 1 | cs | TRUE
131 | LV_763-5_2_3_line_131 | NAYY 4x150 SE | 130 | 132 | 0.010128 | 0.208 | 0.08 | 261 | 0 | 0.27 | 1 | 1 | cs | TRUE
132 | LV_763-5_2_3_line_132 | NAYY 4x150 SE | 132 | 133 | 0.011523 | 0.208 | 0.08 | 261 | 0 | 0.27 | 1 | 1 | cs | TRUE
133 | LV_763-5_2_3_line_133 | NAYY 4x150 SE | 133 | 134 | 0.022893 | 0.208 | 0.08 | 261 | 0 | 0.27 | 1 | 1 | cs | TRUE
134 | LV_763-5_2_3_line_134 | NAYY 4x150 SE | 134 | 135 | 0.012011 | 0.208 | 0.08 | 261 | 0 | 0.27 | 1 | 1 | cs | TRUE
135 | LV_763-5_2_3_line_135 | NAYY 4x150 SE | 135 | 136 | 0.02593 | 0.208 | 0.08 | 261 | 0 | 0.27 | 1 | 1 | cs | TRUE
136 | LV_763-5_2_3_line_136 | NAYY 4x150 SE | 136 | 137 | 0.0064669 | 0.208 | 0.08 | 261 | 0 | 0.27 | 1 | 1 | cs | TRUE
137 | LV_763-5_2_3_line_137 | NAYY 4x150 SE | 137 | 140 | 0.011321 | 0.208 | 0.08 | 261 | 0 | 0.27 | 1 | 1 | cs | TRUE
138 | LV_763-5_2_3_line_138 | NAYY 4x150 SE | 138 | 139 | 0.021882 | 0.208 | 0.08 | 261 | 0 | 0.27 | 1 | 1 | cs | TRUE
139 | LV_763-5_2_3_line_139 | NAYY 4x150 SE | 138 | 140 | 0.032266 | 0.208 | 0.08 | 261 | 0 | 0.27 | 1 | 1 | cs | TRUE
140 | LV_763-5_2_3_line_140 | NAYY 4x150 SE | 139 | 141 | 0.018092 | 0.208 | 0.08 | 261 | 0 | 0.27 | 1 | 1 | cs | TRUE
141 | LV_763-5_2_3_line_141 | NAYY 4x150 SE | 139 | 142 | 0.020922 | 0.208 | 0.08 | 261 | 0 | 0.27 | 1 | 1 | cs | TRUE
142 | LV_763-5_2_3_line_142 | NAYY 4x150 SE | 141 | 143 | 0.050238 | 0.208 | 0.08 | 261 | 0 | 0.27 | 1 | 1 | cs | TRUE
143 | LV_763-5_2_3_line_143 | NAYY 4x150 SE | 141 | 144 | 0.064005 | 0.208 | 0.08 | 261 | 0 | 0.27 | 1 | 1 | cs | TRUE
144 | LV_763-5_2_3_line_144 | NAYY 4x150 SE | 142 | 145 | 0.016921 | 0.208 | 0.08 | 261 | 0 | 0.27 | 1 | 1 | cs | TRUE
145 | LV_763-5_2_3_line_145 | NAYY 4x150 SE | 143 | 146 | 0.013969 | 0.208 | 0.08 | 261 | 0 | 0.27 | 1 | 1 | cs | TRUE
146 | LV_763-5_2_3_line_146 | NAYY 4x150 SE | 144 | 147 | 0.031302 | 0.208 | 0.08 | 261 | 0 | 0.27 | 1 | 1 | cs | TRUE
147 | LV_763-5_2_3_line_147 | NAYY 4x150 SE | 146 | 148 | 0.017922 | 0.208 | 0.08 | 261 | 0 | 0.27 | 1 | 1 | cs | TRUE
148 | LV_763-5_2_3_line_148 | NAYY 4x150 SE | 148 | 149 | 0.012796 | 0.208 | 0.08 | 261 | 0 | 0.27 | 1 | 1 | cs | TRUE
149 | LV_763-5_2_3_line_149 | NAYY 4x150 SE | 149 | 150 | 0.015855 | 0.208 | 0.08 | 261 | 0 | 0.27 | 1 | 1 | cs | TRUE
150 | LV_763-5_2_3_line_150 | NAYY 4x150 SE | 150 | 151 | 0.0094398 | 0.208 | 0.08 | 261 | 0 | 0.27 | 1 | 1 | cs | TRUE
151 | LV_763-5_2_3_line_151 | NAYY 4x150 SE | 151 | 152 | 0.00024095 | 0.208 | 0.08 | 261 | 0 | 0.27 | 1 | 1 | cs | TRUE
152 | LV_763-5_2_3_line_152 | NAYY 4x150 SE | 152 | 153 | 0.0053088 | 0.208 | 0.08 | 261 | 0 | 0.27 | 1 | 1 | cs | TRUE
153 | LV_763-5_2_3_line_153 | NAYY 4x150 SE | 153 | 154 | 0.0061516 | 0.208 | 0.08 | 261 | 0 | 0.27 | 1 | 1 | cs | TRUE
154 | LV_763-5_2_3_line_154 | NAYY 4x150 SE | 154 | 155 | 0.0096498 | 0.208 | 0.08 | 261 | 0 | 0.27 | 1 | 1 | cs | TRUE
155 | LV_763-5_2_3_line_155 | NAYY 4x150 SE | 155 | 156 | 0.00089885 | 0.208 | 0.08 | 261 | 0 | 0.27 | 1 | 1 | cs | TRUE
156 | LV_763-5_2_3_line_156 | NAYY 4x150 SE | 156 | 157 | 0.048053 | 0.208 | 0.08 | 261 | 0 | 0.27 | 1 | 1 | cs | TRUE
157 | LV_763-5_2_3_line_157 | NAYY 4x150 SE | 157 | 158 | 0.0086374 | 0.208 | 0.08 | 261 | 0 | 0.27 | 1 | 1 | cs | TRUE
158 | LV_763-5_2_3_line_158 | NAYY 4x150 SE | 158 | 159 | 0.0068979 | 0.208 | 0.08 | 261 | 0 | 0.27 | 1 | 1 | cs | TRUE
159 | LV_763-5_2_3_line_159 | NAYY 4x150 SE | 159 | 160 | 0.31868 | 0.208 | 0.08 | 261 | 0 | 0.27 | 1 | 1 | cs | TRUE
160 | LV_763-5_2_3_line_160 | NAYY 4x150 SE | 159 | 161 | 0.037558 | 0.208 | 0.08 | 261 | 0 | 0.27 | 1 | 1 | cs | TRUE
161 | LV_763-5_2_3_line_161 | NAYY 4x150 SE | 160 | 163 | 0.19926 | 0.208 | 0.08 | 261 | 0 | 0.27 | 1 | 1 | cs | TRUE
162 | LV_763-5_2_3_line_162 | NAYY 4x150 SE | 161 | 162 | 0.033361 | 0.208 | 0.08 | 261 | 0 | 0.27 | 1 | 1 | cs | TRUE
163 | LV_763-5_2_3_line_163 | NAYY 4x150 SE | 163 | 164 | 0.016933 | 0.208 | 0.08 | 261 | 0 | 0.27 | 1 | 1 | cs | TRUE
164 | LV_763-5_2_3_line_164 | NAYY 4x150 SE | 164 | 165 | 0.069496 | 0.208 | 0.08 | 261 | 0 | 0.27 | 1 | 1 | cs | TRUE

## trafo
| name | std_type | hv_bus | lv_bus | sn_mva | vn_hv_kv | vn_lv_kv | vk_percent | vkr_percent | pfe_kw | i0_percent | shift_degree | tap_side | tap_neutral | tap_min | tap_max | tap_step_percent | tap_step_degree | tap_pos | tap_phase_shifter | parallel | df | in_service
0 | LV_763-5_2_3_trafo_73 | 0.25 MVA 20/0.4 kV | 166 | 69 | 0.25 | 20 | 0.4 | 6 | 1.44 | 0.8 | 0.32 | 150 | hv | 0 | -2 | 2 | 2.5 | 0 | 0 | FALSE | 1 | 1 | TRUE

## line_geodata
| x0 | y0 | x1 | y1 | x2 | y2 | x3 | y3 | x4 | y4 | x5 | y5 | x6 | y6 | x7 | y7 | x8 | y8 | x9 | y9 | x10 | y10 | x11 | y11 | x12 | y12 | x13 | y13 | x14 | y14 | x15 | y15 | x16 | y16 | x17 | y17 | x18 | y18 | x19 | y19 | x20 | y20 | x21 | y21
0 | 2606550.7656 | 1167552.2793 | 2606547.2786 | 1167551.8431 | 2606536.8037 | 1167549.7981
1 | 2606532.4483 | 1167548.9479 | 2606536.8037 | 1167549.7981
2 | 2606550.7656 | 1167552.2793 | 2606570.5819 | 1167554.7586 | 2606586.3822 | 1167556.5367
3 | 2606532.4483 | 1167548.9479 | 2606515.5985 | 1167544.9611
4 | 2606532.4483 | 1167548.9479 | 2606532.4971 | 1167553.4168 | 2606534.2057 | 1167558.4283
5 | 2606514.9075 | 1167544.7726 | 2606515.5985 | 1167544.9611
6 | 2606515.5985 | 1167544.9611 | 2606517.0698 | 1167536.2695 | 2606517.0207 | 1167532.0228 | 2606515.0731 | 1167528.141 | 2606511.9319 | 1167523.8911 | 2606502.4934 | 1167511.0715
7 | 2606534.2057 | 1167558.4283 | 2606535.5719 | 1167562.4357 | 2606540.484 | 1167571.2232 | 2606543.5619 | 1167576.2404
8 | 2606510.8793 | 1167543.6738 | 2606514.9075 | 1167544.7726
9 | 2606502.4934 | 1167511.0715 | 2606500.2823 | 1167508.0684
10 | 2606543.5619 | 1167576.2404 | 2606544.3806 | 1167577.575 | 2606551.2448 | 1167585.9866 | 2606554.799 | 1167589.3497
11 | 2606645.5334 | 1167579.408 | 2606641.4257 | 1167584.0837 | 2606638.3933 | 1167585.4588 | 2606634.6578 | 1167585.7438 | 2606627.4553 | 1167585.8582 | 2606622.7675 | 1167589.188 | 2606619.8695 | 1167593.576 | 2606618.0196 | 1167598.4208 | 2606617.8447 | 1167604.3791
12 | 2606645.5334 | 1167579.408 | 2606650.8903 | 1167582.7074
13 | 2606617.8447 | 1167604.3791 | 2606620.3568 | 1167609.9847
14 | 2606617.8447 | 1167604.3791 | 2606607.3752 | 1167603.445 | 2606599.6729 | 1167602.1764
15 | 2606725.5076 | 1167608.7997 | 2606704.6174 | 1167604.2743 | 2606686.5362 | 1167599.7299 | 2606671.6171 | 1167594.1885 | 2606659.4924 | 1167588.0054 | 2606650.8903 | 1167582.7074
16 | 2606488.3274 | 1167537.5348 | 2606507.7019 | 1167542.8071 | 2606510.8793 | 1167543.6738
17 | 2606500.2823 | 1167508.0684 | 2606498.6867 | 1167505.9013 | 2606496.3108 | 1167501.6855 | 2606494.1041 | 1167496.7807 | 2606493.4589 | 1167491.7219 | 2606493.7549 | 1167486.8976 | 2606494.9487 | 1167479.951 | 2606499.5377 | 1167468.8726 | 2606506.0881 | 1167456.0177 | 2606517.6981 | 1167435.8534 | 2606520.9054 | 1167431.0483
18 | 2606554.799 | 1167589.3497 | 2606555.7025 | 1167590.2046 | 2606558.4484 | 1167591.9863 | 2606558.4484 | 1167591.9863
19 | 2606620.3568 | 1167609.9847 | 2606622.3725 | 1167614.4669 | 2606623.5774 | 1167618.4924 | 2606623.5196 | 1167622.3499 | 2606620.7793 | 1167629.5393 | 2606623.6641 | 1167630.254
20 | 2606620.3568 | 1167609.9847 | 2606636.6998 | 1167609.4762
21 | 2606579.8298 | 1167597.9148 | 2606590.5469 | 1167600.9588 | 2606597.3197 | 1167601.7888 | 2606599.6729 | 1167602.1764
22 | 2606725.5076 | 1167608.7997 | 2606724.7445 | 1167613.6457 | 2606739.0444 | 1167638.315
23 | 2606725.5076 | 1167608.7997 | 2606745.4408 | 1167613.5464 | 2606755.0665 | 1167616.1473 | 2606766.7795 | 1167620.7627 | 2606778.8272 | 1167627.2682
24 | 2606486.0474 | 1167536.9143 | 2606488.3274 | 1167537.5348
25 | 2606524.7596 | 1167425.2995 | 2606524.4753 | 1167425.7 | 2606520.9054 | 1167431.0483
26 | 2606566.2159 | 1167594.048 | 2606565.1666 | 1167593.75 | 2606558.4484 | 1167591.9863
27 | 2606405.03 | 1167495.245 | 2606407.4525 | 1167496.6997 | 2606436.1518 | 1167514.3389 | 2606449.6913 | 1167522.0237 | 2606464.6814 | 1167529.4819
28 | 2606486.0474 | 1167536.9143 | 2606475.5493 | 1167533.8238 | 2606464.7159 | 1167529.499 | 2606464.6814 | 1167529.4819
29 | 2606368.754 | 1167473.4606 | 2606405.03 | 1167495.245
30 | 2606486.0474 | 1167536.9143 | 2606478.8209 | 1167556.4309
31 | 2606351.0672 | 1167463.7001 | 2606367.5081 | 1167472.7124 | 2606368.754 | 1167473.4606
32 | 2606476.8513 | 1167561.7502 | 2606478.8209 | 1167556.4309
33 | 2606262.4593 | 1167417.2533 | 2606287.8123 | 1167429.7635 | 2606305.9581 | 1167439.1981 | 2606313.6234 | 1167443.1747 | 2606351.0672 | 1167463.7001
34 | 2606250.7708 | 1167440.1416 | 2606262.4593 | 1167417.2533
35 | 2605939.0054 | 1167460.7502 | 2605958.4323 | 1167452.1983 | 2606044.735 | 1167403.4814 | 2606065.6405 | 1167393.9531 | 2606077.7215 | 1167391.2749 | 2606089.8402 | 1167389.1304 | 2606111.9168 | 1167387.2739 | 2606147.7819 | 1167389.7335 | 2606162.3468 | 1167390.7377 | 2606164.6967 | 1167390.6623 | 2606184.2046 | 1167393.339 | 2606208.6463 | 1167399.0112 | 2606231.4416 | 1167405.3599 | 2606253.133 | 1167413.2417 | 2606262.4593 | 1167417.2533
36 | 2606250.7708 | 1167440.1416 | 2606239.3144 | 1167460.7512 | 2606235.0064 | 1167466.9498 | 2606230.7081 | 1167471.2142 | 2606225.7598 | 1167474.8221 | 2606220.6678 | 1167476.7734 | 2606187.7835 | 1167486.6114
37 | 2606250.7708 | 1167440.1416 | 2606251.9633 | 1167441.6324 | 2606265.0878 | 1167458.7989 | 2606266.3233 | 1167463.1024 | 2606265.6989 | 1167467.3928 | 2606264.2171 | 1167471.7934 | 2606255.7632 | 1167489.044
38 | 2605939.0054 | 1167460.7502 | 2605941.5255 | 1167466.6556 | 2605943.9859 | 1167470.9602 | 2605948.4976 | 1167475.2556 | 2605955.8855 | 1167481.3992 | 2606070.0355 | 1167568.5334 | 2606076.9192 | 1167573.4094 | 2606082.3409 | 1167578.3729 | 2606084.9167 | 1167582.0106 | 2606086.4439 | 1167585.5361 | 2606087.372 | 1167591.2288 | 2606088.7221 | 1167600.895
39 | 2606579.8298 | 1167597.9148 | 2606566.2159 | 1167594.048
40 | 2607175.8916 | 1167679.5598 | 2607174.3571 | 1167679.4714 | 2607164.4853 | 1167678.0479 | 2607151.6058 | 1167674.6593
41 | 2607151.6058 | 1167674.6593 | 2607136.9401 | 1167670.8007 | 2607111.3229 | 1167664.0228 | 2607095.7969 | 1167660.8919 | 2607076.2749 | 1167658.2691
42 | 2606985.2311 | 1167659.3739 | 2607022.7367 | 1167657.9054 | 2607048.9443 | 1167657.2243 | 2607060.8076 | 1167657.3604 | 2607073.3441 | 1167657.8753 | 2607076.2749 | 1167658.2691
43 | 2606985.2311 | 1167659.3739 | 2606983.7551 | 1167651.7351 | 2606978.9051 | 1167649.4951 | 2606975.0916 | 1167651.147 | 2606960.3877 | 1167651.7749 | 2606947.8826 | 1167651.8474
44 | 2606985.2311 | 1167659.3739 | 2606988.3337 | 1167663.6241 | 2606992.6414 | 1167664.8519
45 | 2606985.2311 | 1167659.3739 | 2606939.8732 | 1167660.3446 | 2606896.2374 | 1167661.3842 | 2606854.9134 | 1167662.16 | 2606846.5536 | 1167661.6096
46 | 2606842.2013 | 1167661.323 | 2606846.5536 | 1167661.6096
47 | 2606572.8914 | 1167394.1254 | 2606565.6642 | 1167395.585 | 2606558.995 | 1167397.8011 | 2606548.4641 | 1167403.7371 | 2606540.2985 | 1167409.5201 | 2606532.1471 | 1167416.3925 | 2606528.0245 | 1167420.7014 | 2606524.7596 | 1167425.2995
48 | 2606762.1909 | 1167397.724 | 2606748.7365 | 1167403.0784 | 2606726.4605 | 1167412.0804 | 2606695.5526 | 1167426.2866 | 2606672.1542 | 1167439.9454 | 2606664.6421 | 1167442.9609 | 2606659.2682 | 1167443.6665 | 2606654.3867 | 1167441.9269 | 2606647.3871 | 1167438.3286 | 2606642.0331 | 1167434.8432 | 2606634.2548 | 1167429.3097 | 2606627.5867 | 1167423.5773 | 2606616.1009 | 1167413.7377 | 2606605.8471 | 1167404.1106 | 2606598.6119 | 1167398.889 | 2606589.2308 | 1167396.2108 | 2606581.9376 | 1167395.0801 | 2606572.8914 | 1167394.1254
49 | 2606762.1909 | 1167397.724 | 2606774.2899 | 1167392.9018
50 | 2606774.2899 | 1167392.9018 | 2606780.2016 | 1167390.5517 | 2606818.3144 | 1167374.6865 | 2606829.4488 | 1167370.0522 | 2606831.0268 | 1167369.209
51 | 2606774.2899 | 1167392.9018 | 2606776.1944 | 1167359.8875 | 2606778.1614 | 1167325.7504 | 2606778.4862 | 1167315.9792 | 2606777.3971 | 1167305.802
52 | 2606831.0268 | 1167369.209 | 2606840.2018 | 1167364.3059 | 2606850.9478 | 1167358.0482 | 2606856.8929 | 1167354.1269
53 | 2607022.1264 | 1167507.8282 | 2607027.9783 | 1167507.1362 | 2607078.2175 | 1167502.2811 | 2607122.0168 | 1167493.4502 | 2607137.747 | 1167484.6183
54 | 2607191.0435 | 1167459.2146 | 2607155.6251 | 1167474.5803 | 2607137.747 | 1167484.6183
55 | 2606856.8929 | 1167354.1269 | 2606863.4488 | 1167349.8027 | 2606869.288 | 1167343.962 | 2606872.698 | 1167340.553 | 2606899.9527 | 1167315.5492 | 2606907.9506 | 1167309.5554 | 2606916.6975 | 1167304.5517 | 2606927.9536 | 1167300.796 | 2607003.7905 | 1167281.5258
56 | 2607293.1971 | 1167375.0501 | 2607280.4227 | 1167412.8981 | 2607269.1202 | 1167423.3231 | 2607194.5687 | 1167442.6772 | 2607191.8935 | 1167445.9534 | 2607191.0435 | 1167459.2146
57 | 2607191.0435 | 1167459.2146 | 2607205.0198 | 1167452.9058 | 2607215.4804 | 1167449.6926
58 | 2606623.6641 | 1167630.254 | 2606626.2313 | 1167634.3477 | 2606631.3576 | 1167636.0097 | 2606635.2575 | 1167639.2822 | 2606636.0736 | 1167641.94 | 2606635.4168 | 1167649.5843
59 | 2606623.6641 | 1167630.254 | 2606631.5679 | 1167632.7305 | 2606637.1042 | 1167637.35 | 2606645.5149 | 1167645.2186 | 2606660.9003 | 1167658.1308 | 2606661.7047 | 1167658.8048
60 | 2606591.8738 | 1167647.6836 | 2606602.0196 | 1167643.6815 | 2606611.6609 | 1167638.9674 | 2606616.9708 | 1167633.7484 | 2606620.7793 | 1167629.5393 | 2606623.6641 | 1167630.254
61 | 2606665.4514 | 1167626.0087 | 2606651.7132 | 1167611.4641 | 2606649.0436 | 1167610.0272 | 2606645.5543 | 1167609.2007 | 2606636.6998 | 1167609.4762
62 | 2606634.8254 | 1167656.4681 | 2606635.4168 | 1167649.5843
63 | 2606664.089 | 1167660.8023 | 2606661.7047 | 1167658.8048
64 | 2606591.8738 | 1167647.6836 | 2606584.7386 | 1167649.3545 | 2606580.2954 | 1167649.4247
65 | 2606591.8738 | 1167647.6836 | 2606589.0522 | 1167652.3162 | 2606589.255 | 1167655.807 | 2606591.1032 | 1167659.5887
66 | 2606574.2528 | 1167649.4098 | 2606578.1562 | 1167649.4585 | 2606580.2954 | 1167649.4247
67 | 2606591.1032 | 1167659.5887 | 2606596.122 | 1167661.5507 | 2606601.1151 | 1167663.9075
68 | 2606627.4947 | 1167687.1901 | 2606627.8154 | 1167683.674 | 2606627.2066 | 1167680.3939 | 2606625.3656 | 1167677.1236 | 2606619.4155 | 1167672.9373 | 2606611.0686 | 1167668.7252
69 | 2606627.4947 | 1167687.1901 | 2606627.4048 | 1167688.1758 | 2606625.9619 | 1167691.8539 | 2606623.2875 | 1167694.7302 | 2606618.3641 | 1167696.5702 | 2606611.3801 | 1167700.0309
70 | 2606601.1151 | 1167663.9075 | 2606607.4056 | 1167666.8767 | 2606611.0686 | 1167668.7252
71 | 2606601.8223 | 1167705.4343 | 2606605.0172 | 1167702.3696 | 2606611.3801 | 1167700.0309
72 | 2606569.5533 | 1167649.3602 | 2606574.2528 | 1167649.4098
73 | 2606569.5533 | 1167649.3602 | 2606573.4044 | 1167636.286
74 | 2606537.9726 | 1167650.1376 | 2606550.257 | 1167650.2398 | 2606568.6578 | 1167649.3482 | 2606569.5533 | 1167649.3602
75 | 2606573.6773 | 1167635.3595 | 2606573.4044 | 1167636.286
76 | 2606537.9726 | 1167650.1376 | 2606527.671 | 1167649.7041 | 2606519.7504 | 1167648.5839 | 2606518.8268 | 1167648.4688
77 | 2606537.9726 | 1167650.1376 | 2606536.5415 | 1167662.3222
78 | 2606464.1961 | 1167640.3888 | 2606465.9748 | 1167641.0115 | 2606474.5067 | 1167642.9994 | 2606483.3994 | 1167644.0539 | 2606518.8268 | 1167648.4688
79 | 2606535.6552 | 1167669.8672 | 2606536.5415 | 1167662.3222
80 | 2606664.089 | 1167660.8023 | 2606667.2548 | 1167663.4516 | 2606672.5947 | 1167665.7141 | 2606673.2581 | 1167665.8802
81 | 2606693.7468 | 1167654.6875 | 2606692.7176 | 1167657.9658 | 2606691.0779 | 1167659.498 | 2606688.8195 | 1167660.018 | 2606676.2895 | 1167660.6045 | 2606664.089 | 1167660.8023
82 | 2606447.0714 | 1167637.36 | 2606451.6276 | 1167637.4278 | 2606459.3184 | 1167638.6811 | 2606464.1961 | 1167640.3888
83 | 2606447.0714 | 1167637.36 | 2606441.9762 | 1167637.2842 | 2606434.449 | 1167637.8399
84 | 2606374.1028 | 1167657.9339 | 2606385.2126 | 1167654.0659 | 2606412.2952 | 1167643.7782 | 2606422.1956 | 1167640.0757 | 2606430.992 | 1167638.0951 | 2606434.449 | 1167637.8399
85 | 2606842.2013 | 1167661.323 | 2606842.2013 | 1167661.323 | 2606832.7277 | 1167659.656 | 2606825.8874 | 1167657.6139 | 2606817.4489 | 1167654.325 | 2606807.7341 | 1167649.3116 | 2606801.3327 | 1167644.9911 | 2606794.3586 | 1167639.4361 | 2606778.8272 | 1167627.2682 | 2606778.8272 | 1167627.2682
86 | 2607293.1971 | 1167375.0501 | 2607306.1596 | 1167378.9374
87 | 2607293.1971 | 1167375.0501 | 2607283.4516 | 1167370.047 | 2607274.9523 | 1167366.3016 | 2607259.7011 | 1167356.8008 | 2607229.453 | 1167336.2989 | 2607173.7152 | 1167297.0242 | 2607172.698 | 1167296.3005 | 2607166.7629 | 1167292.347
88 | 2607293.1971 | 1167375.0501 | 2607304.4993 | 1167326.7619 | 2607321.0506 | 1167293.0234
89 | 2607166.7629 | 1167292.347 | 2607159.1988 | 1167287.3022 | 2607158.6444 | 1167286.9721
90 | 2607166.7629 | 1167292.347 | 2607170.2626 | 1167284.525 | 2607174.3744 | 1167276.8483 | 2607182.0959 | 1167265.3962 | 2607183.5644 | 1167263.9035
91 | 2607108.3264 | 1167275.6811 | 2607121.9507 | 1167276.0528 | 2607136.2019 | 1167277.0478 | 2607148.7044 | 1167281.0534 | 2607158.6444 | 1167286.9721
92 | 2607053.7639 | 1167274.7001 | 2607044.9494 | 1167274.7956 | 2607018.4542 | 1167277.7997 | 2607003.7905 | 1167281.5258
93 | 2606374.1028 | 1167657.9339 | 2606346.6125 | 1167670.3447 | 2606334.0468 | 1167675.8565 | 2606320.0273 | 1167680.9334 | 2606310.0363 | 1167683.5576 | 2606302.9402 | 1167684.5618 | 2606295.7455 | 1167684.6878 | 2606287.4412 | 1167684.5458 | 2606280.1787 | 1167683.66 | 2606270.9786 | 1167683.8395 | 2606264.0435 | 1167684.5216 | 2606257.1227 | 1167686.1931 | 2606236.6271 | 1167692.364 | 2606229.6136 | 1167694.8913
94 | 2606354.4032 | 1167649.2089 | 2606368.9782 | 1167654.638 | 2606374.1028 | 1167657.9339
95 | 2606229.6136 | 1167694.8913 | 2606230.7663 | 1167697.894 | 2606233.5416 | 1167700.8539 | 2606237.3386 | 1167700.1463 | 2606242.0629 | 1167698.3058 | 2606249.9631 | 1167696.8799 | 2606257.4558 | 1167697.1878 | 2606265.6673 | 1167698.2301 | 2606271.7272 | 1167700.0706 | 2606278.3914 | 1167702.2452 | 2606287.3182 | 1167707.2459 | 2606291.4181 | 1167709.718 | 2606297.4772 | 1167712.2811 | 2606308.0434 | 1167715.8828 | 2606308.5918 | 1167716.0242
96 | 2606144.7425 | 1167723.2079 | 2606155.8098 | 1167723.2969 | 2606166.0977 | 1167721.9956 | 2606173.6768 | 1167720.2469 | 2606180.8813 | 1167717.9086 | 2606201.7099 | 1167707.8915 | 2606220.1948 | 1167699.4173 | 2606229.6136 | 1167694.8913
97 | 2606308.5918 | 1167716.0242 | 2606319.9495 | 1167718.9522 | 2606322.4505 | 1167719.4902
98 | 2606144.7425 | 1167723.2079 | 2606144.7161 | 1167734.1245 | 2606145.527 | 1167742.107 | 2606146.3484 | 1167747.2215 | 2606146.3443 | 1167751.3236 | 2606145.1056 | 1167757.6588 | 2606143.4543 | 1167763.3933 | 2606143.0364 | 1167767.8952 | 2606144.2639 | 1167772.5987 | 2606147.5444 | 1167775.4702 | 2606150.9364 | 1167776.9737
99 | 2606332.8814 | 1167721.7338 | 2606332.8814 | 1167721.7338 | 2606322.4505 | 1167719.4902
100 | 2606150.9364 | 1167776.9737 | 2606252.4677 | 1168155.7782
101 | 2606255.7632 | 1167489.044 | 2606252.8422 | 1167495.0044 | 2606251.0621 | 1167499.1602 | 2606250.178 | 1167503.0056 | 2606250.9851 | 1167507.0863 | 2606253.0331 | 1167510.2566 | 2606258.7722 | 1167519.0558 | 2606262.4779 | 1167525.3739 | 2606264.0966 | 1167529.1997 | 2606264.3991 | 1167532.7796 | 2606263.4758 | 1167537.481 | 2606261.9554 | 1167542.2262 | 2606255.2645 | 1167554.175
102 | 2606088.8007 | 1167601.4575 | 2606088.7221 | 1167600.895
103 | 2606232.9546 | 1167569.4775 | 2606237.9542 | 1167570.2488 | 2606244.0013 | 1167569.7882 | 2606247.4325 | 1167567.6573 | 2606249.4257 | 1167564.6023 | 2606255.2645 | 1167554.175
104 | 2606332.8814 | 1167721.7338 | 2606336.066 | 1167721.9757
105 | 2606252.4677 | 1168155.7782 | 2606251.9182 | 1168163.8855
106 | 2606690.2434 | 1167673.6153 | 2606686.6503 | 1167669.8205 | 2606682.8557 | 1167668.2823 | 2606673.2581 | 1167665.8802
107 | 2607108.3264 | 1167275.6811 | 2607100.5039 | 1167275.4607 | 2607073.6916 | 1167274.729 | 2607069.8302 | 1167274.6253
108 | 2607108.3264 | 1167275.6811 | 2607106.3458 | 1167280.6368 | 2607103.4365 | 1167287.7147 | 2607098.4532 | 1167301.0822 | 2607098.6495 | 1167303.3947 | 2607100.5829 | 1167306.0093 | 2607111.4464 | 1167312.7648
109 | 2606232.9546 | 1167569.4775 | 2606221.4166 | 1167567.6973 | 2606210.7201 | 1167565.7129
110 | 2606190.3856 | 1167561.9405 | 2606210.7201 | 1167565.7129
111 | 2606358.8493 | 1167723.0838 | 2606345.1954 | 1167722.6693 | 2606336.066 | 1167721.9757
112 | 2607053.7639 | 1167274.7001 | 2607057.245 | 1167274.6624
113 | 2607057.245 | 1167274.6624 | 2607064.7612 | 1167274.5811
114 | 2607067.2009 | 1167274.5547 | 2607064.7612 | 1167274.5811
115 | 2607067.2009 | 1167274.5547 | 2607067.2009 | 1167274.5547 | 2607069.8302 | 1167274.6253
116 | 2606417.4174 | 1168235.6013 | 2606417.4174 | 1168235.6013 | 2606422.5847 | 1168236.1646
117 | 2606422.5847 | 1168236.1646 | 2606465.6875 | 1168348.7534
118 | 2606393.0981 | 1168226.2696 | 2606397.3215 | 1168227.2092 | 2606409.0132 | 1168229.3893 | 2606417.4174 | 1168235.6013
119 | 2606365.888 | 1168218.8581 | 2606377.382 | 1168222.8527 | 2606385.1712 | 1168224.5062 | 2606393.0981 | 1168226.2696
120 | 2606365.888 | 1168218.8581 | 2606354.6987 | 1168214.9694 | 2606354.6987 | 1168214.9694
121 | 2606337.5379 | 1168195.3195 | 2606346.3283 | 1168205.6116 | 2606354.6987 | 1168214.9694
122 | 2606547.4893 | 1168184.0748 | 2606548.8542 | 1168184.027 | 2606557.9751 | 1168183.3646
123 | 2606547.4893 | 1168184.0748 | 2606540.0325 | 1168184.3358
124 | 2606568.043 | 1168182.6335 | 2606557.9751 | 1168183.3646
125 | 2606525.4738 | 1168184.8455 | 2606540.0325 | 1168184.3358
126 | 2606568.043 | 1168182.6335 | 2606571.4788 | 1168182.384 | 2606577.3951 | 1168182.0124 | 2606579.1588 | 1168181.4617
127 | 2606525.4738 | 1168184.8455 | 2606522.0517 | 1168184.9653 | 2606499.5972 | 1168185.0523 | 2606491.7741 | 1168185.0832
128 | 2606588.2884 | 1168179.3896 | 2606582.5398 | 1168180.4061 | 2606579.1588 | 1168181.4617
129 | 2606491.7741 | 1168185.0832 | 2606488.5153 | 1168185.0961 | 2606466.4412 | 1168186.0609
130 | 2606588.2884 | 1168179.3896 | 2606588.2884 | 1168179.3896 | 2606596.2392 | 1168180.1986 | 2606603.9115 | 1168183.7532 | 2606610.7002 | 1168188.2221
131 | 2606456.3139 | 1168186.1391 | 2606465.9221 | 1168186.0836 | 2606466.4412 | 1168186.0609
132 | 2606456.3139 | 1168186.1391 | 2606444.7915 | 1168186.2056
133 | 2606444.7915 | 1168186.2056 | 2606444.7915 | 1168186.2056 | 2606438.6238 | 1168185.4431 | 2606432.9773 | 1168184.0031 | 2606423.0251 | 1168179.6793
134 | 2606423.0251 | 1168179.6793 | 2606423.0251 | 1168179.6793 | 2606416.3667 | 1168179.7834 | 2606411.2969 | 1168181.4987
135 | 2606387.1607 | 1168190.8048 | 2606392.3717 | 1168189.2183 | 2606401.7961 | 1168186.0045 | 2606410.0123 | 1168181.9333 | 2606411.2969 | 1168181.4987
136 | 2606387.1607 | 1168190.8048 | 2606386.4768 | 1168191.013 | 2606380.7668 | 1168191.7074
137 | 2606369.4482 | 1168191.4584 | 2606380.7668 | 1168191.7074 | 2606380.7668 | 1168191.7074
138 | 2606337.5379 | 1168195.3195 | 2606316.7141 | 1168202.2234
139 | 2606337.5379 | 1168195.3195 | 2606345.008 | 1168194.7603 | 2606352.0734 | 1168193.3337 | 2606362.721 | 1168191.3105 | 2606369.4482 | 1168191.4584
140 | 2606299.4962 | 1168207.9306 | 2606316.7141 | 1168202.2234
141 | 2606316.7141 | 1168202.2234 | 2606311.2266 | 1168209.7659 | 2606307.5265 | 1168213.2305 | 2606304.5461 | 1168216.4068 | 2606303.6044 | 1168218.3612
142 | 2606299.4962 | 1168207.9306 | 2606290.3166 | 1168211.2783 | 2606274.0652 | 1168214.9411 | 2606250.5955 | 1168218.9424
143 | 2606299.4962 | 1168207.9306 | 2606287.9238 | 1168208.719 | 2606279.4045 | 1168210.0331 | 2606271.7044 | 1168211.0479 | 2606265.5513 | 1168211.0415 | 2606259.3915 | 1168210.0124 | 2606251.6938 | 1168208.6816 | 2606248.924 | 1168208.0562 | 2606249.8012 | 1168195.1163
144 | 2606310.2792 | 1168230.3197 | 2606306.4847 | 1168228.8928 | 2606304.1216 | 1168227.2451 | 2606302.3785 | 1168225.5091 | 2606301.8685 | 1168222.8961 | 2606302.8972 | 1168219.829 | 2606303.6044 | 1168218.3612
145 | 2606250.5955 | 1168218.9424 | 2606247.1673 | 1168219.5268 | 2606236.9836 | 1168222.047
146 | 2606249.8012 | 1168195.1163 | 2606251.9182 | 1168163.8855
147 | 2606219.2857 | 1168224.5119 | 2606230.839 | 1168223.5676 | 2606236.9836 | 1168222.047
148 | 2606206.5423 | 1168223.899 | 2606215.9294 | 1168224.7863 | 2606219.2857 | 1168224.5119
149 | 2606206.5423 | 1168223.899 | 2606204.6345 | 1168223.7186 | 2606190.908 | 1168221.2934
150 | 2606181.5814 | 1168219.9035 | 2606184.1125 | 1168220.0848 | 2606188.497 | 1168220.8674 | 2606190.908 | 1168221.2934
151 | 2606181.3411 | 1168219.8862 | 2606181.5814 | 1168219.9035
152 | 2606176.0459 | 1168219.5069 | 2606181.3411 | 1168219.8862
153 | 2606169.9029 | 1168219.3128 | 2606172.779 | 1168219.2728 | 2606176.0459 | 1168219.5069
154 | 2606160.254 | 1168219.4468 | 2606169.9029 | 1168219.3128
155 | 2606159.3552 | 1168219.4593 | 2606159.3552 | 1168219.4593 | 2606160.254 | 1168219.4468
156 | 2606159.3552 | 1168219.4593 | 2606145.3124 | 1168218.7892 | 2606137.6884 | 1168220.2489 | 2606130.9643 | 1168224.8777 | 2606120.1862 | 1168239.3798
157 | 2606115.5657 | 1168246.6681 | 2606118.8942 | 1168241.1181 | 2606120.1862 | 1168239.3798
158 | 2606112.0178 | 1168252.5836 | 2606115.5657 | 1168246.6681
159 | 2606050.8799 | 1168518.7109 | 2606033.1191 | 1168509.6998 | 2606029.9066 | 1168508.0625 | 2606017.6573 | 1168497.5673 | 2606011.3037 | 1168483.8986 | 2606002.1364 | 1168467.6259 | 2606010.5725 | 1168449.4807 | 2606013.7127 | 1168439.1453 | 2606022.2006 | 1168415.164 | 2606023.4787 | 1168399.6353 | 2606033.6864 | 1168385.5384 | 2606047.6804 | 1168365.6423 | 2606054.5921 | 1168356.9004 | 2606060.8371 | 1168349.0249 | 2606066.0088 | 1168343.0716 | 2606076.4919 | 1168329.3418 | 2606085.9675 | 1168312.8209 | 2606089.1323 | 1168301.1071 | 2606091.478 | 1168289.6148 | 2606094.2636 | 1168282.1694 | 2606105.9771 | 1168262.6492 | 2606112.0178 | 1168252.5836
160 | 2606112.0178 | 1168252.5836 | 2606112.7779 | 1168257.7425 | 2606115.6516 | 1168261.6362 | 2606120.3694 | 1168265.7319 | 2606125.7017 | 1168267.5826 | 2606131.448 | 1168268.8113 | 2606139.2464 | 1168268.8192 | 2606141.1826 | 1168268.7334
161 | 2606050.8799 | 1168518.7109 | 2606055.8553 | 1168517.6153 | 2606065.5139 | 1168516.7467 | 2606073.6511 | 1168514.4648 | 2606079.5852 | 1168511.258 | 2606095.6098 | 1168503.9371 | 2606110.3193 | 1168495.5032 | 2606138.3493 | 1168490.0732 | 2606162.0173 | 1168484.5833 | 2606176.2871 | 1168479.6954 | 2606182.395 | 1168478.7344 | 2606195.8463 | 1168480.9937 | 2606205.1913 | 1168480.1584 | 2606216.1285 | 1168478.8578 | 2606242.5866 | 1168476.628
162 | 2606141.1826 | 1168268.7334 | 2606148.0785 | 1168268.4279 | 2606156.9035 | 1168267.4141 | 2606164.7041 | 1168265.3654 | 2606173.4342 | 1168261.5943
163 | 2606258.7754 | 1168480.9471 | 2606250.9039 | 1168477.8486 | 2606244.5382 | 1168476.4636 | 2606242.5866 | 1168476.628
164 | 2606258.7754 | 1168480.9471 | 2606265.0675 | 1168479.5084 | 2606271.228 | 1168479.5148 | 2606277.1749 | 1168478.8984 | 2606283.7499 | 1168477.6824 | 2606291.343 | 1168476.2562 | 2606299.3489 | 1168475.2418 | 2606308.379 | 1168475.4624 | 2606315.9793 | 1168474.4364 | 2606327.6828 | 1168472.203

## bus_geodata
| x | y | coords
0 | 2606536.8037 | 1167549.7981
1 | 2606550.7656 | 1167552.2793
2 | 2606532.4483 | 1167548.9479
3 | 2606586.3822 | 1167556.5367
4 | 2606515.5985 | 1167544.9611
5 | 2606534.2057 | 1167558.4283
6 | 2606514.9075 | 1167544.7726
7 | 2606502.4934 | 1167511.0715
8 | 2606543.5619 | 1167576.2404
9 | 2606645.5334 | 1167579.408
10 | 2606617.8447 | 1167604.3791
11 | 2606650.8903 | 1167582.7074
12 | 2606510.8793 | 1167543.6738
13 | 2606500.2823 | 1167508.0684
14 | 2606554.799 | 1167589.3497
15 | 2606620.3568 | 1167609.9847
16 | 2606599.6729 | 1167602.1764
17 | 2606725.5076 | 1167608.7997
18 | 2606488.3274 | 1167537.5348
19 | 2606520.9054 | 1167431.0483
20 | 2606558.4484 | 1167591.9863
21 | 2606464.6814 | 1167529.4819
22 | 2606405.03 | 1167495.245
23 | 2606486.0474 | 1167536.9143
24 | 2606368.754 | 1167473.4606
25 | 2606478.8209 | 1167556.4309
26 | 2606351.0672 | 1167463.7001
27 | 2606476.8513 | 1167561.7502
28 | 2606262.4593 | 1167417.2533
29 | 2606250.7708 | 1167440.1416
30 | 2605939.0054 | 1167460.7502
31 | 2606566.2159 | 1167594.048
32 | 2606579.8298 | 1167597.9148
33 | 2607175.8916 | 1167679.5598
34 | 2607151.6058 | 1167674.6593
35 | 2607076.2749 | 1167658.2691
36 | 2606985.2311 | 1167659.3739
37 | 2606947.8826 | 1167651.8474
38 | 2606992.6414 | 1167664.8519
39 | 2606846.5536 | 1167661.6096
40 | 2606524.7596 | 1167425.2995
41 | 2606572.8914 | 1167394.1254
42 | 2606762.1909 | 1167397.724
43 | 2606774.2899 | 1167392.9018
44 | 2606831.0268 | 1167369.209
45 | 2606777.3971 | 1167305.802
46 | 2607022.1264 | 1167507.8282
47 | 2607137.747 | 1167484.6183
48 | 2606856.8929 | 1167354.1269
49 | 2607191.0435 | 1167459.2146
50 | 2606623.6641 | 1167630.254
51 | 2606636.6998 | 1167609.4762
52 | 2606635.4168 | 1167649.5843
53 | 2606661.7047 | 1167658.8048
54 | 2606591.8738 | 1167647.6836
55 | 2606580.2954 | 1167649.4247
56 | 2606591.1032 | 1167659.5887
57 | 2606665.4514 | 1167626.0087
58 | 2606627.4947 | 1167687.1901
59 | 2606611.0686 | 1167668.7252
60 | 2606611.3801 | 1167700.0309
61 | 2606601.1151 | 1167663.9075
62 | 2606601.8223 | 1167705.4343
63 | 2606574.2528 | 1167649.4098
64 | 2606569.5533 | 1167649.3602
65 | 2606573.4044 | 1167636.286
66 | 2606537.9726 | 1167650.1376
67 | 2606573.6773 | 1167635.3595
68 | 2606518.8268 | 1167648.4688
69 | 2606536.5415 | 1167662.3222
70 | 2606634.8254 | 1167656.4681
71 | 2606664.089 | 1167660.8023
72 | 2606535.6552 | 1167669.8672
73 | 2606464.1961 | 1167640.3888
74 | 2606447.0714 | 1167637.36
75 | 2606434.449 | 1167637.8399
76 | 2606842.2013 | 1167661.323
77 | 2606778.8272 | 1167627.2682
78 | 2606739.0444 | 1167638.315
79 | 2607293.1971 | 1167375.0501
80 | 2607215.4804 | 1167449.6926
81 | 2607306.1596 | 1167378.9374
82 | 2607166.7629 | 1167292.347
83 | 2607321.0506 | 1167293.0234
84 | 2607158.6444 | 1167286.9721
85 | 2607183.5644 | 1167263.9035
86 | 2607003.7905 | 1167281.5258
87 | 2606374.1028 | 1167657.9339
88 | 2606229.6136 | 1167694.8913
89 | 2606354.4032 | 1167649.209
90 | 2606308.5918 | 1167716.0242
91 | 2606144.7425 | 1167723.2079
92 | 2606322.4505 | 1167719.4902
93 | 2606150.9364 | 1167776.9737
94 | 2606187.7835 | 1167486.6114
95 | 2606255.7632 | 1167489.044
96 | 2606088.7221 | 1167600.895
97 | 2606255.2645 | 1167554.175
98 | 2606088.8007 | 1167601.4575
99 | 2606332.8814 | 1167721.7338
100 | 2606252.4677 | 1168155.7782
101 | 2606673.2581 | 1167665.8802
102 | 2606693.7468 | 1167654.6875
103 | 2606690.2434 | 1167673.6153
104 | 2607108.3264 | 1167275.6811
105 | 2606232.9546 | 1167569.4775
106 | 2606210.7201 | 1167565.7129
107 | 2606190.3856 | 1167561.9405
108 | 2606336.066 | 1167721.9757
109 | 2606358.8493 | 1167723.0838
110 | 2607053.7639 | 1167274.7001
111 | 2607057.245 | 1167274.6624
112 | 2607064.7612 | 1167274.5811
113 | 2607111.4464 | 1167312.7648
114 | 2607069.8302 | 1167274.6253
115 | 2607067.2009 | 1167274.5547
116 | 2606422.5847 | 1168236.1646
117 | 2606417.4174 | 1168235.6013
118 | 2606465.6875 | 1168348.7534
119 | 2606393.0981 | 1168226.2696
120 | 2606365.888 | 1168218.8581
121 | 2606354.6987 | 1168214.9694
122 | 2606547.4893 | 1168184.0748
123 | 2606557.9751 | 1168183.3646
124 | 2606540.0325 | 1168184.3358
125 | 2606568.043 | 1168182.6335
126 | 2606525.4738 | 1168184.8455
127 | 2606579.1588 | 1168181.4617
128 | 2606491.7741 | 1168185.0832
129 | 2606588.2884 | 1168179.3896
130 | 2606466.4412 | 1168186.0609
131 | 2606610.7002 | 1168188.2221
132 | 2606456.3139 | 1168186.1391
133 | 2606444.7915 | 1168186.2056
134 | 2606423.0251 | 1168179.6793
135 | 2606411.2969 | 1168181.4987
136 | 2606387.1607 | 1168190.8048
137 | 2606380.7668 | 1168191.7074
138 | 2606337.5379 | 1168195.3195
139 | 2606316.7141 | 1168202.2234
140 | 2606369.4482 | 1168191.4584
141 | 2606299.4962 | 1168207.9306
142 | 2606303.6044 | 1168218.3612
143 | 2606250.5955 | 1168218.9424
144 | 2606249.8012 | 1168195.1163
145 | 2606310.2792 | 1168230.3197
146 | 2606236.9836 | 1168222.047
147 | 2606251.9182 | 1168163.8855
148 | 2606219.2857 | 1168224.5119
149 | 2606206.5423 | 1168223.899
150 | 2606190.908 | 1168221.2934
151 | 2606181.5814 | 1168219.9035
152 | 2606181.3411 | 1168219.8862
153 | 2606176.0459 | 1168219.5069
154 | 2606169.9029 | 1168219.3128
155 | 2606160.254 | 1168219.4468
156 | 2606159.3552 | 1168219.4593
157 | 2606120.1862 | 1168239.3798
158 | 2606115.5657 | 1168246.6681
159 | 2606112.0178 | 1168252.5836
160 | 2606050.8799 | 1168518.7109
161 | 2606141.1826 | 1168268.7334
162 | 2606173.4342 | 1168261.5943
163 | 2606242.5866 | 1168476.628
164 | 2606258.7754 | 1168480.9471
165 | 2606327.6828 | 1168472.203
166 | 2606535.6552 | 1167669.8672

## line_std_types
| c_nf_per_km | r_ohm_per_km | x_ohm_per_km | max_i_ka | type | q_mm2 | alpha | voltage_rating
NAYY 4x50 SE | 210 | 0.642 | 0.083 | 0.142 | cs | 50 | 0.00403 | LV
NAYY 4x120 SE | 264 | 0.225 | 0.08 | 0.242 | cs | 120 | 0.00403 | LV
NAYY 4x150 SE | 261 | 0.208 | 0.08 | 0.27 | cs | 150 | 0.00403 | LV
NA2XS2Y 1x95 RM/25 12/20 kV | 216 | 0.313 | 0.132 | 0.252 | cs | 95 | 0.00403 | MV
NA2XS2Y 1x185 RM/25 12/20 kV | 273 | 0.161 | 0.117 | 0.362 | cs | 185 | 0.00403 | MV
NA2XS2Y 1x240 RM/25 12/20 kV | 304 | 0.122 | 0.112 | 0.421 | cs | 240 | 0.00403 | MV
NA2XS2Y 1x95 RM/25 6/10 kV | 315 | 0.313 | 0.123 | 0.249 | cs | 95 | 0.00403 | MV
NA2XS2Y 1x185 RM/25 6/10 kV | 406 | 0.161 | 0.11 | 0.358 | cs | 185 | 0.00403 | MV
NA2XS2Y 1x240 RM/25 6/10 kV | 456 | 0.122 | 0.105 | 0.416 | cs | 240 | 0.00403 | MV
NA2XS2Y 1x150 RM/25 12/20 kV | 250 | 0.206 | 0.116 | 0.319 | cs | 150 | 0.00403 | MV
NA2XS2Y 1x120 RM/25 12/20 kV | 230 | 0.253 | 0.119 | 0.283 | cs | 120 | 0.00403 | MV
NA2XS2Y 1x70 RM/25 12/20 kV | 190 | 0.443 | 0.132 | 0.22 | cs | 70 | 0.00403 | MV
NA2XS2Y 1x150 RM/25 6/10 kV | 360 | 0.206 | 0.11 | 0.315 | cs | 150 | 0.00403 | MV
NA2XS2Y 1x120 RM/25 6/10 kV | 340 | 0.253 | 0.113 | 0.28 | cs | 120 | 0.00403 | MV
NA2XS2Y 1x70 RM/25 6/10 kV | 280 | 0.443 | 0.123 | 0.217 | cs | 70 | 0.00403 | MV
N2XS(FL)2Y 1x120 RM/35 64/110 kV | 112 | 0.153 | 0.166 | 0.366 | cs | 120 | 0.00393 | HV
N2XS(FL)2Y 1x185 RM/35 64/110 kV | 125 | 0.099 | 0.156 | 0.457 | cs | 185 | 0.00393 | HV
N2XS(FL)2Y 1x240 RM/35 64/110 kV | 135 | 0.075 | 0.149 | 0.526 | cs | 240 | 0.00393 | HV
N2XS(FL)2Y 1x300 RM/35 64/110 kV | 144 | 0.06 | 0.144 | 0.588 | cs | 300 | 0.00393 | HV
15-AL1/3-ST1A 0.4 | 11 | 1.8769 | 0.35 | 0.105 | ol | 16 | 0.00403 | LV
24-AL1/4-ST1A 0.4 | 11.25 | 1.2012 | 0.335 | 0.14 | ol | 24 | 0.00403 | LV
48-AL1/8-ST1A 0.4 | 12.2 | 0.5939 | 0.3 | 0.21 | ol | 48 | 0.00403 | LV
94-AL1/15-ST1A 0.4 | 13.2 | 0.306 | 0.29 | 0.35 | ol | 94 | 0.00403 | LV
34-AL1/6-ST1A 10.0 | 9.7 | 0.8342 | 0.36 | 0.17 | ol | 34 | 0.00403 | MV
48-AL1/8-ST1A 10.0 | 10.1 | 0.5939 | 0.35 | 0.21 | ol | 48 | 0.00403 | MV
70-AL1/11-ST1A 10.0 | 10.4 | 0.4132 | 0.339 | 0.29 | ol | 70 | 0.00403 | MV
94-AL1/15-ST1A 10.0 | 10.75 | 0.306 | 0.33 | 0.35 | ol | 94 | 0.00403 | MV
122-AL1/20-ST1A 10.0 | 11.1 | 0.2376 | 0.323 | 0.41 | ol | 122 | 0.00403 | MV
149-AL1/24-ST1A 10.0 | 11.25 | 0.194 | 0.315 | 0.47 | ol | 149 | 0.00403 | MV
34-AL1/6-ST1A 20.0 | 9.15 | 0.8342 | 0.382 | 0.17 | ol | 34 | 0.00403 | MV
48-AL1/8-ST1A 20.0 | 9.5 | 0.5939 | 0.372 | 0.21 | ol | 48 | 0.00403 | MV
70-AL1/11-ST1A 20.0 | 9.7 | 0.4132 | 0.36 | 0.29 | ol | 70 | 0.00403 | MV
94-AL1/15-ST1A 20.0 | 10 | 0.306 | 0.35 | 0.35 | ol | 94 | 0.00403 | MV
122-AL1/20-ST1A 20.0 | 10.3 | 0.2376 | 0.344 | 0.41 | ol | 122 | 0.00403 | MV
149-AL1/24-ST1A 20.0 | 10.5 | 0.194 | 0.337 | 0.47 | ol | 149 | 0.00403 | MV
184-AL1/30-ST1A 20.0 | 10.75 | 0.1571 | 0.33 | 0.535 | ol | 184 | 0.00403 | MV
243-AL1/39-ST1A 20.0 | 11 | 0.1188 | 0.32 | 0.645 | ol | 243 | 0.00403 | MV
48-AL1/8-ST1A 110.0 | 8 | 0.5939 | 0.46 | 0.21 | ol | 48 | 0.00403 | HV
70-AL1/11-ST1A 110.0 | 8.4 | 0.4132 | 0.45 | 0.29 | ol | 70 | 0.00403 | HV
94-AL1/15-ST1A 110.0 | 8.65 | 0.306 | 0.44 | 0.35 | ol | 94 | 0.00403 | HV
122-AL1/20-ST1A 110.0 | 8.5 | 0.2376 | 0.43 | 0.41 | ol | 122 | 0.00403 | HV
149-AL1/24-ST1A 110.0 | 8.75 | 0.194 | 0.41 | 0.47 | ol | 149 | 0.00403 | HV
184-AL1/30-ST1A 110.0 | 8.8 | 0.1571 | 0.4 | 0.535 | ol | 184 | 0.00403 | HV
243-AL1/39-ST1A 110.0 | 9 | 0.1188 | 0.39 | 0.645 | ol | 243 | 0.00403 | HV
305-AL1/39-ST1A 110.0 | 9.2 | 0.0949 | 0.38 | 0.74 | ol | 305 | 0.00403 | HV
490-AL1/64-ST1A 110.0 | 9.75 | 0.059 | 0.37 | 0.96 | ol | 490 | 0.00403 | HV
679-AL1/86-ST1A 110.0 | 9.95 | 0.042 | 0.36 | 1.15 | ol | 679 | 0.00403 | HV
490-AL1/64-ST1A 220.0 | 10 | 0.059 | 0.285 | 0.96 | ol | 490 | 0.00403 | HV
679-AL1/86-ST1A 220.0 | 11.7 | 0.042 | 0.275 | 1.15 | ol | 679 | 0.00403 | HV
490-AL1/64-ST1A 380.0 | 11 | 0.059 | 0.253 | 0.96 | ol | 490 | 0.00403 | HV
679-AL1/86-ST1A 380.0 | 14.6 | 0.042 | 0.25 | 1.15 | ol | 679 | 0.00403 | HV

## trafo_std_types
| i0_percent | pfe_kw | vkr_percent | sn_mva | vn_lv_kv | vn_hv_kv | vk_percent | shift_degree | vector_group | tap_side | tap_neutral | tap_min | tap_max | tap_step_degree | tap_step_percent | tap_phase_shifter
160 MVA 380/110 kV | 0.06 | 60 | 0.25 | 160 | 110 | 380 | 12.2 | 0 | Yy0 | hv | 0 | -9 | 9 | 0 | 1.5 | FALSE
100 MVA 220/110 kV | 0.06 | 55 | 0.26 | 100 | 110 | 220 | 12 | 0 | Yy0 | hv | 0 | -9 | 9 | 0 | 1.5 | FALSE
63 MVA 110/20 kV | 0.04 | 22 | 0.32 | 63 | 20 | 110 | 18 | 150 | YNd5 | hv | 0 | -9 | 9 | 0 | 1.5 | FALSE
40 MVA 110/20 kV | 0.05 | 18 | 0.34 | 40 | 20 | 110 | 16.2 | 150 | YNd5 | hv | 0 | -9 | 9 | 0 | 1.5 | FALSE
25 MVA 110/20 kV | 0.07 | 14 | 0.41 | 25 | 20 | 110 | 12 | 150 | YNd5 | hv | 0 | -9 | 9 | 0 | 1.5 | FALSE
63 MVA 110/10 kV | 0.04 | 22 | 0.32 | 63 | 10 | 110 | 18 | 150 | YNd5 | hv | 0 | -9 | 9 | 0 | 1.5 | FALSE
40 MVA 110/10 kV | 0.05 | 18 | 0.34 | 40 | 10 | 110 | 16.2 | 150 | YNd5 | hv | 0 | -9 | 9 | 0 | 1.5 | FALSE
25 MVA 110/10 kV | 0.07 | 14 | 0.41 | 25 | 10 | 110 | 12 | 150 | YNd5 | hv | 0 | -9 | 9 | 0 | 1.5 | FALSE
0.25 MVA 20/0.4 kV | 0.32 | 0.8 | 1.44 | 0.25 | 0.4 | 20 | 6 | 150 | Yzn5 | hv | 0 | -2 | 2 | 0 | 2.5 | FALSE
0.4 MVA 20/0.4 kV | 0.3375 | 1.35 | 1.425 | 0.4 | 0.4 | 20 | 6 | 150 | Dyn5 | hv | 0 | -2 | 2 | 0 | 2.5 | FALSE
0.63 MVA 20/0.4 kV | 0.2619 | 1.65 | 1.206 | 0.63 | 0.4 | 20 | 6 | 150 | Dyn5 | hv | 0 | -2 | 2 | 0 | 2.5 | FALSE
0.25 MVA 10/0.4 kV | 0.24 | 0.6 | 1.2 | 0.25 | 0.4 | 10 | 4 | 150 | Dyn5 | hv | 0 | -2 | 2 | 0 | 2.5 | FALSE
0.4 MVA 10/0.4 kV | 0.2375 | 0.95 | 1.325 | 0.4 | 0.4 | 10 | 4 | 150 | Dyn5 | hv | 0 | -2 | 2 | 0 | 2.5 | FALSE
0.63 MVA 10/0.4 kV | 0.1873 | 1.18 | 1.0794 | 0.63 | 0.4 | 10 | 4 | 150 | Dyn5 | hv | 0 | -2 | 2 | 0 | 2.5 | FALSE

## trafo3w_std_types
| sn_hv_mva | sn_mv_mva | sn_lv_mva | vn_hv_kv | vn_mv_kv | vn_lv_kv | vk_hv_percent | vk_mv_percent | vk_lv_percent | vkr_hv_percent | vkr_mv_percent | vkr_lv_percent | pfe_kw | i0_percent | shift_mv_degree | shift_lv_degree | vector_group | tap_side | tap_neutral | tap_min | tap_max | tap_step_percent
63/25/38 MVA 110/20/10 kV | 63 | 25 | 38 | 110 | 20 | 10 | 10.4 | 10.4 | 10.4 | 0.28 | 0.32 | 0.35 | 35 | 0.89 | 0 | 0 | YN0yn0yn0 | hv | 0 | -10 | 10 | 1.2
63/25/38 MVA 110/10/10 kV | 63 | 25 | 38 | 110 | 10 | 10 | 10.4 | 10.4 | 10.4 | 0.28 | 0.32 | 0.35 | 35 | 0.89 | 0 | 0 | YN0yn0yn0 | hv | 0 | -10 | 10 | 1.2

## fuse_std_types
| fuse_type | i_rated_a | t_avg | t_min | t_total | x_avg | x_min | x_total
HV 100A | HV 100A | 100 | 0 | [10.0, 3.64, 0.854, 0.281, 0.1, 0.0531, 0.022, 0.01] | [10.0, 4.267, 1.21, 0.403, 0.1, 0.058, 0.022, 0.01] | 0 | [300.0, 350.0, 450.0, 550.0, 700.0, 850.0, 1200.0, 1752.0] | [600.0, 700.0, 900.0, 1150.0, 1665.0, 2000.0, 3000.0, 4313.0]
HV 10A | HV 10A | 10 | 0 | [10.0, 1675.0, 0.344, 0.156, 0.1, 0.0417, 0.0171, 0.01] | [10.0, 1.3, 0.3, 0.155, 0.1, 0.0555, 0.023, 0.01] | 0 | [30.0, 32.0, 35.0, 37.0, 39.0, 50.0, 70.0, 88.0] | [60.0, 70.0, 80.0, 87.0, 94.0, 110.0, 150.0, 216.0]
HV 125A | HV 125A | 125 | 0 | [10.0, 1.82, 0.344, 0.1, 0.0467, 0.0269, 0.01] | [10.0, 2.478, 0.426, 0.1, 0.0427, 0.0211, 0.01] | 0 | [375.0, 500.0, 700.0, 925.0, 1200.0, 1500.0, 2341.0] | [750.0, 1000.0, 1500.0, 2200.0, 3000.0, 4000.0, 5765.0]
HV 160A | HV 160A | 160 | 0 | [10.0, 4.15, 1.03, 0.198, 0.1, 0.051, 0.0172, 0.01] | [10.0, 2.3, 0.734, 0.274, 0.1, 0.046, 0.0177, 0.01] | 0 | [480.0, 550.0, 700.0, 1000.0, 1260.0, 1600.0, 2500.0, 3227.0] | [960.0, 1300.0, 1700.0, 2200.0, 2996.0, 4000.0, 6000.0, 7946.0]
HV 16A | HV 16A | 16 | 0 | [10.0, 0.352, 0.164, 0.1, 0.0649, 0.0342, 0.01] | [10.0, 2.34, 0.722, 0.181, 0.1, 0.055, 0.0296, 0.01] | 0 | [48.0, 60.0, 65.0, 71.0, 80.0, 100.0, 162.0] | [96.0, 110.0, 125.0, 150.0, 168.0, 200.0, 250.0, 398.0]
HV 200A | HV 200A | 200 | 0 | [10.0, 4.267, 1.21, 0.403, 0.1, 0.058, 0.022, 0.01] | [10.0, 3.73, 1.654, 0.328, 0.1, 0.0531, 0.019, 0.01] | 0 | [600.0, 700.0, 900.0, 1150.0, 1665.0, 2000.0, 3000.0, 4313.0] | [1200.0, 1500.0, 1800.0, 2700.0, 3960.0, 5000.0, 7500.0, 10620.0]
HV 20A | HV 20A | 20 | 0 | [10.0, 1.3, 0.3, 0.155, 0.1, 0.0555, 0.023, 0.01] | [10.0, 1.3, 0.161, 0.1, 0.0611, 0.0399, 0.0141, 0.01] | 0 | [60.0, 70.0, 80.0, 87.0, 94.0, 110.0, 150.0, 216.0] | [120.0, 150.0, 200.0, 223.0, 260.0, 300.0, 450.0, 532.0]
HV 25A | HV 25A | 25 | 0 | [10.0, 2.512, 0.833, 0.299, 0.1, 0.0372, 0.0223, 0.01] | [10.0, 3.125, 0.597, 0.198, 0.1, 0.0378, 0.022, 0.01] | 0 | [75.0, 82.0, 90.0, 100.0, 124.0, 170.0, 200.0, 289.0] | [150.0, 170.0, 210.0, 250.0, 294.0, 400.0, 500.0, 711.0]
HV 31.5A | HV 31.5A | 31.5 | 0 | [10.0, 2.34, 0.722, 0.181, 0.1, 0.055, 0.0296, 0.01] | [10.0, 2.84, 0.368, 0.164, 0.1, 0.0621, 0.0378, 0.0195, 0.01] | 0 | [95.0, 110.0, 125.0, 150.0, 165.0, 200.0, 250.0, 390.0] | [189.0, 220.0, 300.0, 350.0, 393.0, 450.0, 530.0, 700.0, 960.0]
HV 40A | HV 40A | 40 | 0 | [10.0, 1.3, 0.161, 0.1, 0.0611, 0.0399, 0.0141, 0.01] | [10.0, 2.05, 0.369, 0.198, 0.1, 0.051, 0.0298, 0.01] | 0 | [120.0, 150.0, 200.0, 223.0, 260.0, 300.0, 450.0, 532.0] | [240.0, 300.0, 400.0, 450.0, 530.0, 650.0, 800.0, 1311.0]
HV 50A | HV 50A | 50 | 0 | [10.0, 3.215, 0.597, 0.198, 0.1, 0.0378, 0.022, 0.01] | [10.0, 3.64, 0.854, 0.281, 0.1, 0.0531, 0.022, 0.01] | 0 | [150.0, 170.0, 210.0, 250.0, 294.0, 400.0, 500.0, 711.0] | [300.0, 350.0, 450.0, 550.0, 700.0, 850.0, 1200.0, 1752.0]
HV 6.3A | HV 6.3A | 6.3 | 0 | [10.0, 1.39, 0.344, 0.168, 0.1, 0.056, 0.0263, 0.01] | [10.0, 1.711, 0.516, 0.198, 0.1, 0.0634, 0.0303, 0.01] | 0 | [19.0, 19.5, 20.4, 20.8, 22.0, 25.0, 32.0, 48.0] | [38.0, 40.0, 43.0, 48.0, 53.0, 60.0, 75.0, 118.0]
HV 63A | HV 63A | 63 | 0 | [10.0, 2.84, 0.368, 0.164, 0.1, 0.0621, 0.0378, 0.0195, 0.01] | [10.0, 1.82, 0.344, 0.1, 0.0467, 0.0269, 0.01] | 0 | [189.0, 220.0, 300.0, 350.0, 393.0, 450.0, 530.0, 700.0, 961.0] | [378.0, 500.0, 700.0, 934.0, 1200.0, 1500.0, 2366.0]
HV 80A | HV 80A | 80 | 0 | [10.0, 2.05, 0.369, 0.198, 0.1, 0.051, 0.0298, 0.01] | [10.0, 4.15, 1.03, 0.198, 0.1, 0.051, 0.0172, 0.01] | 0 | [240.0, 300.0, 400.0, 450.0, 530.0, 650.0, 800.0, 1311.0] | [480.0, 550.0, 700.0, 1000.0, 1260.0, 1600.0, 2500.0, 3227.0]
Siemens NH-1-100 | Siemens NH-1-100 | 100 | [5400.0, 2000.0, 400.0, 20.0, 1.0, 0.2, 0.012, 0.004] | 0 | 0 | [150.0, 190.0, 250.0, 430.0, 900.0, 1250.0, 2700.0, 3600.0] | 0 | 0
Siemens NH-1-125 | Siemens NH-1-125 | 125 | [4800.0, 120.0, 7.0, 0.1, 0.004] | 0 | 0 | [180.0, 400.0, 740.0, 2000.0, 4250.0] | 0 | 0
Siemens NH-1-16 | Siemens NH-1-16 | 16 | [4000.0, 400.0, 2.0, 0.1, 0.04, 0.01] | 0 | 0 | [26.0, 35.0, 75.0, 150.0, 200.0, 300.0] | 0 | 0
Siemens NH-1-160 | Siemens NH-1-160 | 160 | [4800.0, 120.0, 7.0, 0.1, 0.004] | 0 | 0 | [210.0, 500.0, 900.0, 2300.0, 5000.0] | 0 | 0
Siemens NH-1-25 | Siemens NH-1-25 | 25 | [4000.0, 1000.0, 10.0, 0.2, 0.02, 0.01] | 0 | 0 | [40.0, 50.0, 100.0, 210.0, 400.0, 500.0] | 0 | 0
Siemens NH-1-50 | Siemens NH-1-50 | 50 | [4000.0, 40.0, 4.0, 1.0, 0.02, 0.01] | 0 | 0 | [86.0, 200.0, 300.0, 400.0, 1000.0, 1280.0] | 0 | 0
Siemens NH-1-63 | Siemens NH-1-63 | 63 | [4000.0, 100.0, 10.0, 2.0, 0.04, 0.01] | 0 | 0 | [100.0, 200.0, 300.0, 400.0, 1000.0, 1500.0] | 0 | 0
Siemens NH-1-80 | Siemens NH-1-80 | 80 | [4800.0, 120.0, 7.0, 0.1, 0.01] | 0 | 0 | [150.58, 250.0, 450.0, 1150.0, 2470.0] | 0 | 0
Siemens NH-2-1000 | Siemens NH-2-1000 | 1000 | [4800.0, 120.0, 7.0, 0.1, 0.004] | 0 | 0 | [1900.0, 3500.0, 8400.0, 24000.0, 52000.0] | 0 | 0
Siemens NH-2-200 | Siemens NH-2-200 | 200 | [4800.0, 120.0, 7.0, 0.1, 0.004] | 0 | 0 | [280.0, 650.0, 1200.0, 3000.0, 7000.0] | 0 | 0
Siemens NH-2-224 | Siemens NH-2-224 | 224 | [4800.0, 120.0, 7.0, 0.2, 0.04, 0.004] | 0 | 0 | [400.0, 750.0, 1453.0, 3025.0, 4315.0, 7600.0] | 0 | 0
Siemens NH-2-250 | Siemens NH-2-250 | 250 | [4800.0, 120.0, 7.0, 0.1, 0.004] | 0 | 0 | [450.0, 800.0, 1650.0, 4000.0, 8500.0] | 0 | 0
Siemens NH-2-315 | Siemens NH-2-315 | 315 | [4800.0, 120.0, 7.0, 0.1, 0.004] | 0 | 0 | [550.0, 920.0, 1900.0, 5000.0, 11000.0] | 0 | 0
Siemens NH-2-355 | Siemens NH-2-355 | 355 | [4800.0, 120.0, 6.0, 0.1, 0.004] | 0 | 0 | [650.0, 1116.27, 2350.0, 5840.0, 12790.0] | 0 | 0
Siemens NH-2-400 | Siemens NH-2-400 | 400 | [4800.0, 120.0, 7.0, 0.1, 0.004] | 0 | 0 | [720.0, 1350.0, 2800.0, 6500.0, 15000.0] | 0 | 0
Siemens NH-2-425 | Siemens NH-2-425 | 425 | [4800.0, 120.0, 7.0, 0.1, 0.004] | 0 | 0 | [850.0, 1500.0, 3050.0, 7500.0, 16500.0] | 0 | 0
Siemens NH-2-630 | Siemens NH-2-630 | 630 | [4800.0, 120.0, 7.0, 0.1, 0.004] | 0 | 0 | [1200.0, 2000.0, 4800.0, 12000.0, 26000.0] | 0 | 0

## dtypes
| element | column | dtype
0 | bus | name | object
1 | bus | vn_kv | float64
2 | bus | type | object
3 | bus | zone | object
4 | bus | in_service | bool
5 | load | name | object
6 | load | bus | uint32
7 | load | p_mw | float64
8 | load | q_mvar | float64
9 | load | const_z_percent | float64
10 | load | const_i_percent | float64
11 | load | sn_mva | float64
12 | load | scaling | float64
13 | load | in_service | bool
14 | load | type | object
15 | ext_grid | name | object
16 | ext_grid | bus | uint32
17 | ext_grid | vm_pu | float64
18 | ext_grid | va_degree | float64
19 | ext_grid | slack_weight | float64
20 | ext_grid | in_service | bool
21 | line | name | object
22 | line | std_type | object
23 | line | from_bus | uint32
24 | line | to_bus | uint32
25 | line | length_km | float64
26 | line | r_ohm_per_km | float64
27 | line | x_ohm_per_km | float64
28 | line | c_nf_per_km | float64
29 | line | g_us_per_km | float64
30 | line | max_i_ka | float64
31 | line | df | float64
32 | line | parallel | uint32
33 | line | type | object
34 | line | in_service | bool
35 | trafo | name | object
36 | trafo | std_type | object
37 | trafo | hv_bus | uint32
38 | trafo | lv_bus | uint32
39 | trafo | sn_mva | float64
40 | trafo | vn_hv_kv | float64
41 | trafo | vn_lv_kv | float64
42 | trafo | vk_percent | float64
43 | trafo | vkr_percent | float64
44 | trafo | pfe_kw | float64
45 | trafo | i0_percent | float64
46 | trafo | shift_degree | float64
47 | trafo | tap_side | object
48 | trafo | tap_neutral | int32
49 | trafo | tap_min | int32
50 | trafo | tap_max | int32
51 | trafo | tap_step_percent | float64
52 | trafo | tap_step_degree | float64
53 | trafo | tap_pos | int32
54 | trafo | tap_phase_shifter | bool
55 | trafo | parallel | uint32
56 | trafo | df | float64
57 | trafo | in_service | bool
58 | line_geodata | coords | object
59 | bus_geodata | x | float64
60 | bus_geodata | y | float64
61 | bus_geodata | coords | object

## parameters
| version | format_version | converged | OPF_converged | name | f_hz | sn_mva
0 | 2.14.6 | 2.14.0 | FALSE | FALSE |  | 50 | 1