## bus
| name | vn_kv | type | zone | in_service
0 | bus_LV_784-10_0_3_node_0 | 0.4 | n |  | TRUE
1 | bus_LV_784-10_0_3_node_2 | 0.4 | n |  | TRUE
2 | bus_LV_784-10_0_3_node_1 | 0.4 | n |  | TRUE
3 | bus_LV_784-10_0_3_node_161 | 0.4 | n |  | TRUE
4 | bus_LV_784-10_0_3_node_162 | 0.4 | n |  | TRUE
5 | bus_LV_784-10_0_3_node_3 | 0.4 | n |  | TRUE
6 | bus_LV_784-10_0_3_node_135 | 0.4 | n |  | TRUE
7 | bus_LV_784-10_0_3_node_134 | 0.4 | n |  | TRUE
8 | bus_LV_784-10_0_3_node_115 | 0.4 | n |  | TRUE
9 | bus_LV_784-10_0_3_node_119 | 0.4 | n |  | TRUE
10 | bus_LV_784-10_0_3_node_4 | 0.4 | n |  | TRUE
11 | bus_LV_784-10_0_3_node_5 | 0.4 | n |  | TRUE
12 | bus_LV_784-10_0_3_node_116 | 0.4 | n |  | TRUE
13 | bus_LV_784-10_0_3_node_133 | 0.4 | n |  | TRUE
14 | bus_LV_784-10_0_3_node_14 | 0.4 | n |  | TRUE
15 | bus_LV_784-10_0_3_node_36 | 0.4 | n |  | TRUE
16 | bus_LV_784-10_0_3_node_6 | 0.4 | n |  | TRUE
17 | bus_LV_784-10_0_3_node_7 | 0.4 | n |  | TRUE
18 | bus_LV_784-10_0_3_node_8 | 0.4 | n |  | TRUE
19 | bus_LV_784-10_0_3_node_9 | 0.4 | n |  | TRUE
20 | bus_LV_784-10_0_3_node_10 | 0.4 | n |  | TRUE
21 | bus_LV_784-10_0_3_node_11 | 0.4 | n |  | TRUE
22 | bus_LV_784-10_0_3_node_12 | 0.4 | n |  | TRUE
23 | bus_LV_784-10_0_3_node_114 | 0.4 | n |  | TRUE
24 | bus_LV_784-10_0_3_node_13 | 0.4 | n |  | TRUE
25 | bus_LV_784-10_0_3_node_27 | 0.4 | n |  | TRUE
26 | bus_LV_784-10_0_3_node_15 | 0.4 | n |  | TRUE
27 | bus_LV_784-10_0_3_node_98 | 0.4 | n |  | TRUE
28 | bus_LV_784-10_0_3_node_99 | 0.4 | n |  | TRUE
29 | bus_LV_784-10_0_3_node_16 | 0.4 | n |  | TRUE
30 | bus_LV_784-10_0_3_node_17 | 0.4 | n |  | TRUE
31 | bus_LV_784-10_0_3_node_18 | 0.4 | n |  | TRUE
32 | bus_LV_784-10_0_3_node_20 | 0.4 | n |  | TRUE
33 | bus_LV_784-10_0_3_node_19 | 0.4 | n |  | TRUE
34 | bus_LV_784-10_0_3_node_21 | 0.4 | n |  | TRUE
35 | bus_LV_784-10_0_3_node_22 | 0.4 | n |  | TRUE
36 | bus_LV_784-10_0_3_node_23 | 0.4 | n |  | TRUE
37 | bus_LV_784-10_0_3_node_29 | 0.4 | n |  | TRUE
38 | bus_LV_784-10_0_3_node_28 | 0.4 | n |  | TRUE
39 | bus_LV_784-10_0_3_node_30 | 0.4 | n |  | TRUE
40 | bus_LV_784-10_0_3_node_26 | 0.4 | n |  | TRUE
41 | bus_LV_784-10_0_3_node_24 | 0.4 | n |  | TRUE
42 | bus_LV_784-10_0_3_node_25 | 0.4 | n |  | TRUE
43 | bus_LV_784-10_0_3_node_146 | 0.4 | n |  | TRUE
44 | bus_LV_784-10_0_3_node_101 | 0.4 | n |  | TRUE
45 | bus_LV_784-10_0_3_node_145 | 0.4 | n |  | TRUE
46 | bus_LV_784-10_0_3_node_140 | 0.4 | n |  | TRUE
47 | bus_LV_784-10_0_3_node_31 | 0.4 | n |  | TRUE
48 | bus_LV_784-10_0_3_node_32 | 0.4 | n |  | TRUE
49 | bus_LV_784-10_0_3_node_33 | 0.4 | n |  | TRUE
50 | bus_LV_784-10_0_3_node_34 | 0.4 | n |  | TRUE
51 | bus_LV_784-10_0_3_node_142 | 0.4 | n |  | TRUE
52 | bus_LV_784-10_0_3_node_100 | 0.4 | n |  | TRUE
53 | bus_LV_784-10_0_3_node_143 | 0.4 | n |  | TRUE
54 | bus_LV_784-10_0_3_node_35 | 0.4 | n |  | TRUE
55 | bus_LV_784-10_0_3_node_144 | 0.4 | n |  | TRUE
56 | bus_LV_784-10_0_3_node_37 | 0.4 | n |  | TRUE
57 | bus_LV_784-10_0_3_node_38 | 0.4 | n |  | TRUE
58 | bus_LV_784-10_0_3_node_39 | 0.4 | n |  | TRUE
59 | bus_LV_784-10_0_3_node_40 | 0.4 | n |  | TRUE
60 | bus_LV_784-10_0_3_node_41 | 0.4 | n |  | TRUE
61 | bus_LV_784-10_0_3_node_42 | 0.4 | n |  | TRUE
62 | bus_LV_784-10_0_3_node_43 | 0.4 | n |  | TRUE
63 | bus_LV_784-10_0_3_node_112 | 0.4 | n |  | TRUE
64 | bus_LV_784-10_0_3_node_51 | 0.4 | n |  | TRUE
65 | bus_LV_784-10_0_3_node_45 | 0.4 | n |  | TRUE
66 | bus_LV_784-10_0_3_node_53 | 0.4 | n |  | TRUE
67 | bus_LV_784-10_0_3_node_52 | 0.4 | n |  | TRUE
68 | bus_LV_784-10_0_3_node_113 | 0.4 | n |  | TRUE
69 | bus_LV_784-10_0_3_node_49 | 0.4 | n |  | TRUE
70 | bus_LV_784-10_0_3_node_44 | 0.4 | n |  | TRUE
71 | bus_LV_784-10_0_3_node_46 | 0.4 | n |  | TRUE
72 | bus_LV_784-10_0_3_node_47 | 0.4 | n |  | TRUE
73 | bus_LV_784-10_0_3_node_48 | 0.4 | n |  | TRUE
74 | bus_LV_784-10_0_3_node_163 | 0.4 | n |  | TRUE
75 | bus_LV_784-10_0_3_node_50 | 0.4 | n |  | TRUE
76 | bus_LV_784-10_0_3_node_141 | 0.4 | n |  | TRUE
77 | bus_LV_784-10_0_3_node_136 | 0.4 | n |  | TRUE
78 | bus_LV_784-10_0_3_node_137 | 0.4 | n |  | TRUE
79 | bus_LV_784-10_0_3_node_138 | 0.4 | n |  | TRUE
80 | bus_LV_784-10_0_3_node_139 | 0.4 | n |  | TRUE
81 | bus_LV_784-10_0_3_node_148 | 0.4 | n |  | TRUE
82 | bus_LV_784-10_0_3_node_54 | 0.4 | n |  | TRUE
83 | bus_LV_784-10_0_3_node_55 | 0.4 | n |  | TRUE
84 | bus_LV_784-10_0_3_node_56 | 0.4 | n |  | TRUE
85 | bus_LV_784-10_0_3_node_57 | 0.4 | n |  | TRUE
86 | bus_LV_784-10_0_3_node_58 | 0.4 | n |  | TRUE
87 | bus_LV_784-10_0_3_node_64 | 0.4 | n |  | TRUE
88 | bus_LV_784-10_0_3_node_155 | 0.4 | n |  | TRUE
89 | bus_LV_784-10_0_3_node_59 | 0.4 | n |  | TRUE
90 | bus_LV_784-10_0_3_node_60 | 0.4 | n |  | TRUE
91 | bus_LV_784-10_0_3_node_62 | 0.4 | n |  | TRUE
92 | bus_LV_784-10_0_3_node_156 | 0.4 | n |  | TRUE
93 | bus_LV_784-10_0_3_node_66 | 0.4 | n |  | TRUE
94 | bus_LV_784-10_0_3_node_159 | 0.4 | n |  | TRUE
95 | bus_LV_784-10_0_3_node_67 | 0.4 | n |  | TRUE
96 | bus_LV_784-10_0_3_node_160 | 0.4 | n |  | TRUE
97 | bus_LV_784-10_0_3_node_61 | 0.4 | n |  | TRUE
98 | bus_LV_784-10_0_3_node_63 | 0.4 | n |  | TRUE
99 | bus_LV_784-10_0_3_node_65 | 0.4 | n |  | TRUE
100 | bus_LV_784-10_0_3_node_85 | 0.4 | n |  | TRUE
101 | bus_LV_784-10_0_3_node_87 | 0.4 | n |  | TRUE
102 | bus_LV_784-10_0_3_node_83 | 0.4 | n |  | TRUE
103 | bus_LV_784-10_0_3_node_68 | 0.4 | n |  | TRUE
104 | bus_LV_784-10_0_3_node_69 | 0.4 | n |  | TRUE
105 | bus_LV_784-10_0_3_node_165 | 0.4 | n |  | TRUE
106 | bus_LV_784-10_0_3_node_90 | 0.4 | n |  | TRUE
107 | bus_LV_784-10_0_3_node_164 | 0.4 | n |  | TRUE
108 | bus_LV_784-10_0_3_node_91 | 0.4 | n |  | TRUE
109 | bus_LV_784-10_0_3_node_80 | 0.4 | n |  | TRUE
110 | bus_LV_784-10_0_3_node_70 | 0.4 | n |  | TRUE
111 | bus_LV_784-10_0_3_node_71 | 0.4 | n |  | TRUE
112 | bus_LV_784-10_0_3_node_72 | 0.4 | n |  | TRUE
113 | bus_LV_784-10_0_3_node_73 | 0.4 | n |  | TRUE
114 | bus_LV_784-10_0_3_node_74 | 0.4 | n |  | TRUE
115 | bus_LV_784-10_0_3_node_81 | 0.4 | n |  | TRUE
116 | bus_LV_784-10_0_3_node_123 | 0.4 | n |  | TRUE
117 | bus_LV_784-10_0_3_node_121 | 0.4 | n |  | TRUE
118 | bus_LV_784-10_0_3_node_78 | 0.4 | n |  | TRUE
119 | bus_LV_784-10_0_3_node_126 | 0.4 | n |  | TRUE
120 | bus_LV_784-10_0_3_node_122 | 0.4 | n |  | TRUE
121 | bus_LV_784-10_0_3_node_75 | 0.4 | n |  | TRUE
122 | bus_LV_784-10_0_3_node_76 | 0.4 | n |  | TRUE
123 | bus_LV_784-10_0_3_node_77 | 0.4 | n |  | TRUE
124 | bus_LV_784-10_0_3_node_79 | 0.4 | n |  | TRUE
125 | bus_LV_784-10_0_3_node_89 | 0.4 | n |  | TRUE
126 | bus_LV_784-10_0_3_node_88 | 0.4 | n |  | TRUE
127 | bus_LV_784-10_0_3_node_92 | 0.4 | n |  | TRUE
128 | bus_LV_784-10_0_3_node_86 | 0.4 | n |  | TRUE
129 | bus_LV_784-10_0_3_node_82 | 0.4 | n |  | TRUE
130 | bus_LV_784-10_0_3_node_84 | 0.4 | n |  | TRUE
131 | bus_LV_784-10_0_3_node_94 | 0.4 | n |  | TRUE
132 | bus_LV_784-10_0_3_node_95 | 0.4 | n |  | TRUE
133 | bus_LV_784-10_0_3_node_93 | 0.4 | n |  | TRUE
134 | bus_LV_784-10_0_3_node_110 | 0.4 | n |  | TRUE
135 | bus_LV_784-10_0_3_node_130 | 0.4 | n |  | TRUE
136 | bus_LV_784-10_0_3_node_132 | 0.4 | n |  | TRUE
137 | bus_LV_784-10_0_3_node_128 | 0.4 | n |  | TRUE
138 | bus_LV_784-10_0_3_node_96 | 0.4 | n |  | TRUE
139 | bus_LV_784-10_0_3_node_97 | 0.4 | n |  | TRUE
140 | bus_LV_784-10_0_3_node_147 | 0.4 | n |  | TRUE
141 | bus_LV_784-10_0_3_node_149 | 0.4 | n |  | TRUE
142 | bus_LV_784-10_0_3_node_102 | 0.4 | n |  | TRUE
143 | bus_LV_784-10_0_3_node_103 | 0.4 | n |  | TRUE
144 | bus_LV_784-10_0_3_node_104 | 0.4 | n |  | TRUE
145 | bus_LV_784-10_0_3_node_105 | 0.4 | n |  | TRUE
146 | bus_LV_784-10_0_3_node_106 | 0.4 | n |  | TRUE
147 | bus_LV_784-10_0_3_node_117 | 0.4 | n |  | TRUE
148 | bus_LV_784-10_0_3_node_107 | 0.4 | n |  | TRUE
149 | bus_LV_784-10_0_3_node_118 | 0.4 | n |  | TRUE
150 | bus_LV_784-10_0_3_node_108 | 0.4 | n |  | TRUE
151 | bus_LV_784-10_0_3_node_109 | 0.4 | n |  | TRUE
152 | bus_LV_784-10_0_3_node_111 | 0.4 | n |  | TRUE
153 | bus_LV_784-10_0_3_node_166 | 0.4 | n |  | TRUE
154 | bus_LV_784-10_0_3_node_120 | 0.4 | n |  | TRUE
155 | bus_LV_784-10_0_3_node_125 | 0.4 | n |  | TRUE
156 | bus_LV_784-10_0_3_node_124 | 0.4 | n |  | TRUE
157 | bus_LV_784-10_0_3_node_158 | 0.4 | n |  | TRUE
158 | bus_LV_784-10_0_3_node_157 | 0.4 | n |  | TRUE
159 | bus_LV_784-10_0_3_node_175 | 0.4 | n |  | TRUE
160 | bus_LV_784-10_0_3_node_167 | 0.4 | n |  | TRUE
161 | bus_LV_784-10_0_3_node_176 | 0.4 | n |  | TRUE
162 | bus_LV_784-10_0_3_node_127 | 0.4 | n |  | TRUE
163 | bus_LV_784-10_0_3_node_129 | 0.4 | n |  | TRUE
164 | bus_LV_784-10_0_3_node_131 | 0.4 | n |  | TRUE
165 | bus_LV_784-10_0_3_node_151 | 0.4 | n |  | TRUE
166 | bus_LV_784-10_0_3_node_152 | 0.4 | n |  | TRUE
167 | bus_LV_784-10_0_3_node_153 | 0.4 | n |  | TRUE
168 | bus_LV_784-10_0_3_node_154 | 0.4 | n |  | TRUE
169 | bus_LV_784-10_0_3_node_168 | 0.4 | n |  | TRUE
170 | bus_LV_784-10_0_3_node_169 | 0.4 | n |  | TRUE
171 | bus_LV_784-10_0_3_node_174 | 0.4 | n |  | TRUE
172 | bus_LV_784-10_0_3_node_173 | 0.4 | n |  | TRUE
173 | bus_LV_784-10_0_3_node_170 | 0.4 | n |  | TRUE
174 | bus_LV_784-10_0_3_node_171 | 0.4 | n |  | TRUE
175 | bus_LV_784-10_0_3_node_172 | 0.4 | n |  | TRUE
176 | bus_MV_0_node_113 | 20 | n |  | TRUE

## load
| name | bus | p_mw | q_mvar | const_z_percent | const_i_percent | sn_mva | scaling | in_service | type
0 | LV_784-10_0_3_load_0 | 0 | 0.00021556 | 5.4025e-05 | 0 | 0 |  | 1 | TRUE | wye
1 | LV_784-10_0_3_load_161 | 3 | 0.00051818 | 0.00012987 | 0 | 0 |  | 1 | TRUE | wye
2 | LV_784-10_0_3_load_3 | 5 | 0.00017477 | 4.3801e-05 | 0 | 0 |  | 1 | TRUE | wye
3 | LV_784-10_0_3_load_135 | 6 | 0.00018108 | 4.5383e-05 | 0 | 0 |  | 1 | TRUE | wye
4 | LV_784-10_0_3_load_134 | 7 | 0.00015967 | 4.0016e-05 | 0 | 0 |  | 1 | TRUE | wye
5 | LV_784-10_0_3_load_115 | 8 | 0.00025002 | 6.266e-05 | 0 | 0 |  | 1 | TRUE | wye
6 | LV_784-10_0_3_load_119 | 9 | 0.00016667 | 4.177e-05 | 0 | 0 |  | 1 | TRUE | wye
7 | LV_784-10_0_3_load_5 | 11 | 0.00024193 | 6.0634e-05 | 0 | 0 |  | 1 | TRUE | wye
8 | LV_784-10_0_3_load_116 | 12 | 0.00023582 | 5.9103e-05 | 0 | 0 |  | 1 | TRUE | wye
9 | LV_784-10_0_3_load_133 | 13 | 0.00042644 | 0.00010688 | 0 | 0 |  | 1 | TRUE | wye
10 | LV_784-10_0_3_load_14 | 14 | 0.00023478 | 5.8843e-05 | 0 | 0 |  | 1 | TRUE | wye
11 | LV_784-10_0_3_load_36 | 15 | 0.0001912 | 4.792e-05 | 0 | 0 |  | 1 | TRUE | wye
12 | LV_784-10_0_3_load_6 | 16 | 0.00063153 | 0.00015828 | 0 | 0 |  | 1 | TRUE | wye
13 | LV_784-10_0_3_load_10 | 20 | 0.00026119 | 6.5461e-05 | 0 | 0 |  | 1 | TRUE | wye
14 | LV_784-10_0_3_load_12 | 22 | 0.00012784 | 3.204e-05 | 0 | 0 |  | 1 | TRUE | wye
15 | LV_784-10_0_3_load_114 | 23 | 0.0002859 | 7.1652e-05 | 0 | 0 |  | 1 | TRUE | wye
16 | LV_784-10_0_3_load_13 | 24 | 0.00022666 | 5.6806e-05 | 0 | 0 |  | 1 | TRUE | wye
17 | LV_784-10_0_3_load_15 | 26 | 0.00028931 | 7.2508e-05 | 0 | 0 |  | 1 | TRUE | wye
18 | LV_784-10_0_3_load_16 | 29 | 0.00042145 | 0.00010563 | 0 | 0 |  | 1 | TRUE | wye
19 | LV_784-10_0_3_load_17 | 30 | 0.00017162 | 4.3012e-05 | 0 | 0 |  | 1 | TRUE | wye
20 | LV_784-10_0_3_load_18 | 31 | 0.00039339 | 9.8594e-05 | 0 | 0 |  | 1 | TRUE | wye
21 | LV_784-10_0_3_load_20 | 32 | 0.00022317 | 5.5931e-05 | 0 | 0 |  | 1 | TRUE | wye
22 | LV_784-10_0_3_load_19 | 33 | 0.00027541 | 6.9024e-05 | 0 | 0 |  | 1 | TRUE | wye
23 | LV_784-10_0_3_load_23 | 36 | 0.00015867 | 3.9767e-05 | 0 | 0 |  | 1 | TRUE | wye
24 | LV_784-10_0_3_load_29 | 37 | 0.00013461 | 3.3737e-05 | 0 | 0 |  | 1 | TRUE | wye
25 | LV_784-10_0_3_load_28 | 38 | 0.00015068 | 3.7765e-05 | 0 | 0 |  | 1 | TRUE | wye
26 | LV_784-10_0_3_load_30 | 39 | 0.00012044 | 3.0185e-05 | 0 | 0 |  | 1 | TRUE | wye
27 | LV_784-10_0_3_load_26 | 40 | 0.00020674 | 5.1813e-05 | 0 | 0 |  | 1 | TRUE | wye
28 | LV_784-10_0_3_load_24 | 41 | 0.00038616 | 9.6781e-05 | 0 | 0 |  | 1 | TRUE | wye
29 | LV_784-10_0_3_load_101 | 44 | 0.00018624 | 4.6677e-05 | 0 | 0 |  | 1 | TRUE | wye
30 | LV_784-10_0_3_load_145 | 45 | 0.00014572 | 3.652e-05 | 0 | 0 |  | 1 | TRUE | wye
31 | LV_784-10_0_3_load_31 | 47 | 0.0006701 | 0.00016794 | 0 | 0 |  | 1 | TRUE | wye
32 | LV_784-10_0_3_load_142 | 51 | 0.00019725 | 4.9436e-05 | 0 | 0 |  | 1 | TRUE | wye
33 | LV_784-10_0_3_load_100 | 52 | 0.00024485 | 6.1365e-05 | 0 | 0 |  | 1 | TRUE | wye
34 | LV_784-10_0_3_load_143 | 53 | 0.00019608 | 4.9142e-05 | 0 | 0 |  | 1 | TRUE | wye
35 | LV_784-10_0_3_load_35 | 54 | 0.00025559 | 6.4056e-05 | 0 | 0 |  | 1 | TRUE | wye
36 | LV_784-10_0_3_load_37 | 56 | 0.0012645 | 0.00031692 | 0 | 0 |  | 1 | TRUE | wye
37 | LV_784-10_0_3_load_41 | 60 | 0.00035627 | 8.9289e-05 | 0 | 0 |  | 1 | TRUE | wye
38 | LV_784-10_0_3_load_42 | 61 | 0.00039084 | 9.7954e-05 | 0 | 0 |  | 1 | TRUE | wye
39 | LV_784-10_0_3_load_43 | 62 | 0.0011748 | 0.00029444 | 0 | 0 |  | 1 | TRUE | wye
40 | LV_784-10_0_3_load_112 | 63 | 0.00029943 | 7.5044e-05 | 0 | 0 |  | 1 | TRUE | wye
41 | LV_784-10_0_3_load_51 | 64 | 0.00044692 | 0.00011201 | 0 | 0 |  | 1 | TRUE | wye
42 | LV_784-10_0_3_load_45 | 65 | 0.00032278 | 8.0896e-05 | 0 | 0 |  | 1 | TRUE | wye
43 | LV_784-10_0_3_load_53 | 66 | 0.00020099 | 5.0374e-05 | 0 | 0 |  | 1 | TRUE | wye
44 | LV_784-10_0_3_load_52 | 67 | 0.0034188 | 0.00085684 | 0 | 0 |  | 1 | TRUE | wye
45 | LV_784-10_0_3_load_113 | 68 | 0.00095233 | 0.00023868 | 0 | 0 |  | 1 | TRUE | wye
46 | LV_784-10_0_3_load_49 | 69 | 0.0003693 | 9.2555e-05 | 0 | 0 |  | 1 | TRUE | wye
47 | LV_784-10_0_3_load_44 | 70 | 0.00031501 | 7.895e-05 | 0 | 0 |  | 1 | TRUE | wye
48 | LV_784-10_0_3_load_47 | 72 | 0.00025471 | 6.3835e-05 | 0 | 0 |  | 1 | TRUE | wye
49 | LV_784-10_0_3_load_48 | 73 | 0.00055895 | 0.00014009 | 0 | 0 |  | 1 | TRUE | wye
50 | LV_784-10_0_3_load_163 | 74 | 0.0009315 | 0.00023346 | 0 | 0 |  | 1 | TRUE | wye
51 | LV_784-10_0_3_load_50 | 75 | 0.00037087 | 9.295e-05 | 0 | 0 |  | 1 | TRUE | wye
52 | LV_784-10_0_3_load_141 | 76 | 0.00021464 | 5.3795e-05 | 0 | 0 |  | 1 | TRUE | wye
53 | LV_784-10_0_3_load_136 | 77 | 0.00013674 | 3.4271e-05 | 0 | 0 |  | 1 | TRUE | wye
54 | LV_784-10_0_3_load_139 | 80 | 0.00025687 | 6.4378e-05 | 0 | 0 |  | 1 | TRUE | wye
55 | LV_784-10_0_3_load_148 | 81 | 0.00024315 | 6.0938e-05 | 0 | 0 |  | 1 | TRUE | wye
56 | LV_784-10_0_3_load_55 | 83 | 0.00046282 | 0.00011599 | 0 | 0 |  | 1 | TRUE | wye
57 | LV_784-10_0_3_load_56 | 84 | 0.00062489 | 0.00015661 | 0 | 0 |  | 1 | TRUE | wye
58 | LV_784-10_0_3_load_57 | 85 | 0.00055461 | 0.000139 | 0 | 0 |  | 1 | TRUE | wye
59 | LV_784-10_0_3_load_64 | 87 | 0.00074166 | 0.00018588 | 0 | 0 |  | 1 | TRUE | wye
60 | LV_784-10_0_3_load_155 | 88 | 0.0002108 | 5.2831e-05 | 0 | 0 |  | 1 | TRUE | wye
61 | LV_784-10_0_3_load_59 | 89 | 0.00020211 | 5.0652e-05 | 0 | 0 |  | 1 | TRUE | wye
62 | LV_784-10_0_3_load_60 | 90 | 0.00052994 | 0.00013282 | 0 | 0 |  | 1 | TRUE | wye
63 | LV_784-10_0_3_load_62 | 91 | 0.00033875 | 8.4898e-05 | 0 | 0 |  | 1 | TRUE | wye
64 | LV_784-10_0_3_load_156 | 92 | 0.00039423 | 9.8803e-05 | 0 | 0 |  | 1 | TRUE | wye
65 | LV_784-10_0_3_load_66 | 93 | 0.00076802 | 0.00019248 | 0 | 0 |  | 1 | TRUE | wye
66 | LV_784-10_0_3_load_159 | 94 | 0.00034129 | 8.5534e-05 | 0 | 0 |  | 1 | TRUE | wye
67 | LV_784-10_0_3_load_67 | 95 | 0.00025809 | 6.4683e-05 | 0 | 0 |  | 1 | TRUE | wye
68 | LV_784-10_0_3_load_160 | 96 | 0.00022321 | 5.5942e-05 | 0 | 0 |  | 1 | TRUE | wye
69 | LV_784-10_0_3_load_61 | 97 | 0.00064021 | 0.00016045 | 0 | 0 |  | 1 | TRUE | wye
70 | LV_784-10_0_3_load_63 | 98 | 0.0005828 | 0.00014606 | 0 | 0 |  | 1 | TRUE | wye
71 | LV_784-10_0_3_load_87 | 101 | 0.00081602 | 0.00020451 | 0 | 0 |  | 1 | TRUE | wye
72 | LV_784-10_0_3_load_83 | 102 | 0.00010808 | 2.7087e-05 | 0 | 0 |  | 1 | TRUE | wye
73 | LV_784-10_0_3_load_68 | 103 | 8.4847e-05 | 2.1265e-05 | 0 | 0 |  | 1 | TRUE | wye
74 | LV_784-10_0_3_load_69 | 104 | 9.375e-05 | 2.3496e-05 | 0 | 0 |  | 1 | TRUE | wye
75 | LV_784-10_0_3_load_164 | 107 | 9.16e-05 | 2.2957e-05 | 0 | 0 |  | 1 | TRUE | wye
76 | LV_784-10_0_3_load_80 | 109 | 0.00013667 | 3.4253e-05 | 0 | 0 |  | 1 | TRUE | wye
77 | LV_784-10_0_3_load_70 | 110 | 0.00010138 | 2.5407e-05 | 0 | 0 |  | 1 | TRUE | wye
78 | LV_784-10_0_3_load_71 | 111 | 0.00018568 | 4.6537e-05 | 0 | 0 |  | 1 | TRUE | wye
79 | LV_784-10_0_3_load_73 | 113 | 0.00018616 | 4.6657e-05 | 0 | 0 |  | 1 | TRUE | wye
80 | LV_784-10_0_3_load_81 | 115 | 0.00021832 | 5.4717e-05 | 0 | 0 |  | 1 | TRUE | wye
81 | LV_784-10_0_3_load_121 | 117 | 7.6171e-05 | 1.909e-05 | 0 | 0 |  | 1 | TRUE | wye
82 | LV_784-10_0_3_load_78 | 118 | 0.00022015 | 5.5175e-05 | 0 | 0 |  | 1 | TRUE | wye
83 | LV_784-10_0_3_load_126 | 119 | 0.00028228 | 7.0745e-05 | 0 | 0 |  | 1 | TRUE | wye
84 | LV_784-10_0_3_load_75 | 121 | 0.00011828 | 2.9644e-05 | 0 | 0 |  | 1 | TRUE | wye
85 | LV_784-10_0_3_load_76 | 122 | 0.00028893 | 7.2413e-05 | 0 | 0 |  | 1 | TRUE | wye
86 | LV_784-10_0_3_load_89 | 125 | 0.00029083 | 7.2888e-05 | 0 | 0 |  | 1 | TRUE | wye
87 | LV_784-10_0_3_load_88 | 126 | 9.4234e-05 | 2.3617e-05 | 0 | 0 |  | 1 | TRUE | wye
88 | LV_784-10_0_3_load_92 | 127 | 0.00020396 | 5.1117e-05 | 0 | 0 |  | 1 | TRUE | wye
89 | LV_784-10_0_3_load_86 | 128 | 0.00016175 | 4.0539e-05 | 0 | 0 |  | 1 | TRUE | wye
90 | LV_784-10_0_3_load_82 | 129 | 9.696e-05 | 2.43e-05 | 0 | 0 |  | 1 | TRUE | wye
91 | LV_784-10_0_3_load_84 | 130 | 0.0002339 | 5.862e-05 | 0 | 0 |  | 1 | TRUE | wye
92 | LV_784-10_0_3_load_94 | 131 | 0.0017907 | 0.00044878 | 0 | 0 |  | 1 | TRUE | wye
93 | LV_784-10_0_3_load_95 | 132 | 0.0014782 | 0.00037047 | 0 | 0 |  | 1 | TRUE | wye
94 | LV_784-10_0_3_load_93 | 133 | 0.00019749 | 4.9496e-05 | 0 | 0 |  | 1 | TRUE | wye
95 | LV_784-10_0_3_load_110 | 134 | 8.7493e-05 | 2.1928e-05 | 0 | 0 |  | 1 | TRUE | wye
96 | LV_784-10_0_3_load_132 | 136 | 7.7361e-05 | 1.9389e-05 | 0 | 0 |  | 1 | TRUE | wye
97 | LV_784-10_0_3_load_128 | 137 | 0.00013301 | 3.3336e-05 | 0 | 0 |  | 1 | TRUE | wye
98 | LV_784-10_0_3_load_96 | 138 | 0.0012987 | 0.00032548 | 0 | 0 |  | 1 | TRUE | wye
99 | LV_784-10_0_3_load_97 | 139 | 0.00092652 | 0.00023221 | 0 | 0 |  | 1 | TRUE | wye
100 | LV_784-10_0_3_load_147 | 140 | 0.00029504 | 7.3945e-05 | 0 | 0 |  | 1 | TRUE | wye
101 | LV_784-10_0_3_load_149 | 141 | 0.00022084 | 5.5348e-05 | 0 | 0 |  | 1 | TRUE | wye
102 | LV_784-10_0_3_load_102 | 142 | 7.8167e-05 | 1.9591e-05 | 0 | 0 |  | 1 | TRUE | wye
103 | LV_784-10_0_3_load_103 | 143 | 0.0002907 | 7.2857e-05 | 0 | 0 |  | 1 | TRUE | wye
104 | LV_784-10_0_3_load_104 | 144 | 0.00011567 | 2.899e-05 | 0 | 0 |  | 1 | TRUE | wye
105 | LV_784-10_0_3_load_105 | 145 | 0.00012673 | 3.1762e-05 | 0 | 0 |  | 1 | TRUE | wye
106 | LV_784-10_0_3_load_117 | 147 | 9.351e-05 | 2.3436e-05 | 0 | 0 |  | 1 | TRUE | wye
107 | LV_784-10_0_3_load_107 | 148 | 0.00032836 | 8.2295e-05 | 0 | 0 |  | 1 | TRUE | wye
108 | LV_784-10_0_3_load_118 | 149 | 0.00017078 | 4.28e-05 | 0 | 0 |  | 1 | TRUE | wye
109 | LV_784-10_0_3_load_108 | 150 | 0.0001157 | 2.8996e-05 | 0 | 0 |  | 1 | TRUE | wye
110 | LV_784-10_0_3_load_111 | 152 | 0.00015601 | 3.9101e-05 | 0 | 0 |  | 1 | TRUE | wye
111 | LV_784-10_0_3_load_120 | 154 | 9.1365e-05 | 2.2898e-05 | 0 | 0 |  | 1 | TRUE | wye
112 | LV_784-10_0_3_load_158 | 157 | 0.00056689 | 0.00014208 | 0 | 0 |  | 1 | TRUE | wye
113 | LV_784-10_0_3_load_157 | 158 | 0.00099269 | 0.00024879 | 0 | 0 |  | 1 | TRUE | wye
114 | LV_784-10_0_3_load_175 | 159 | 0.00026146 | 6.5527e-05 | 0 | 0 |  | 1 | TRUE | wye
115 | LV_784-10_0_3_load_176 | 161 | 0.00011066 | 2.7733e-05 | 0 | 0 |  | 1 | TRUE | wye
116 | LV_784-10_0_3_load_127 | 162 | 0.00013007 | 3.26e-05 | 0 | 0 |  | 1 | TRUE | wye
117 | LV_784-10_0_3_load_129 | 163 | 0.00028003 | 7.0181e-05 | 0 | 0 |  | 1 | TRUE | wye
118 | LV_784-10_0_3_load_131 | 164 | 8.6834e-05 | 2.1763e-05 | 0 | 0 |  | 1 | TRUE | wye
119 | LV_784-10_0_3_load_151 | 165 | 0.00042943 | 0.00010763 | 0 | 0 |  | 1 | TRUE | wye
120 | LV_784-10_0_3_load_152 | 166 | 0.00018668 | 4.6785e-05 | 0 | 0 |  | 1 | TRUE | wye
121 | LV_784-10_0_3_load_153 | 167 | 0.00062456 | 0.00015653 | 0 | 0 |  | 1 | TRUE | wye
122 | LV_784-10_0_3_load_154 | 168 | 0.0001244 | 3.1177e-05 | 0 | 0 |  | 1 | TRUE | wye
123 | LV_784-10_0_3_load_168 | 169 | 7.6159e-05 | 1.9087e-05 | 0 | 0 |  | 1 | TRUE | wye
124 | LV_784-10_0_3_load_169 | 170 | 9.11e-05 | 2.2832e-05 | 0 | 0 |  | 1 | TRUE | wye
125 | LV_784-10_0_3_load_174 | 171 | 0.00017436 | 4.3698e-05 | 0 | 0 |  | 1 | TRUE | wye
126 | LV_784-10_0_3_load_173 | 172 | 0.00017022 | 4.2661e-05 | 0 | 0 |  | 1 | TRUE | wye
127 | LV_784-10_0_3_load_170 | 173 | 0.00073492 | 0.00018419 | 0 | 0 |  | 1 | TRUE | wye
128 | LV_784-10_0_3_load_171 | 174 | 9.0757e-05 | 2.2746e-05 | 0 | 0 |  | 1 | TRUE | wye
129 | LV_784-10_0_3_load_172 | 175 | 0.00018074 | 4.5297e-05 | 0 | 0 |  | 1 | TRUE | wye

## ext_grid
| name | bus | vm_pu | va_degree | slack_weight | in_service
0 |  | 68 | 1 | 0 | 1 | TRUE

## line
| name | std_type | from_bus | to_bus | length_km | r_ohm_per_km | x_ohm_per_km | c_nf_per_km | g_us_per_km | max_i_ka | df | parallel | type | in_service
0 | LV_784-10_0_3_line_0 | NAYY 4x150 SE | 0 | 1 | 0.024521 | 0.208 | 0.08 | 261 | 0 | 0.27 | 1 | 1 | cs | TRUE
1 | LV_784-10_0_3_line_1 | NAYY 4x150 SE | 1 | 2 | 0.14743 | 0.208 | 0.08 | 261 | 0 | 0.27 | 1 | 1 | cs | TRUE
2 | LV_784-10_0_3_line_2 | NAYY 4x150 SE | 2 | 3 | 1.2993 | 0.208 | 0.08 | 261 | 0 | 0.27 | 1 | 1 | cs | TRUE
3 | LV_784-10_0_3_line_3 | NAYY 4x150 SE | 3 | 4 | 0.014089 | 0.208 | 0.08 | 261 | 0 | 0.27 | 1 | 1 | cs | TRUE
4 | LV_784-10_0_3_line_4 | NAYY 4x150 SE | 4 | 72 | 0.3216 | 0.208 | 0.08 | 261 | 0 | 0.27 | 1 | 1 | cs | TRUE
5 | LV_784-10_0_3_line_5 | NAYY 4x150 SE | 5 | 6 | 0.53261 | 0.208 | 0.08 | 261 | 0 | 0.27 | 1 | 1 | cs | TRUE
6 | LV_784-10_0_3_line_6 | NAYY 4x150 SE | 6 | 7 | 0.0070335 | 0.208 | 0.08 | 261 | 0 | 0.27 | 1 | 1 | cs | TRUE
7 | LV_784-10_0_3_line_7 | NAYY 4x150 SE | 7 | 13 | 0.011026 | 0.208 | 0.08 | 261 | 0 | 0.27 | 1 | 1 | cs | TRUE
8 | LV_784-10_0_3_line_8 | NAYY 4x150 SE | 8 | 9 | 0.3689 | 0.208 | 0.08 | 261 | 0 | 0.27 | 1 | 1 | cs | TRUE
9 | LV_784-10_0_3_line_9 | NAYY 4x150 SE | 9 | 15 | 0.27133 | 0.208 | 0.08 | 261 | 0 | 0.27 | 1 | 1 | cs | TRUE
10 | LV_784-10_0_3_line_10 | NAYY 4x150 SE | 10 | 11 | 0.022 | 0.208 | 0.08 | 261 | 0 | 0.27 | 1 | 1 | cs | TRUE
11 | LV_784-10_0_3_line_11 | NAYY 4x150 SE | 10 | 12 | 0.37888 | 0.208 | 0.08 | 261 | 0 | 0.27 | 1 | 1 | cs | TRUE
12 | LV_784-10_0_3_line_12 | NAYY 4x150 SE | 11 | 13 | 0.0027452 | 0.208 | 0.08 | 261 | 0 | 0.27 | 1 | 1 | cs | TRUE
13 | LV_784-10_0_3_line_13 | NAYY 4x150 SE | 12 | 14 | 0.44123 | 0.208 | 0.08 | 261 | 0 | 0.27 | 1 | 1 | cs | TRUE
14 | LV_784-10_0_3_line_14 | NAYY 4x150 SE | 14 | 26 | 0.040056 | 0.208 | 0.08 | 261 | 0 | 0.27 | 1 | 1 | cs | TRUE
15 | LV_784-10_0_3_line_15 | NAYY 4x150 SE | 14 | 20 | 0.0047216 | 0.208 | 0.08 | 261 | 0 | 0.27 | 1 | 1 | cs | TRUE
16 | LV_784-10_0_3_line_16 | NAYY 4x150 SE | 15 | 19 | 0.31456 | 0.208 | 0.08 | 261 | 0 | 0.27 | 1 | 1 | cs | TRUE
17 | LV_784-10_0_3_line_17 | NAYY 4x150 SE | 16 | 17 | 0.11045 | 0.208 | 0.08 | 261 | 0 | 0.27 | 1 | 1 | cs | TRUE
18 | LV_784-10_0_3_line_18 | NAYY 4x150 SE | 16 | 18 | 0.024083 | 0.208 | 0.08 | 261 | 0 | 0.27 | 1 | 1 | cs | TRUE
19 | LV_784-10_0_3_line_19 | NAYY 4x150 SE | 17 | 19 | 0.052907 | 0.208 | 0.08 | 261 | 0 | 0.27 | 1 | 1 | cs | TRUE
20 | LV_784-10_0_3_line_20 | NAYY 4x150 SE | 17 | 20 | 0.0038473 | 0.208 | 0.08 | 261 | 0 | 0.27 | 1 | 1 | cs | TRUE
21 | LV_784-10_0_3_line_21 | NAYY 4x150 SE | 18 | 21 | 0.00571 | 0.208 | 0.08 | 261 | 0 | 0.27 | 1 | 1 | cs | TRUE
22 | LV_784-10_0_3_line_22 | NAYY 4x150 SE | 18 | 22 | 0.04299 | 0.208 | 0.08 | 261 | 0 | 0.27 | 1 | 1 | cs | TRUE
23 | LV_784-10_0_3_line_23 | NAYY 4x150 SE | 19 | 23 | 0.085535 | 0.208 | 0.08 | 261 | 0 | 0.27 | 1 | 1 | cs | TRUE
24 | LV_784-10_0_3_line_24 | NAYY 4x150 SE | 21 | 24 | 0.037513 | 0.208 | 0.08 | 261 | 0 | 0.27 | 1 | 1 | cs | TRUE
25 | LV_784-10_0_3_line_25 | NAYY 4x150 SE | 22 | 25 | 0.030596 | 0.208 | 0.08 | 261 | 0 | 0.27 | 1 | 1 | cs | TRUE
26 | LV_784-10_0_3_line_26 | NAYY 4x150 SE | 25 | 27 | 0.027629 | 0.208 | 0.08 | 261 | 0 | 0.27 | 1 | 1 | cs | TRUE
27 | LV_784-10_0_3_line_27 | NAYY 4x150 SE | 25 | 28 | 0.12037 | 0.208 | 0.08 | 261 | 0 | 0.27 | 1 | 1 | cs | TRUE
28 | LV_784-10_0_3_line_28 | NAYY 4x150 SE | 26 | 29 | 0.0085776 | 0.208 | 0.08 | 261 | 0 | 0.27 | 1 | 1 | cs | TRUE
29 | LV_784-10_0_3_line_29 | NAYY 4x150 SE | 27 | 43 | 0.42054 | 0.208 | 0.08 | 261 | 0 | 0.27 | 1 | 1 | cs | TRUE
30 | LV_784-10_0_3_line_30 | NAYY 4x150 SE | 28 | 44 | 0.11478 | 0.208 | 0.08 | 261 | 0 | 0.27 | 1 | 1 | cs | TRUE
31 | LV_784-10_0_3_line_31 | NAYY 4x150 SE | 29 | 30 | 0.0011543 | 0.208 | 0.08 | 261 | 0 | 0.27 | 1 | 1 | cs | TRUE
32 | LV_784-10_0_3_line_32 | NAYY 4x150 SE | 30 | 31 | 0.01855 | 0.208 | 0.08 | 261 | 0 | 0.27 | 1 | 1 | cs | TRUE
33 | LV_784-10_0_3_line_33 | NAYY 4x150 SE | 31 | 32 | 0.0018933 | 0.208 | 0.08 | 261 | 0 | 0.27 | 1 | 1 | cs | TRUE
34 | LV_784-10_0_3_line_34 | NAYY 4x150 SE | 32 | 33 | 0.0091983 | 0.208 | 0.08 | 261 | 0 | 0.27 | 1 | 1 | cs | TRUE
35 | LV_784-10_0_3_line_35 | NAYY 4x150 SE | 33 | 34 | 0.0066481 | 0.208 | 0.08 | 261 | 0 | 0.27 | 1 | 1 | cs | TRUE
36 | LV_784-10_0_3_line_36 | NAYY 4x150 SE | 34 | 35 | 0.26024 | 0.208 | 0.08 | 261 | 0 | 0.27 | 1 | 1 | cs | TRUE
37 | LV_784-10_0_3_line_37 | NAYY 4x150 SE | 34 | 36 | 0.011772 | 0.208 | 0.08 | 261 | 0 | 0.27 | 1 | 1 | cs | TRUE
38 | LV_784-10_0_3_line_38 | NAYY 4x150 SE | 35 | 37 | 0.054587 | 0.208 | 0.08 | 261 | 0 | 0.27 | 1 | 1 | cs | TRUE
39 | LV_784-10_0_3_line_39 | NAYY 4x150 SE | 36 | 38 | 0.0059367 | 0.208 | 0.08 | 261 | 0 | 0.27 | 1 | 1 | cs | TRUE
40 | LV_784-10_0_3_line_40 | NAYY 4x150 SE | 37 | 39 | 0.13865 | 0.208 | 0.08 | 261 | 0 | 0.27 | 1 | 1 | cs | TRUE
41 | LV_784-10_0_3_line_41 | NAYY 4x150 SE | 38 | 40 | 0.015659 | 0.208 | 0.08 | 261 | 0 | 0.27 | 1 | 1 | cs | TRUE
42 | LV_784-10_0_3_line_42 | NAYY 4x150 SE | 40 | 42 | 0.010725 | 0.208 | 0.08 | 261 | 0 | 0.27 | 1 | 1 | cs | TRUE
43 | LV_784-10_0_3_line_43 | NAYY 4x150 SE | 41 | 42 | 0.014198 | 0.208 | 0.08 | 261 | 0 | 0.27 | 1 | 1 | cs | TRUE
44 | LV_784-10_0_3_line_44 | NAYY 4x150 SE | 43 | 140 | 0.050873 | 0.208 | 0.08 | 261 | 0 | 0.27 | 1 | 1 | cs | TRUE
45 | LV_784-10_0_3_line_45 | NAYY 4x150 SE | 43 | 141 | 0.29828 | 0.208 | 0.08 | 261 | 0 | 0.27 | 1 | 1 | cs | TRUE
46 | LV_784-10_0_3_line_46 | NAYY 4x150 SE | 43 | 45 | 0.21134 | 0.208 | 0.08 | 261 | 0 | 0.27 | 1 | 1 | cs | TRUE
47 | LV_784-10_0_3_line_47 | NAYY 4x150 SE | 44 | 52 | 0.018102 | 0.208 | 0.08 | 261 | 0 | 0.27 | 1 | 1 | cs | TRUE
48 | LV_784-10_0_3_line_48 | NAYY 4x150 SE | 45 | 46 | 0.043664 | 0.208 | 0.08 | 261 | 0 | 0.27 | 1 | 1 | cs | TRUE
49 | LV_784-10_0_3_line_49 | NAYY 4x150 SE | 46 | 81 | 0.032904 | 0.208 | 0.08 | 261 | 0 | 0.27 | 1 | 1 | cs | TRUE
50 | LV_784-10_0_3_line_50 | NAYY 4x150 SE | 46 | 79 | 0.1249 | 0.208 | 0.08 | 261 | 0 | 0.27 | 1 | 1 | cs | TRUE
51 | LV_784-10_0_3_line_51 | NAYY 4x150 SE | 47 | 48 | 0.096191 | 0.208 | 0.08 | 261 | 0 | 0.27 | 1 | 1 | cs | TRUE
52 | LV_784-10_0_3_line_52 | NAYY 4x150 SE | 48 | 49 | 0.034465 | 0.208 | 0.08 | 261 | 0 | 0.27 | 1 | 1 | cs | TRUE
53 | LV_784-10_0_3_line_53 | NAYY 4x150 SE | 48 | 50 | 0.053763 | 0.208 | 0.08 | 261 | 0 | 0.27 | 1 | 1 | cs | TRUE
54 | LV_784-10_0_3_line_54 | NAYY 4x150 SE | 49 | 51 | 0.26241 | 0.208 | 0.08 | 261 | 0 | 0.27 | 1 | 1 | cs | TRUE
55 | LV_784-10_0_3_line_55 | NAYY 4x150 SE | 50 | 52 | 0.12799 | 0.208 | 0.08 | 261 | 0 | 0.27 | 1 | 1 | cs | TRUE
56 | LV_784-10_0_3_line_56 | NAYY 4x150 SE | 51 | 53 | 0.22108 | 0.208 | 0.08 | 261 | 0 | 0.27 | 1 | 1 | cs | TRUE
57 | LV_784-10_0_3_line_57 | NAYY 4x150 SE | 53 | 55 | 0.023961 | 0.208 | 0.08 | 261 | 0 | 0.27 | 1 | 1 | cs | TRUE
58 | LV_784-10_0_3_line_58 | NAYY 4x150 SE | 53 | 54 | 0.20256 | 0.208 | 0.08 | 261 | 0 | 0.27 | 1 | 1 | cs | TRUE
59 | LV_784-10_0_3_line_59 | NAYY 4x150 SE | 55 | 165 | 0.012338 | 0.208 | 0.08 | 261 | 0 | 0.27 | 1 | 1 | cs | TRUE
60 | LV_784-10_0_3_line_60 | NAYY 4x150 SE | 56 | 57 | 0.010135 | 0.208 | 0.08 | 261 | 0 | 0.27 | 1 | 1 | cs | TRUE
61 | LV_784-10_0_3_line_61 | NAYY 4x150 SE | 56 | 58 | 0.081947 | 0.208 | 0.08 | 261 | 0 | 0.27 | 1 | 1 | cs | TRUE
62 | LV_784-10_0_3_line_62 | NAYY 4x150 SE | 57 | 59 | 0.05256 | 0.208 | 0.08 | 261 | 0 | 0.27 | 1 | 2 | cs | TRUE
63 | LV_784-10_0_3_line_63 | NAYY 4x150 SE | 57 | 60 | 0.018747 | 0.208 | 0.08 | 261 | 0 | 0.27 | 1 | 2 | cs | TRUE
64 | LV_784-10_0_3_line_64 | NAYY 4x150 SE | 58 | 61 | 0.083579 | 0.208 | 0.08 | 261 | 0 | 0.27 | 1 | 1 | cs | TRUE
65 | LV_784-10_0_3_line_65 | NAYY 4x150 SE | 58 | 62 | 0.031984 | 0.208 | 0.08 | 261 | 0 | 0.27 | 1 | 1 | cs | TRUE
66 | LV_784-10_0_3_line_66 | NAYY 4x150 SE | 59 | 63 | 0.16007 | 0.208 | 0.08 | 261 | 0 | 0.27 | 1 | 2 | cs | TRUE
67 | LV_784-10_0_3_line_67 | NAYY 4x150 SE | 60 | 64 | 0.068253 | 0.208 | 0.08 | 261 | 0 | 0.27 | 1 | 2 | cs | TRUE
68 | LV_784-10_0_3_line_68 | NAYY 4x150 SE | 61 | 65 | 0.0053507 | 0.208 | 0.08 | 261 | 0 | 0.27 | 1 | 1 | cs | TRUE
69 | LV_784-10_0_3_line_69 | NAYY 4x150 SE | 63 | 68 | 0.25309 | 0.208 | 0.08 | 261 | 0 | 0.27 | 1 | 2 | cs | TRUE
70 | LV_784-10_0_3_line_70 | NAYY 4x150 SE | 64 | 69 | 0.0071747 | 0.208 | 0.08 | 261 | 0 | 0.27 | 1 | 2 | cs | TRUE
71 | LV_784-10_0_3_line_71 | NAYY 4x150 SE | 65 | 70 | 0.0010308 | 0.208 | 0.08 | 261 | 0 | 0.27 | 1 | 1 | cs | TRUE
72 | LV_784-10_0_3_line_72 | NAYY 4x150 SE | 66 | 67 | 0.12655 | 0.208 | 0.08 | 261 | 0 | 0.27 | 1 | 1 | cs | TRUE
73 | LV_784-10_0_3_line_73 | NAYY 4x150 SE | 67 | 82 | 0.025242 | 0.208 | 0.08 | 261 | 0 | 0.27 | 1 | 1 | cs | TRUE
74 | LV_784-10_0_3_line_74 | NAYY 4x150 SE | 68 | 90 | 0.098238 | 0.208 | 0.08 | 261 | 0 | 0.27 | 1 | 1 | cs | TRUE
75 | LV_784-10_0_3_line_75 | NAYY 4x150 SE | 69 | 75 | 0.0039351 | 0.208 | 0.08 | 261 | 0 | 0.27 | 1 | 2 | cs | TRUE
76 | LV_784-10_0_3_line_76 | NAYY 4x150 SE | 70 | 71 | 0.0055916 | 0.208 | 0.08 | 261 | 0 | 0.27 | 1 | 1 | cs | TRUE
77 | LV_784-10_0_3_line_77 | NAYY 4x150 SE | 71 | 72 | 0.04528 | 0.208 | 0.08 | 261 | 0 | 0.27 | 1 | 1 | cs | TRUE
78 | LV_784-10_0_3_line_78 | NAYY 4x150 SE | 71 | 73 | 0.051839 | 0.208 | 0.08 | 261 | 0 | 0.27 | 1 | 1 | cs | TRUE
79 | LV_784-10_0_3_line_79 | NAYY 4x150 SE | 73 | 74 | 0.033177 | 0.208 | 0.08 | 261 | 0 | 0.27 | 1 | 1 | cs | TRUE
80 | LV_784-10_0_3_line_80 | NAYY 4x150 SE | 75 | 76 | 0.27417 | 0.208 | 0.08 | 261 | 0 | 0.27 | 1 | 2 | cs | TRUE
81 | LV_784-10_0_3_line_81 | NAYY 4x150 SE | 76 | 79 | 0.18943 | 0.208 | 0.08 | 261 | 0 | 0.27 | 1 | 1 | cs | TRUE
82 | LV_784-10_0_3_line_82 | NAYY 4x150 SE | 77 | 78 | 0.027881 | 0.208 | 0.08 | 261 | 0 | 0.27 | 1 | 1 | cs | TRUE
83 | LV_784-10_0_3_line_83 | NAYY 4x150 SE | 77 | 79 | 0.073886 | 0.208 | 0.08 | 261 | 0 | 0.27 | 1 | 1 | cs | TRUE
84 | LV_784-10_0_3_line_84 | NAYY 4x150 SE | 78 | 80 | 0.06763 | 0.208 | 0.08 | 261 | 0 | 0.27 | 1 | 1 | cs | TRUE
85 | LV_784-10_0_3_line_85 | NAYY 4x150 SE | 82 | 83 | 0.013091 | 0.208 | 0.08 | 261 | 0 | 0.27 | 1 | 1 | cs | TRUE
86 | LV_784-10_0_3_line_86 | NAYY 4x150 SE | 82 | 84 | 0.015132 | 0.208 | 0.08 | 261 | 0 | 0.27 | 1 | 1 | cs | TRUE
87 | LV_784-10_0_3_line_87 | NAYY 4x150 SE | 82 | 85 | 0.053058 | 0.208 | 0.08 | 261 | 0 | 0.27 | 1 | 1 | cs | TRUE
88 | LV_784-10_0_3_line_88 | NAYY 4x150 SE | 83 | 86 | 0.024799 | 0.208 | 0.08 | 261 | 0 | 0.27 | 1 | 1 | cs | TRUE
89 | LV_784-10_0_3_line_89 | NAYY 4x150 SE | 84 | 87 | 0.032098 | 0.208 | 0.08 | 261 | 0 | 0.27 | 1 | 1 | cs | TRUE
90 | LV_784-10_0_3_line_90 | NAYY 4x150 SE | 85 | 88 | 0.004991 | 0.208 | 0.08 | 261 | 0 | 0.27 | 1 | 1 | cs | TRUE
91 | LV_784-10_0_3_line_91 | NAYY 4x150 SE | 86 | 89 | 0.11236 | 0.208 | 0.08 | 261 | 0 | 0.27 | 1 | 1 | cs | TRUE
92 | LV_784-10_0_3_line_92 | NAYY 4x150 SE | 86 | 90 | 0.10495 | 0.208 | 0.08 | 261 | 0 | 0.27 | 1 | 1 | cs | TRUE
93 | LV_784-10_0_3_line_93 | NAYY 4x150 SE | 87 | 91 | 0.076696 | 0.208 | 0.08 | 261 | 0 | 0.27 | 1 | 1 | cs | TRUE
94 | LV_784-10_0_3_line_94 | NAYY 4x150 SE | 88 | 92 | 0.0040529 | 0.208 | 0.08 | 261 | 0 | 0.27 | 1 | 1 | cs | TRUE
95 | LV_784-10_0_3_line_95 | NAYY 4x150 SE | 89 | 93 | 0.012082 | 0.208 | 0.08 | 261 | 0 | 0.27 | 1 | 1 | cs | TRUE
96 | LV_784-10_0_3_line_96 | NAYY 4x150 SE | 90 | 94 | 0.20783 | 0.208 | 0.08 | 261 | 0 | 0.27 | 1 | 1 | cs | TRUE
97 | LV_784-10_0_3_line_97 | NAYY 4x150 SE | 91 | 97 | 0.010747 | 0.208 | 0.08 | 261 | 0 | 0.27 | 1 | 1 | cs | TRUE
98 | LV_784-10_0_3_line_98 | NAYY 4x150 SE | 93 | 95 | 0.00069526 | 0.208 | 0.08 | 261 | 0 | 0.27 | 1 | 1 | cs | TRUE
99 | LV_784-10_0_3_line_99 | NAYY 4x150 SE | 94 | 96 | 0.078398 | 0.208 | 0.08 | 261 | 0 | 0.27 | 1 | 1 | cs | TRUE
100 | LV_784-10_0_3_line_100 | NAYY 4x150 SE | 97 | 98 | 0.049889 | 0.208 | 0.08 | 261 | 0 | 0.27 | 1 | 1 | cs | TRUE
101 | LV_784-10_0_3_line_101 | NAYY 4x150 SE | 98 | 99 | 0.18064 | 0.208 | 0.08 | 261 | 0 | 0.27 | 1 | 1 | cs | TRUE
102 | LV_784-10_0_3_line_102 | NAYY 4x150 SE | 99 | 100 | 0.051213 | 0.208 | 0.08 | 261 | 0 | 0.27 | 1 | 1 | cs | TRUE
103 | LV_784-10_0_3_line_103 | NAYY 4x150 SE | 100 | 101 | 0.014479 | 0.208 | 0.08 | 261 | 0 | 0.27 | 1 | 1 | cs | TRUE
104 | LV_784-10_0_3_line_104 | NAYY 4x150 SE | 100 | 102 | 0.084035 | 0.208 | 0.08 | 261 | 0 | 0.27 | 1 | 1 | cs | TRUE
105 | LV_784-10_0_3_line_105 | NAYY 4x150 SE | 101 | 131 | 0.00067225 | 0.208 | 0.08 | 261 | 0 | 0.27 | 1 | 1 | cs | TRUE
106 | LV_784-10_0_3_line_106 | NAYY 4x150 SE | 102 | 129 | 0.012857 | 0.208 | 0.08 | 261 | 0 | 0.27 | 1 | 1 | cs | TRUE
107 | LV_784-10_0_3_line_107 | NAYY 4x150 SE | 103 | 104 | 0.12058 | 0.208 | 0.08 | 261 | 0 | 0.27 | 1 | 1 | cs | TRUE
108 | LV_784-10_0_3_line_108 | NAYY 4x150 SE | 103 | 105 | 0.25133 | 0.208 | 0.08 | 261 | 0 | 0.27 | 1 | 1 | cs | TRUE
109 | LV_784-10_0_3_line_109 | NAYY 4x150 SE | 104 | 106 | 0.099725 | 0.208 | 0.08 | 261 | 0 | 0.27 | 1 | 1 | cs | TRUE
110 | LV_784-10_0_3_line_110 | NAYY 4x150 SE | 105 | 107 | 0.31154 | 0.208 | 0.08 | 261 | 0 | 0.27 | 1 | 1 | cs | TRUE
111 | LV_784-10_0_3_line_111 | NAYY 4x150 SE | 106 | 108 | 0.050763 | 0.208 | 0.08 | 261 | 0 | 0.27 | 1 | 1 | cs | TRUE
112 | LV_784-10_0_3_line_112 | NAYY 4x150 SE | 106 | 109 | 0.050145 | 0.208 | 0.08 | 261 | 0 | 0.27 | 1 | 1 | cs | TRUE
113 | LV_784-10_0_3_line_113 | NAYY 4x150 SE | 107 | 153 | 0.091338 | 0.208 | 0.08 | 261 | 0 | 0.27 | 1 | 1 | cs | TRUE
114 | LV_784-10_0_3_line_114 | NAYY 4x150 SE | 108 | 134 | 0.058952 | 0.208 | 0.08 | 261 | 0 | 0.27 | 1 | 1 | cs | TRUE
115 | LV_784-10_0_3_line_115 | NAYY 4x150 SE | 108 | 135 | 0.15078 | 0.208 | 0.08 | 261 | 0 | 0.27 | 1 | 1 | cs | TRUE
116 | LV_784-10_0_3_line_116 | NAYY 4x150 SE | 109 | 123 | 0.14715 | 0.208 | 0.08 | 261 | 0 | 0.27 | 1 | 1 | cs | TRUE
117 | LV_784-10_0_3_line_117 | NAYY 4x150 SE | 110 | 111 | 0.0087613 | 0.208 | 0.08 | 261 | 0 | 0.27 | 1 | 1 | cs | TRUE
118 | LV_784-10_0_3_line_118 | NAYY 4x150 SE | 110 | 112 | 0.037318 | 0.208 | 0.08 | 261 | 0 | 0.27 | 1 | 1 | cs | TRUE
119 | LV_784-10_0_3_line_119 | NAYY 4x150 SE | 112 | 113 | 0.053279 | 0.208 | 0.08 | 261 | 0 | 0.27 | 1 | 1 | cs | TRUE
120 | LV_784-10_0_3_line_120 | NAYY 4x150 SE | 112 | 114 | 0.29803 | 0.208 | 0.08 | 261 | 0 | 0.27 | 1 | 1 | cs | TRUE
121 | LV_784-10_0_3_line_121 | NAYY 4x150 SE | 113 | 115 | 0.012911 | 0.208 | 0.08 | 261 | 0 | 0.27 | 1 | 1 | cs | TRUE
122 | LV_784-10_0_3_line_122 | NAYY 4x150 SE | 114 | 116 | 0.27004 | 0.208 | 0.08 | 261 | 0 | 0.27 | 1 | 1 | cs | TRUE
123 | LV_784-10_0_3_line_123 | NAYY 4x150 SE | 114 | 117 | 0.1118 | 0.208 | 0.08 | 261 | 0 | 0.27 | 1 | 1 | cs | TRUE
124 | LV_784-10_0_3_line_124 | NAYY 4x150 SE | 115 | 118 | 0.0050673 | 0.208 | 0.08 | 261 | 0 | 0.27 | 1 | 1 | cs | TRUE
125 | LV_784-10_0_3_line_125 | NAYY 4x150 SE | 116 | 119 | 0.21927 | 0.208 | 0.08 | 261 | 0 | 0.27 | 1 | 1 | cs | TRUE
126 | LV_784-10_0_3_line_126 | NAYY 4x150 SE | 117 | 120 | 0.10238 | 0.208 | 0.08 | 261 | 0 | 0.27 | 1 | 1 | cs | TRUE
127 | LV_784-10_0_3_line_127 | NAYY 4x150 SE | 118 | 122 | 0.017228 | 0.208 | 0.08 | 261 | 0 | 0.27 | 1 | 1 | cs | TRUE
128 | LV_784-10_0_3_line_128 | NAYY 4x150 SE | 120 | 155 | 0.002247 | 0.208 | 0.08 | 261 | 0 | 0.27 | 1 | 1 | cs | TRUE
129 | LV_784-10_0_3_line_129 | NAYY 4x150 SE | 121 | 122 | 0.00055091 | 0.208 | 0.08 | 261 | 0 | 0.27 | 1 | 1 | cs | TRUE
130 | LV_784-10_0_3_line_130 | NAYY 4x150 SE | 121 | 123 | 0.017335 | 0.208 | 0.08 | 261 | 0 | 0.27 | 1 | 1 | cs | TRUE
131 | LV_784-10_0_3_line_131 | NAYY 4x150 SE | 123 | 124 | 0.012293 | 0.208 | 0.08 | 261 | 0 | 0.27 | 1 | 1 | cs | TRUE
132 | LV_784-10_0_3_line_132 | NAYY 4x150 SE | 124 | 125 | 0.050493 | 0.208 | 0.08 | 261 | 0 | 0.27 | 1 | 1 | cs | TRUE
133 | LV_784-10_0_3_line_133 | NAYY 4x150 SE | 124 | 126 | 0.014774 | 0.208 | 0.08 | 261 | 0 | 0.27 | 1 | 1 | cs | TRUE
134 | LV_784-10_0_3_line_134 | NAYY 4x150 SE | 125 | 127 | 0.022703 | 0.208 | 0.08 | 261 | 0 | 0.27 | 1 | 1 | cs | TRUE
135 | LV_784-10_0_3_line_135 | NAYY 4x150 SE | 126 | 128 | 0.002376 | 0.208 | 0.08 | 261 | 0 | 0.27 | 1 | 1 | cs | TRUE
136 | LV_784-10_0_3_line_136 | NAYY 4x150 SE | 127 | 133 | 0.022705 | 0.208 | 0.08 | 261 | 0 | 0.27 | 1 | 1 | cs | TRUE
137 | LV_784-10_0_3_line_137 | NAYY 4x150 SE | 128 | 130 | 0.0065375 | 0.208 | 0.08 | 261 | 0 | 0.27 | 1 | 1 | cs | TRUE
138 | LV_784-10_0_3_line_138 | NAYY 4x150 SE | 129 | 130 | 0.0018135 | 0.208 | 0.08 | 261 | 0 | 0.27 | 1 | 1 | cs | TRUE
139 | LV_784-10_0_3_line_139 | NAYY 4x150 SE | 131 | 132 | 0.010329 | 0.208 | 0.08 | 261 | 0 | 0.27 | 1 | 1 | cs | TRUE
140 | LV_784-10_0_3_line_140 | NAYY 4x150 SE | 132 | 138 | 0.032159 | 0.208 | 0.08 | 261 | 0 | 0.27 | 1 | 1 | cs | TRUE
141 | LV_784-10_0_3_line_141 | NAYY 4x150 SE | 135 | 136 | 0.0089165 | 0.208 | 0.08 | 261 | 0 | 0.27 | 1 | 1 | cs | TRUE
142 | LV_784-10_0_3_line_142 | NAYY 4x150 SE | 135 | 137 | 0.056566 | 0.208 | 0.08 | 261 | 0 | 0.27 | 1 | 1 | cs | TRUE
143 | LV_784-10_0_3_line_143 | NAYY 4x150 SE | 137 | 162 | 0.0075681 | 0.208 | 0.08 | 261 | 0 | 0.27 | 1 | 1 | cs | TRUE
144 | LV_784-10_0_3_line_144 | NAYY 4x150 SE | 138 | 139 | 0.011498 | 0.208 | 0.08 | 261 | 0 | 0.27 | 1 | 1 | cs | TRUE
145 | LV_784-10_0_3_line_145 | NAYY 4x150 SE | 142 | 143 | 0.0036366 | 0.208 | 0.08 | 261 | 0 | 0.27 | 1 | 1 | cs | TRUE
146 | LV_784-10_0_3_line_146 | NAYY 4x150 SE | 142 | 144 | 0.015104 | 0.208 | 0.08 | 261 | 0 | 0.27 | 1 | 1 | cs | TRUE
147 | LV_784-10_0_3_line_147 | NAYY 4x150 SE | 143 | 145 | 0.012153 | 0.208 | 0.08 | 261 | 0 | 0.27 | 1 | 1 | cs | TRUE
148 | LV_784-10_0_3_line_148 | NAYY 4x150 SE | 144 | 146 | 0.058643 | 0.208 | 0.08 | 261 | 0 | 0.27 | 1 | 1 | cs | TRUE
149 | LV_784-10_0_3_line_149 | NAYY 4x150 SE | 145 | 147 | 0.002814 | 0.208 | 0.08 | 261 | 0 | 0.27 | 1 | 1 | cs | TRUE
150 | LV_784-10_0_3_line_150 | NAYY 4x150 SE | 146 | 148 | 0.039684 | 0.208 | 0.08 | 261 | 0 | 0.27 | 1 | 1 | cs | TRUE
151 | LV_784-10_0_3_line_151 | NAYY 4x150 SE | 147 | 149 | 0.00041237 | 0.208 | 0.08 | 261 | 0 | 0.27 | 1 | 1 | cs | TRUE
152 | LV_784-10_0_3_line_152 | NAYY 4x150 SE | 148 | 150 | 0.028973 | 0.208 | 0.08 | 261 | 0 | 0.27 | 1 | 1 | cs | TRUE
153 | LV_784-10_0_3_line_153 | NAYY 4x150 SE | 149 | 154 | 0.13645 | 0.208 | 0.08 | 261 | 0 | 0.27 | 1 | 1 | cs | TRUE
154 | LV_784-10_0_3_line_154 | NAYY 4x150 SE | 150 | 151 | 0.042035 | 0.208 | 0.08 | 261 | 0 | 0.27 | 1 | 1 | cs | TRUE
155 | LV_784-10_0_3_line_155 | NAYY 4x150 SE | 151 | 152 | 0.18581 | 0.208 | 0.08 | 261 | 0 | 0.27 | 1 | 1 | cs | TRUE
156 | LV_784-10_0_3_line_156 | NAYY 4x150 SE | 151 | 153 | 0.21974 | 0.208 | 0.08 | 261 | 0 | 0.27 | 1 | 1 | cs | TRUE
157 | LV_784-10_0_3_line_157 | NAYY 4x150 SE | 155 | 159 | 0.13957 | 0.208 | 0.08 | 261 | 0 | 0.27 | 1 | 1 | cs | TRUE
158 | LV_784-10_0_3_line_158 | NAYY 4x150 SE | 156 | 157 | 0.063854 | 0.208 | 0.08 | 261 | 0 | 0.27 | 1 | 1 | cs | TRUE
159 | LV_784-10_0_3_line_159 | NAYY 4x150 SE | 156 | 158 | 0.034552 | 0.208 | 0.08 | 261 | 0 | 0.27 | 1 | 1 | cs | TRUE
160 | LV_784-10_0_3_line_160 | NAYY 4x150 SE | 157 | 160 | 0.10777 | 0.208 | 0.08 | 261 | 0 | 0.27 | 1 | 1 | cs | TRUE
161 | LV_784-10_0_3_line_161 | NAYY 4x150 SE | 159 | 161 | 0.0066531 | 0.208 | 0.08 | 261 | 0 | 0.27 | 1 | 1 | cs | TRUE
162 | LV_784-10_0_3_line_162 | NAYY 4x150 SE | 160 | 169 | 0.026331 | 0.208 | 0.08 | 261 | 0 | 0.27 | 1 | 1 | cs | TRUE
163 | LV_784-10_0_3_line_163 | NAYY 4x150 SE | 160 | 170 | 0.026824 | 0.208 | 0.08 | 261 | 0 | 0.27 | 1 | 1 | cs | TRUE
164 | LV_784-10_0_3_line_164 | NAYY 4x150 SE | 161 | 170 | 0.0071484 | 0.208 | 0.08 | 261 | 0 | 0.27 | 1 | 1 | cs | TRUE
165 | LV_784-10_0_3_line_165 | NAYY 4x150 SE | 162 | 163 | 0.010485 | 0.208 | 0.08 | 261 | 0 | 0.27 | 1 | 1 | cs | TRUE
166 | LV_784-10_0_3_line_166 | NAYY 4x150 SE | 163 | 164 | 0.036662 | 0.208 | 0.08 | 261 | 0 | 0.27 | 1 | 1 | cs | TRUE
167 | LV_784-10_0_3_line_167 | NAYY 4x150 SE | 165 | 166 | 0.049527 | 0.208 | 0.08 | 261 | 0 | 0.27 | 1 | 1 | cs | TRUE
168 | LV_784-10_0_3_line_168 | NAYY 4x150 SE | 166 | 167 | 0.020882 | 0.208 | 0.08 | 261 | 0 | 0.27 | 1 | 1 | cs | TRUE
169 | LV_784-10_0_3_line_169 | NAYY 4x150 SE | 167 | 168 | 0.64455 | 0.208 | 0.08 | 261 | 0 | 0.27 | 1 | 1 | cs | TRUE
170 | LV_784-10_0_3_line_170 | NAYY 4x150 SE | 169 | 171 | 0.0048654 | 0.208 | 0.08 | 261 | 0 | 0.27 | 1 | 1 | cs | TRUE
171 | LV_784-10_0_3_line_171 | NAYY 4x150 SE | 171 | 172 | 0.02314 | 0.208 | 0.08 | 261 | 0 | 0.27 | 1 | 1 | cs | TRUE
172 | LV_784-10_0_3_line_172 | NAYY 4x150 SE | 172 | 175 | 0.15857 | 0.208 | 0.08 | 261 | 0 | 0.27 | 1 | 1 | cs | TRUE
173 | LV_784-10_0_3_line_173 | NAYY 4x150 SE | 173 | 174 | 0.17361 | 0.208 | 0.08 | 261 | 0 | 0.27 | 1 | 1 | cs | TRUE
174 | LV_784-10_0_3_line_174 | NAYY 4x150 SE | 174 | 175 | 0.010138 | 0.208 | 0.08 | 261 | 0 | 0.27 | 1 | 1 | cs | TRUE

## trafo
| name | std_type | hv_bus | lv_bus | sn_mva | vn_hv_kv | vn_lv_kv | vk_percent | vkr_percent | pfe_kw | i0_percent | shift_degree | tap_side | tap_neutral | tap_min | tap_max | tap_step_percent | tap_step_degree | tap_pos | tap_phase_shifter | parallel | df | in_service
0 | LV_784-10_0_3_trafo_113 | 0.25 MVA 20/0.4 kV | 176 | 68 | 0.25 | 20 | 0.4 | 6 | 1.44 | 0.8 | 0.32 | 150 | hv | 0 | -2 | 2 | 2.5 | 0 | 0 | FALSE | 1 | 1 | TRUE

## line_geodata
| x0 | y0 | x1 | y1 | x2 | y2 | x3 | y3 | x4 | y4 | x5 | y5 | x6 | y6 | x7 | y7 | x8 | y8 | x9 | y9 | x10 | y10 | x11 | y11 | x12 | y12 | x13 | y13 | x14 | y14 | x15 | y15 | x16 | y16 | x17 | y17 | x18 | y18 | x19 | y19 | x20 | y20
0 | 2665903.7001 | 1173047.5455 | 2665911.1547 | 1173036.5878 | 2665918.461 | 1173036.3567 | 2665921.6412 | 1173033.9996
1 | 2665952.1643 | 1173138.7622 | 2665908.9448 | 1173114.563 | 2665884.6346 | 1173086.4915 | 2665897.2336 | 1173060.4484 | 2665910.7979 | 1173041.9202 | 2665903.7001 | 1173047.5455
2 | 2665222.6207 | 1174213.9632 | 2665952.1643 | 1173138.7622
3 | 2665227.9461 | 1174226.986 | 2665224.6362 | 1174219.8572 | 2665222.6207 | 1174213.9632
4 | 2665160.0048 | 1174541.3286 | 2665227.9461 | 1174226.986
5 | 2664412.8196 | 1173238.1877 | 2664042.987 | 1172854.9179
6 | 2664412.8196 | 1173238.1877 | 2664415.6927 | 1173239.1301 | 2664419.5773 | 1173240.1241
7 | 2664419.5773 | 1173240.1241 | 2664430.2592 | 1173242.8573
8 | 2663799.02 | 1173676.5545 | 2663557.6174 | 1173397.6021
9 | 2663814.1577 | 1173947.4636 | 2663799.02 | 1173676.5545
10 | 2664454.2142 | 1173249.0601 | 2664439.3659 | 1173245.1875 | 2664432.9187 | 1173243.5378
11 | 2664454.2142 | 1173249.0601 | 2664382.6793 | 1173621.1234
12 | 2664432.9187 | 1173243.5378 | 2664430.2592 | 1173242.8573
13 | 2664172.5963 | 1174009.1284 | 2664382.6793 | 1173621.1234
14 | 2664172.5963 | 1174009.1284 | 2664173.5464 | 1174009.3912 | 2664178.7281 | 1174011.7924 | 2664185.0345 | 1174015.5619 | 2664193.6334 | 1174020.8901 | 2664206.8768 | 1174029.6817
15 | 2664172.5963 | 1174009.1284 | 2664168.6136 | 1174008.0266 | 2664168.0338 | 1174007.9215
16 | 2664111.6398 | 1174012.9319 | 2664100.9398 | 1174011.0055 | 2664090.4581 | 1174007.2581 | 2664064.8805 | 1173999.3474 | 2664039.3955 | 1173988.4806 | 2664016.8056 | 1173982.1918 | 2663965.6096 | 1173952.9409 | 2663950.1797 | 1173947.807 | 2663907.8305 | 1173941.5193 | 2663895.244 | 1173939.3619 | 2663881.9025 | 1173938.4639 | 2663870.557 | 1173938.2542 | 2663865.4288 | 1173935.1201 | 2663850.6464 | 1173936.686 | 2663829.2396 | 1173943.4956 | 2663822.1569 | 1173946.5553 | 2663814.1577 | 1173947.4636
17 | 2664164.2482 | 1174007.2351 | 2664161.9517 | 1174013.9143 | 2664161.3014 | 1174017.5205 | 2664161.3421 | 1174020.8672 | 2664162.1647 | 1174024.0222 | 2664169.0234 | 1174040.5047 | 2664170.5891 | 1174045.6799 | 2664171.0612 | 1174049.4426 | 2664170.6573 | 1174053.6073 | 2664169.6503 | 1174056.9651 | 2664168.2223 | 1174060.3629 | 2664164.3361 | 1174066.9584 | 2664150.4017 | 1174082.9184 | 2664133.9699 | 1174102.8632
18 | 2664113.269 | 1174113.8058 | 2664116.9604 | 1174113.2671 | 2664119.9042 | 1174112.5537 | 2664123.691 | 1174110.9599 | 2664125.912 | 1174109.9164 | 2664129.4329 | 1174107.4415 | 2664132.7153 | 1174104.386 | 2664133.9699 | 1174102.8632
19 | 2664164.2482 | 1174007.2351 | 2664157.8268 | 1174007.0775 | 2664144.2488 | 1174007.566 | 2664111.6398 | 1174012.9319
20 | 2664164.2482 | 1174007.2351 | 2664168.0338 | 1174007.9215
21 | 2664113.269 | 1174113.8058 | 2664109.6289 | 1174113.8447 | 2664107.551 | 1174113.6558
22 | 2664113.269 | 1174113.8058 | 2664123.2653 | 1174120.0271 | 2664128.22 | 1174129.3519 | 2664135.6343 | 1174136.046 | 2664140.8032 | 1174143.2163 | 2664142.5132 | 1174143.8636
23 | 2664111.6398 | 1174012.9319 | 2664100.6393 | 1174016.95 | 2664083.8419 | 1174025.331 | 2664061.7171 | 1174037.813 | 2664037.8599 | 1174055.713
24 | 2664107.551 | 1174113.6558 | 2664103.8837 | 1174112.6605 | 2664100.8018 | 1174111.2602 | 2664093.216 | 1174107.0101 | 2664089.9015 | 1174105.9186 | 2664086.5806 | 1174105.4162 | 2664082.5631 | 1174105.7068 | 2664079.212 | 1174106.6049 | 2664077.0197 | 1174107.8266 | 2664074.9672 | 1174109.5612 | 2664073.9401 | 1174111.3816
25 | 2664156.6207 | 1174167.0987 | 2664152.5617 | 1174147.6667 | 2664142.5132 | 1174143.8636
26 | 2664156.6207 | 1174167.0987 | 2664156.6344 | 1174167.2434 | 2664155.5273 | 1174189.2661 | 2664155.347 | 1174194.6894
27 | 2664156.6207 | 1174167.0987 | 2664106.5966 | 1174162.2061 | 2664071.414 | 1174161.6192 | 2664051.9737 | 1174159.0436 | 2664043.0353 | 1174158.3034 | 2664036.9573 | 1174161.0846
28 | 2664206.8768 | 1174029.6817 | 2664208.1354 | 1174030.5172 | 2664214.4726 | 1174033.6448
29 | 2664155.347 | 1174194.6894 | 2664180.9382 | 1174614.4539
30 | 2664036.9573 | 1174161.0846 | 2664033.9715 | 1174159.274 | 2663970.4943 | 1174123.0882 | 2663937.1451 | 1174104.4086
31 | 2664215.5077 | 1174034.1557 | 2664214.4726 | 1174033.6448
32 | 2664232.694 | 1174040.9917 | 2664223.4243 | 1174038.0628 | 2664215.5077 | 1174034.1557
33 | 2664234.4994 | 1174041.5621 | 2664232.694 | 1174040.9917
34 | 2664234.4994 | 1174041.5621 | 2664243.2703 | 1174044.3334
35 | 2664249.6094 | 1174046.3364 | 2664243.2703 | 1174044.3334
36 | 2664249.6094 | 1174046.3364 | 2664264.03 | 1174047.1356 | 2664317.853 | 1174063.6545 | 2664342.343 | 1174083.0944 | 2664368.984 | 1174104.4364 | 2664439.8762 | 1174129.9333 | 2664469.6193 | 1174169.2413
37 | 2664249.6094 | 1174046.3364 | 2664247.7427 | 1174052.8534 | 2664246.6721 | 1174057.7298
38 | 2664469.6193 | 1174169.2413 | 2664487.6351 | 1174176.9835 | 2664508.4828 | 1174183.7668 | 2664520.7848 | 1174188.1348
39 | 2664246.6721 | 1174057.7298 | 2664245.3991 | 1174063.5284
40 | 2664520.7848 | 1174188.1348 | 2664520.7848 | 1174188.1348 | 2664525.2488 | 1174196.8099 | 2664530.1289 | 1174199.4971 | 2664535.87 | 1174200.326 | 2664546.4426 | 1174197.7048 | 2664560.6122 | 1174196.2008 | 2664569.5338 | 1174199.921 | 2664611.426 | 1174244.1743 | 2664626.8408 | 1174257.6811 | 2664627.9165 | 1174258.3786
41 | 2664245.3991 | 1174063.5284 | 2664244.3263 | 1174068.4145 | 2664242.596 | 1174072.9096 | 2664239.7043 | 1174077.9835
42 | 2664232.1088 | 1174085.4044 | 2664236.4789 | 1174082.1827 | 2664239.6425 | 1174078.092 | 2664239.7043 | 1174077.9835
43 | 2664232.1088 | 1174085.4044 | 2664222.0078 | 1174075.4263
44 | 2664180.9382 | 1174614.4539 | 2664189.6715 | 1174626.4428 | 2664209.4033 | 1174656.6486
45 | 2664180.9382 | 1174614.4539 | 2663923.4347 | 1174764.9869
46 | 2664180.9382 | 1174614.4539 | 2664192.5104 | 1174616.9345 | 2664201.7118 | 1174623.0475 | 2664212.2953 | 1174630.0312 | 2664218.0602 | 1174632.183 | 2664226.8026 | 1174633.3105 | 2664241.4493 | 1174633.5673 | 2664258.7764 | 1174635.5538 | 2664271.6835 | 1174641.8844 | 2664298.5268 | 1174665.5407 | 2664305.2431 | 1174669.5148 | 2664312.469 | 1174671.5934 | 2664329.2355 | 1174673.085 | 2664361.8917 | 1174672.9904 | 2664375.3808 | 1174675.6588
47 | 2663921.4483 | 1174095.3921 | 2663936.867 | 1174104.2528 | 2663937.1451 | 1174104.4086
48 | 2664412.2114 | 1174698.3665 | 2664389.5434 | 1174681.1137 | 2664375.3808 | 1174675.6588
49 | 2664412.2114 | 1174698.3665 | 2664418.6783 | 1174709.8868 | 2664431.6127 | 1174722.9107 | 2664432.3377 | 1174724.0344
50 | 2664524.5134 | 1174741.6189 | 2664521.6409 | 1174744.2562 | 2664514.878 | 1174746.0623 | 2664505.0568 | 1174743.5999 | 2664493.0897 | 1174735.211 | 2664479.905 | 1174727.7097 | 2664463.175 | 1174720.7038 | 2664439.0312 | 1174714.1632 | 2664429.557 | 1174710.0036 | 2664412.2114 | 1174698.3665
51 | 2663749.7933 | 1174063.441 | 2663750.9457 | 1174070.1347 | 2663752.071 | 1174079.3741 | 2663752.613 | 1174097.4566 | 2663753.4132 | 1174124.3357 | 2663752.5127 | 1174132.8087 | 2663750.6159 | 1174139.3255 | 2663746.3482 | 1174148.0629 | 2663742.2124 | 1174154.4559 | 2663740.5776 | 1174156.2984
52 | 2663749.7933 | 1174063.441 | 2663747.2077 | 1174057.7881 | 2663744.0364 | 1174051.84 | 2663739.1888 | 1174044.6067 | 2663731.6833 | 1174034.2101
53 | 2663749.7933 | 1174063.441 | 2663797.2349 | 1174050.9823 | 2663801.8109 | 1174052.1093
54 | 2663731.6833 | 1174034.2101 | 2663693.5578 | 1174016.8848 | 2663667.0504 | 1174004.3189 | 2663657.0073 | 1174001.7221 | 2663647.0571 | 1173999.7488 | 2663633.8754 | 1174000.365 | 2663613.6664 | 1174004.5977 | 2663576.5086 | 1174014.254 | 2663559.0908 | 1174017.7605 | 2663547.4065 | 1174018.515 | 2663539.5937 | 1174016.8758 | 2663528.4453 | 1174012.511 | 2663517.8308 | 1174006.1062 | 2663507.6729 | 1173998.4612 | 2663487.9778 | 1173984.9098
55 | 2663801.8109 | 1174052.1093 | 2663834.132 | 1174060.1017 | 2663870.8646 | 1174070.287 | 2663887.9747 | 1174077.0172 | 2663905.1523 | 1174086.0272 | 2663921.4483 | 1174095.3921
56 | 2663297.4884 | 1173996.6103 | 2663300.2912 | 1173994.636 | 2663320.5503 | 1173976.9397 | 2663331.5272 | 1173967.1389 | 2663341.6022 | 1173958.7627 | 2663350.8213 | 1173952.5009 | 2663360.3013 | 1173946.8866 | 2663377.5912 | 1173941.744 | 2663394.0127 | 1173939.9163 | 2663408.7298 | 1173940.8945 | 2663421.7719 | 1173944.0896 | 2663435.7502 | 1173949.8627 | 2663447.9742 | 1173957.3849 | 2663487.9778 | 1173984.9098
57 | 2663277.0091 | 1174008.9653 | 2663289.3132 | 1174002.369 | 2663297.4884 | 1173996.6103
58 | 2663297.4884 | 1173996.6103 | 2663259.0888 | 1173797.7219
59 | 2663277.0091 | 1174008.9653 | 2663275.328 | 1174021.1877 | 2663275.328 | 1174021.1877
60 | 2664954.4956 | 1174641.7326 | 2664964.2424 | 1174638.9558
61 | 2665042.7895 | 1174617.7639 | 2665029.8982 | 1174622.7381 | 2665018.3386 | 1174627.5934 | 2665003.4139 | 1174633.235 | 2664986.1749 | 1174635.8387 | 2664968.293 | 1174637.8019 | 2664964.2424 | 1174638.9558
62 | 2664954.4956 | 1174641.7326 | 2665001.0439 | 1174666.3947
63 | 2664954.4956 | 1174641.7326 | 2664942.7968 | 1174635.4358 | 2664937.9855 | 1174632.8515
64 | 2665042.7895 | 1174617.7639 | 2665064.9601 | 1174604.5967 | 2665096.6695 | 1174576.9248 | 2665109.3653 | 1174567.6753
65 | 2665070.5852 | 1174633.7073 | 2665054.631 | 1174624.9962 | 2665042.7895 | 1174617.7639
66 | 2665001.0439 | 1174666.3947 | 2665023.3766 | 1174678.4544 | 2665038.4075 | 1174686.2771 | 2665049.4324 | 1174691.2438 | 2665063.6784 | 1174696.0009 | 2665077.9551 | 1174699.3353 | 2665092.9685 | 1174701.0101 | 2665107.5231 | 1174701.9906 | 2665153.7396 | 1174704.3571
67 | 2664937.9855 | 1174632.8515 | 2664886.377 | 1174605.131 | 2664877.9015 | 1174600.4726
68 | 2665109.3653 | 1174567.6753 | 2665113.69 | 1174564.5246
69 | 2665334.7646 | 1174578.1397 | 2665330.107 | 1174576.9492 | 2665318.945 | 1174574.7488 | 2665307.8472 | 1174574.3723 | 2665295.0628 | 1174576.5122 | 2665280.3012 | 1174581.8881 | 2665266.94 | 1174592.0819 | 2665257.6588 | 1174602.5424 | 2665252.6104 | 1174611.8706 | 2665240.9388 | 1174643.1836 | 2665229.6798 | 1174674.5234 | 2665220.7094 | 1174689.4676 | 2665213.8094 | 1174695.4183 | 2665210.3417 | 1174697.9153 | 2665205.4086 | 1174700.8745 | 2665196.2259 | 1174704.4101 | 2665185.6679 | 1174705.7407 | 2665173.0091 | 1174705.5031 | 2665160.4253 | 1174704.6994 | 2665153.7396 | 1174704.3571
70 | 2664871.6139 | 1174597.0168 | 2664877.9015 | 1174600.4726
71 | 2665114.5231 | 1174563.9176 | 2665113.69 | 1174564.5246
72 | 2665454.6044 | 1174727.7957 | 2665423.623 | 1174722.2383 | 2665403.5422 | 1174719.7069 | 2665379.4084 | 1174721.4673 | 2665329.9376 | 1174732.2571
73 | 2665479.4499 | 1174732.2525 | 2665454.6044 | 1174727.7957
74 | 2665334.7646 | 1174578.1397 | 2665341.1018 | 1174579.7594 | 2665372.9041 | 1174587.9213 | 2665388.7144 | 1174592.2625 | 2665404.33 | 1174596.9241 | 2665413.3672 | 1174601.1583 | 2665421.1186 | 1174606.9127 | 2665425.8635 | 1174611.4114 | 2665425.8635 | 1174611.4114
75 | 2664871.6139 | 1174597.0168 | 2664868.1653 | 1174595.1214
76 | 2665119.0425 | 1174560.6249 | 2665114.5231 | 1174563.9176
77 | 2665119.0425 | 1174560.6249 | 2665160.0048 | 1174541.3286
78 | 2665119.0425 | 1174560.6249 | 2665105.1489 | 1174543.0977 | 2665099.9039 | 1174540.973 | 2665094.8607 | 1174541.3852 | 2665083.0354 | 1174548.1608 | 2665077.9297 | 1174548.6114
79 | 2665077.9297 | 1174548.6114 | 2665065.869 | 1174549.6756 | 2665055.3029 | 1174548.9163 | 2665045.3616 | 1174545.6129
80 | 2664868.1653 | 1174595.1214 | 2664696.8909 | 1174809.212
81 | 2664524.5134 | 1174741.6189 | 2664555.4909 | 1174753.97 | 2664582.3373 | 1174764.3979 | 2664594.767 | 1174770.9909 | 2664607.8745 | 1174780.6707 | 2664615.7866 | 1174789.294 | 2664624.5339 | 1174797.0369 | 2664632.813 | 1174800.6948 | 2664648.188 | 1174803.5619 | 2664662.5614 | 1174805.0175 | 2664672.3353 | 1174804.756 | 2664683.9086 | 1174805.6701 | 2664690.7835 | 1174807.6564 | 2664696.8909 | 1174809.212
82 | 2664456.837 | 1174677.9674 | 2664476.8659 | 1174697.3632
83 | 2664524.5134 | 1174741.6189 | 2664526.7118 | 1174736.2618 | 2664526.9481 | 1174731.3504 | 2664525.4369 | 1174724.7082 | 2664519.6478 | 1174720.5659 | 2664509.9357 | 1174716.4815 | 2664493.0091 | 1174709.9849 | 2664483.3519 | 1174703.6443 | 2664476.8659 | 1174697.3632
84 | 2664456.837 | 1174677.9674 | 2664503.7532 | 1174683.4965 | 2664512.1132 | 1174691.0239 | 2664518.5861 | 1174697.7083
85 | 2665479.4499 | 1174732.2525 | 2665478.9052 | 1174729.6229 | 2665481.67 | 1174719.5913
86 | 2665479.4499 | 1174732.2525 | 2665484.4952 | 1174737.9441 | 2665491.4588 | 1174740.8005
87 | 2665479.4499 | 1174732.2525 | 2665464.7314 | 1174726.6889 | 2665454.3428 | 1174721.6061 | 2665447.5106 | 1174715.0168 | 2665445.2203 | 1174708.3881 | 2665442.3547 | 1174699.5909
88 | 2665488.2594 | 1174695.6835 | 2665481.67 | 1174719.5913
89 | 2665491.4588 | 1174740.8005 | 2665503.9582 | 1174745.9275 | 2665514.9405 | 1174749.1492 | 2665522.0063 | 1174750.1928
90 | 2665440.8088 | 1174694.8453 | 2665442.3547 | 1174699.5909
91 | 2665488.2594 | 1174695.6835 | 2665505.2193 | 1174710.2434 | 2665517.7253 | 1174717.4729 | 2665542.8144 | 1174726.9631 | 2665590.7009 | 1174736.044
92 | 2665488.2594 | 1174695.6835 | 2665480.378 | 1174687.1483 | 2665471.6783 | 1174675.8248 | 2665462.91 | 1174663.0776 | 2665444.6495 | 1174636.6414 | 2665425.8635 | 1174611.4114
93 | 2665593.9765 | 1174771.9794 | 2665577.6725 | 1174760.4404 | 2665565.2522 | 1174756.5804 | 2665522.0063 | 1174750.1928
94 | 2665439.5457 | 1174690.9942 | 2665440.234 | 1174693.0806 | 2665440.8088 | 1174694.8453
95 | 2665602.5765 | 1174738.2613 | 2665601.9768 | 1174738.1823 | 2665590.7009 | 1174736.044
96 | 2665425.8635 | 1174611.4114 | 2665578.6647 | 1174470.5375
97 | 2665602.7491 | 1174778.188 | 2665593.9765 | 1174771.9794
98 | 2665602.5765 | 1174738.2613 | 2665603.2658 | 1174738.3521
99 | 2665578.6647 | 1174470.5375 | 2665629.2377 | 1174464.4927 | 2665656.5827 | 1174461.9261
100 | 2665643.2467 | 1174807.1501 | 2665632.7551 | 1174797.9079 | 2665603.8704 | 1174778.9815 | 2665602.7491 | 1174778.188
101 | 2665788.8625 | 1174912.4144 | 2665781.4699 | 1174908.8759 | 2665769.7505 | 1174903.8891 | 2665758.2064 | 1174897.548 | 2665742.1821 | 1174888.4118 | 2665722.8876 | 1174874.1925 | 2665676.472 | 1174836.4188 | 2665643.2467 | 1174807.1501
102 | 2665837.4906 | 1174928.9012 | 2665788.8625 | 1174912.4144
103 | 2665837.4906 | 1174928.9012 | 2665844.6461 | 1174941.4882
104 | 2665837.4906 | 1174928.9012 | 2665850.9681 | 1174929.7384 | 2665868.9348 | 1174929.7578 | 2665910.3931 | 1174911.2579 | 2665916.6536 | 1174907.7705
105 | 2665844.6461 | 1174941.4882 | 2665844.8488 | 1174941.8448 | 2665845.024 | 1174942.0397
106 | 2665927.8857 | 1174901.514 | 2665916.6536 | 1174907.7705
107 | 2665957.8335 | 1174773.2168 | 2666006.0865 | 1174811.6752 | 2666015.4241 | 1174818.415 | 2666030.4038 | 1174826.5844 | 2666048.2683 | 1174833.8294 | 2666058.7806 | 1174837.1429
108 | 2665957.8335 | 1174773.2168 | 2665951.2477 | 1174521.9758
109 | 2666153.8925 | 1174867.1223 | 2666058.7806 | 1174837.1429
110 | 2665951.2477 | 1174521.9758 | 2665959.2135 | 1174522.7971 | 2665964.8096 | 1174523.559 | 2665970.7695 | 1174524.6251 | 2666040.3933 | 1174544.146 | 2666067.4034 | 1174548.6012 | 2666097.9488 | 1174551.4056 | 2666120.0096 | 1174540.1088 | 2666159.7745 | 1174534.7328 | 2666200.0762 | 1174531.9977 | 2666218.6216 | 1174524.031 | 2666230.391 | 1174517.6017 | 2666248.0841 | 1174516.1961 | 2666252.8424 | 1174515.405
111 | 2666204.1082 | 1174870.6333 | 2666180.009 | 1174872.7466 | 2666153.8925 | 1174867.1223
112 | 2666153.8925 | 1174867.1223 | 2666139.9061 | 1174870.1365 | 2666104.4188 | 1174875.1371
113 | 2666327.5181 | 1174467.8346 | 2666305.0639 | 1174490.455 | 2666276.6793 | 1174511.4423 | 2666252.8424 | 1174515.405
114 | 2666204.1082 | 1174870.6333 | 2666210.6219 | 1174874.8186 | 2666239.0826 | 1174871.6975 | 2666256.2699 | 1174866.8511 | 2666260.253 | 1174864.3166
115 | 2666337.7184 | 1174801.1467 | 2666332.5466 | 1174804.2135 | 2666316.7125 | 1174813.1992 | 2666300.2429 | 1174822.2669 | 2666259.2544 | 1174845.8277 | 2666232.2518 | 1174860.916 | 2666218.491 | 1174867.0344 | 2666204.1082 | 1174870.6333
116 | 2665959.6541 | 1174881.2597 | 2665971.0094 | 1174875.5479 | 2665983.5205 | 1174871.8055 | 2666070.9878 | 1174878.5713 | 2666085.23 | 1174878.0055 | 2666099.3675 | 1174875.8488 | 2666104.4188 | 1174875.1371
117 | 2666069.2123 | 1174963.7195 | 2666077.9732 | 1174963.8015
118 | 2666039.4281 | 1174942.3712 | 2666049.6168 | 1174953.0338 | 2666058.3577 | 1174959.0889 | 2666067.6573 | 1174963.705 | 2666069.2123 | 1174963.7195
119 | 2666039.4281 | 1174942.3712 | 2666037.2953 | 1174939.5684 | 2666032.1192 | 1174931.9294 | 2666023.4403 | 1174923.0178 | 2666011.9424 | 1174911.118 | 2666000.7144 | 1174908.4391
120 | 2666039.658 | 1175143.7652 | 2666040.1263 | 1175124.1371 | 2666039.9147 | 1175106.5471 | 2666046.2272 | 1175091.4969 | 2666056.639 | 1175077.7037 | 2666081.7948 | 1175071.2102 | 2666074.1959 | 1175057.2742 | 2666051.6133 | 1175054.3352 | 2666040.5896 | 1175045.231 | 2666040.3522 | 1175029.286 | 2666042.1173 | 1175018.2659 | 2666039.3554 | 1175008.0186 | 2666029.1178 | 1175006.6719 | 2666017.5772 | 1175011.8701 | 2666020.1062 | 1175005.7612 | 2666012.9061 | 1174988.9169 | 2666005.9702 | 1174985.5721 | 2666014.662 | 1174978.7194 | 2666022.9771 | 1174968.5829 | 2666028.0171 | 1174958.0101 | 2666039.4281 | 1174942.3712
121 | 2665988.2889 | 1174904.9575 | 2665995.578 | 1174907.2136 | 2666000.7144 | 1174908.4391
122 | 2666039.658 | 1175143.7652 | 2666033.2827 | 1175143.684 | 2666026.1255 | 1175140.3256 | 2666019.2595 | 1175134.1243 | 2666008.5932 | 1175127.9814 | 2666001.3763 | 1175125.8786 | 2665991.0516 | 1175125.5093 | 2665977.2161 | 1175123.9008 | 2665963.4 | 1175121.2252 | 2665946.6042 | 1175116.2824 | 2665937.6251 | 1175113.1264 | 2665928.2877 | 1175110.578 | 2665912.0362 | 1175108.9764 | 2665895.5808 | 1175110.6189 | 2665867.4604 | 1175109.3318 | 2665838.8912 | 1175104.3489 | 2665804.6524 | 1175096.9805 | 2665778.5804 | 1175088.7568
123 | 2666039.658 | 1175143.7652 | 2666066.9788 | 1175144.0549 | 2666084.9833 | 1175147.5217 | 2666099.8526 | 1175137.8688 | 2666113.4807 | 1175129.8477 | 2666132.3798 | 1175126.3761 | 2666145.199 | 1175130.2208
124 | 2665988.2889 | 1174904.9575 | 2665983.4481 | 1174903.4593
125 | 2665778.5804 | 1175088.7568 | 2665769.8802 | 1175091.5297 | 2665760.8246 | 1175091.1636 | 2665717.1593 | 1175085.8603 | 2665695.7761 | 1175083.0024 | 2665688.6513 | 1175081.557 | 2665683.6734 | 1175079.5347 | 2665679.4238 | 1175076.631 | 2665672.3602 | 1175074.4747 | 2665653.0485 | 1175072.3512 | 2665640.5456 | 1175070.5135 | 2665620.1712 | 1175065.5879 | 2665607.6988 | 1175060.9601 | 2665590.3591 | 1175059.5699 | 2665582.2403 | 1175058.8252 | 2665573.6347 | 1175057.1414 | 2665565.5375 | 1175054.4181 | 2665564.4442 | 1175054.0717
126 | 2666235.3529 | 1175165.9226 | 2666221.0002 | 1175162.0065 | 2666211.7037 | 1175158.5353 | 2666201.9904 | 1175157.5054 | 2666193.9456 | 1175159.7624 | 2666173.9029 | 1175154.6385 | 2666165.0224 | 1175141.8668 | 2666150.7746 | 1175131.893 | 2666145.199 | 1175130.2208
127 | 2665970.8698 | 1174893.1196 | 2665973.9023 | 1174898.9263 | 2665978.3349 | 1174901.8766 | 2665983.4481 | 1174903.4593
128 | 2666237.2771 | 1175164.7543 | 2666235.3529 | 1175165.9226
129 | 2665970.8698 | 1174893.1196 | 2665970.6148 | 1174892.6313
130 | 2665959.6541 | 1174881.2597 | 2665968.1003 | 1174884.9324 | 2665969.8963 | 1174891.2557 | 2665970.6148 | 1174892.6313
131 | 2665950.1639 | 1174889.1044 | 2665959.6541 | 1174881.2597
132 | 2665950.1639 | 1174889.1044 | 2665909.2275 | 1174859.5457
133 | 2665950.1639 | 1174889.1044 | 2665937.2569 | 1174896.2939
134 | 2665909.2275 | 1174859.5457 | 2665890.8209 | 1174846.2549
135 | 2665937.2569 | 1174896.2939 | 2665935.1812 | 1174897.4502
136 | 2665872.4134 | 1174832.9635 | 2665890.8209 | 1174846.2549
137 | 2665929.4699 | 1174900.6315 | 2665935.1812 | 1174897.4502
138 | 2665927.8857 | 1174901.514 | 2665929.4699 | 1174900.6315
139 | 2665845.024 | 1174942.0397 | 2665851.9306 | 1174949.7202
140 | 2665876.0495 | 1174969.9985 | 2665867.4336 | 1174966.2174 | 2665862.3019 | 1174962.1811 | 2665856.6923 | 1174955.0155 | 2665851.9306 | 1174949.7202
141 | 2666337.7184 | 1174801.1467 | 2666345.3882 | 1174796.5994
142 | 2666337.7184 | 1174801.1467 | 2666342.4543 | 1174830.5823 | 2666350.1327 | 1174856.2091
143 | 2666351.9596 | 1174863.548 | 2666350.9634 | 1174858.9813 | 2666350.1327 | 1174856.2091
144 | 2665876.0495 | 1174969.9985 | 2665883.1533 | 1174973.116 | 2665886.3616 | 1174975.039
145 | 2666585.8937 | 1174728.3233 | 2666589.5148 | 1174728.6586
146 | 2666585.8937 | 1174728.3233 | 2666570.8541 | 1174726.9305
147 | 2666601.6425 | 1174729.2768 | 2666595.3962 | 1174729.2032 | 2666589.5148 | 1174728.6586
148 | 2666513.8865 | 1174739.3832 | 2666538.1864 | 1174731.6481 | 2666566.6165 | 1174726.5381 | 2666570.8541 | 1174726.9305
149 | 2666601.6425 | 1174729.2768 | 2666604.4563 | 1174729.3099
150 | 2666513.8865 | 1174739.3832 | 2666509.328 | 1174733.3181 | 2666504.924 | 1174723.6639 | 2666499.278 | 1174712.2505 | 2666493.1946 | 1174705.9584
151 | 2666604.4563 | 1174729.3099 | 2666604.8686 | 1174729.3147
152 | 2666493.1946 | 1174705.9584 | 2666475.0055 | 1174687.1453 | 2666473.2199 | 1174684.983
153 | 2666736.2125 | 1174697.8086 | 2666646.0193 | 1174728.4757 | 2666628.5974 | 1174729.5941 | 2666604.8686 | 1174729.3147
154 | 2666448.3893 | 1174651.3415 | 2666452.3339 | 1174659.6899 | 2666473.2199 | 1174684.983
155 | 2666532.4991 | 1174637.7653 | 2666504.4842 | 1174629.5169 | 2666501.0822 | 1174627.4114 | 2666498.9129 | 1174625.1528 | 2666497.6658 | 1174623.1489 | 2666498.072 | 1174614.0927 | 2666499.5656 | 1174597.9891 | 2666499.914 | 1174587.2535 | 2666499.9845 | 1174580.8841 | 2666497.9561 | 1174576.259 | 2666493.1856 | 1174575.5168 | 2666488.7039 | 1174577.0014 | 2666479.0381 | 1174581.2634 | 2666472.5262 | 1174585.1824 | 2666465.903 | 1174592.2464 | 2666461.1834 | 1174601.4105 | 2666457.2869 | 1174612.1845 | 2666455.1599 | 1174616.4634 | 2666450.093 | 1174629.3702 | 2666448.5732 | 1174641.638 | 2666448.3893 | 1174651.3415
156 | 2666448.3893 | 1174651.3415 | 2666327.5181 | 1174467.8346
157 | 2666237.2771 | 1175164.7543 | 2666256.3451 | 1175165.365 | 2666273.0246 | 1175175.2658 | 2666295.1583 | 1175195.2549 | 2666305.6713 | 1175203.4756 | 2666336.1591 | 1175214.641 | 2666340.0835 | 1175224.7901 | 2666354.6624 | 1175224.8179 | 2666354.6624 | 1175224.8179
158 | 2666164.627 | 1175222.7859 | 2666174.3356 | 1175233.2433 | 2666180.7175 | 1175238.9502 | 2666193.9712 | 1175245.4556 | 2666201.4691 | 1175250.4744 | 2666203.724 | 1175253.979 | 2666205.6341 | 1175255.4676 | 2666210.6095 | 1175257.6904 | 2666214.8228 | 1175258.3039 | 2666215.7509 | 1175258.1508
159 | 2666164.627 | 1175222.7859 | 2666131.0935 | 1175231.1139
160 | 2666322.5304 | 1175249.6769 | 2666299.3289 | 1175250.9324 | 2666275.6675 | 1175250.9156 | 2666244.476 | 1175251.5717 | 2666233.7455 | 1175252.665 | 2666221.4555 | 1175257.2098 | 2666215.7509 | 1175258.1508
161 | 2666354.6624 | 1175224.8179 | 2666349.4003 | 1175228.889
162 | 2666322.5304 | 1175249.6769 | 2666329.5649 | 1175250.2771 | 2666339.6844 | 1175253.2795 | 2666347.6645 | 1175256.7822
163 | 2666322.5304 | 1175249.6769 | 2666343.7463 | 1175233.2631
164 | 2666343.7463 | 1175233.2631 | 2666349.4003 | 1175228.889
165 | 2666354.1942 | 1174873.7921 | 2666351.9596 | 1174863.548
166 | 2666365.0494 | 1174894.6683 | 2666371.1974 | 1174891.1231 | 2666372.2665 | 1174886.399 | 2666369.2885 | 1174879.1508 | 2666363.6915 | 1174874.3529 | 2666354.1942 | 1174873.7921 | 2666354.1942 | 1174873.7921
167 | 2663255.1708 | 1174066.0739 | 2663260.2032 | 1174059.6165 | 2663263.2048 | 1174049.7982 | 2663275.328 | 1174021.1877
168 | 2663246.6398 | 1174084.8655 | 2663251.3434 | 1174070.9851 | 2663255.1708 | 1174066.0739
169 | 2663246.6398 | 1174084.8655 | 2663167.6089 | 1174724.5518
170 | 2666352.1197 | 1175258.7377 | 2666347.6645 | 1175256.7822
171 | 2666371.1282 | 1175271.6997 | 2666357.457 | 1175261.0804 | 2666352.1197 | 1175258.7377
172 | 2666371.1282 | 1175271.6997 | 2666388.891 | 1175285.4973 | 2666410.93 | 1175304.2961 | 2666418.9302 | 1175312.2669 | 2666423.7319 | 1175315.6664 | 2666433.5741 | 1175318.1545 | 2666443.5892 | 1175319.5217 | 2666452.3283 | 1175322.2088 | 2666465.5699 | 1175326.9915 | 2666477.6926 | 1175331.3393 | 2666491.5744 | 1175335.6177 | 2666504.3861 | 1175337.116 | 2666510.5114 | 1175337.6076
173 | 2666632.9999 | 1175459.5807 | 2666629.8255 | 1175455.4851 | 2666620.6325 | 1175440.6858 | 2666611.7416 | 1175426.9126 | 2666608.0293 | 1175420.4344 | 2666603.0129 | 1175408.85 | 2666597.6704 | 1175392.2035 | 2666595.1008 | 1175386.772 | 2666592.5993 | 1175384.165 | 2666587.6121 | 1175380.2741 | 2666579.2401 | 1175375.523 | 2666571.0323 | 1175371.1295 | 2666567.2379 | 1175368.5971 | 2666564.5543 | 1175365.8658 | 2666556.8542 | 1175357.0532 | 2666550.1808 | 1175350.0975 | 2666541.4946 | 1175344.0311 | 2666536.0107 | 1175341.4911 | 2666530.657 | 1175339.6307 | 2666520.6172 | 1175338.4188
174 | 2666510.5114 | 1175337.6076 | 2666520.6172 | 1175338.4188 | 2666520.6172 | 1175338.4188

## bus_geodata
| x | y | coords
0 | 2665921.6412 | 1173033.9996
1 | 2665903.7001 | 1173047.5455
2 | 2665952.1643 | 1173138.7622
3 | 2665222.6207 | 1174213.9632
4 | 2665227.9461 | 1174226.986
5 | 2664042.987 | 1172854.9179
6 | 2664412.8196 | 1173238.1877
7 | 2664419.5773 | 1173240.1241
8 | 2663557.6174 | 1173397.6021
9 | 2663799.02 | 1173676.5545
10 | 2664454.2142 | 1173249.0601
11 | 2664432.9187 | 1173243.5378
12 | 2664382.6793 | 1173621.1234
13 | 2664430.2592 | 1173242.8573
14 | 2664172.5963 | 1174009.1284
15 | 2663814.1577 | 1173947.4636
16 | 2664133.9699 | 1174102.8632
17 | 2664164.2482 | 1174007.2351
18 | 2664113.269 | 1174113.8058
19 | 2664111.6398 | 1174012.9319
20 | 2664168.0338 | 1174007.9215
21 | 2664107.551 | 1174113.6558
22 | 2664142.5132 | 1174143.8636
23 | 2664037.8599 | 1174055.713
24 | 2664073.9401 | 1174111.3816
25 | 2664156.6207 | 1174167.0987
26 | 2664206.8768 | 1174029.6817
27 | 2664155.347 | 1174194.6895
28 | 2664036.9573 | 1174161.0846
29 | 2664214.4726 | 1174033.6448
30 | 2664215.5077 | 1174034.1557
31 | 2664232.694 | 1174040.9917
32 | 2664234.4994 | 1174041.5621
33 | 2664243.2703 | 1174044.3334
34 | 2664249.6094 | 1174046.3364
35 | 2664469.6193 | 1174169.2413
36 | 2664246.6721 | 1174057.7298
37 | 2664520.7848 | 1174188.1348
38 | 2664245.3991 | 1174063.5284
39 | 2664627.9165 | 1174258.3786
40 | 2664239.7043 | 1174077.9835
41 | 2664222.0078 | 1174075.4263
42 | 2664232.1088 | 1174085.4044
43 | 2664180.9382 | 1174614.4539
44 | 2663937.1451 | 1174104.4086
45 | 2664375.3808 | 1174675.6588
46 | 2664412.2114 | 1174698.3666
47 | 2663740.5776 | 1174156.2984
48 | 2663749.7934 | 1174063.441
49 | 2663731.6833 | 1174034.2101
50 | 2663801.8109 | 1174052.1093
51 | 2663487.9778 | 1173984.9098
52 | 2663921.4483 | 1174095.3921
53 | 2663297.4884 | 1173996.6103
54 | 2663259.0888 | 1173797.7219
55 | 2663277.0091 | 1174008.9653
56 | 2664964.2424 | 1174638.9558
57 | 2664954.4956 | 1174641.7326
58 | 2665042.7895 | 1174617.7639
59 | 2665001.0439 | 1174666.3947
60 | 2664937.9855 | 1174632.8515
61 | 2665109.3653 | 1174567.6753
62 | 2665070.5852 | 1174633.7073
63 | 2665153.7396 | 1174704.3571
64 | 2664877.9015 | 1174600.4726
65 | 2665113.69 | 1174564.5246
66 | 2665329.9376 | 1174732.2571
67 | 2665454.6044 | 1174727.7957
68 | 2665334.7646 | 1174578.1397
69 | 2664871.6139 | 1174597.0168
70 | 2665114.5231 | 1174563.9176
71 | 2665119.0425 | 1174560.6249
72 | 2665160.0048 | 1174541.3286
73 | 2665077.9297 | 1174548.6114
74 | 2665045.3616 | 1174545.6129
75 | 2664868.1653 | 1174595.1214
76 | 2664696.8909 | 1174809.212
77 | 2664476.8659 | 1174697.3632
78 | 2664456.837 | 1174677.9674
79 | 2664524.5134 | 1174741.6189
80 | 2664518.5861 | 1174697.7083
81 | 2664432.3377 | 1174724.0344
82 | 2665479.4499 | 1174732.2525
83 | 2665481.67 | 1174719.5913
84 | 2665491.4588 | 1174740.8005
85 | 2665442.3547 | 1174699.5909
86 | 2665488.2594 | 1174695.6835
87 | 2665522.0063 | 1174750.1928
88 | 2665440.8088 | 1174694.8453
89 | 2665590.7009 | 1174736.044
90 | 2665425.8635 | 1174611.4114
91 | 2665593.9765 | 1174771.9794
92 | 2665439.5457 | 1174690.9942
93 | 2665602.5765 | 1174738.2613
94 | 2665578.6647 | 1174470.5375
95 | 2665603.2658 | 1174738.3521
96 | 2665656.5827 | 1174461.9261
97 | 2665602.7491 | 1174778.188
98 | 2665643.2467 | 1174807.1501
99 | 2665788.8625 | 1174912.4144
100 | 2665837.4906 | 1174928.9012
101 | 2665844.6461 | 1174941.4882
102 | 2665916.6536 | 1174907.7705
103 | 2665957.8335 | 1174773.2168
104 | 2666058.7806 | 1174837.1429
105 | 2665951.2477 | 1174521.9758
106 | 2666153.8925 | 1174867.1223
107 | 2666252.8423 | 1174515.405
108 | 2666204.1082 | 1174870.6333
109 | 2666104.4188 | 1174875.1371
110 | 2666069.2123 | 1174963.7195
111 | 2666077.9732 | 1174963.8015
112 | 2666039.4281 | 1174942.3712
113 | 2666000.7144 | 1174908.4391
114 | 2666039.658 | 1175143.7652
115 | 2665988.2889 | 1174904.9575
116 | 2665778.5804 | 1175088.7568
117 | 2666145.199 | 1175130.2208
118 | 2665983.4481 | 1174903.4593
119 | 2665564.4442 | 1175054.0717
120 | 2666235.3529 | 1175165.9226
121 | 2665970.6148 | 1174892.6313
122 | 2665970.8698 | 1174893.1196
123 | 2665959.6541 | 1174881.2597
124 | 2665950.1639 | 1174889.1044
125 | 2665909.2275 | 1174859.5457
126 | 2665937.2569 | 1174896.2939
127 | 2665890.8209 | 1174846.2549
128 | 2665935.1812 | 1174897.4502
129 | 2665927.8857 | 1174901.514
130 | 2665929.4699 | 1174900.6315
131 | 2665845.024 | 1174942.0397
132 | 2665851.9306 | 1174949.7202
133 | 2665872.4134 | 1174832.9635
134 | 2666260.253 | 1174864.3166
135 | 2666337.7184 | 1174801.1467
136 | 2666345.3882 | 1174796.5994
137 | 2666350.1327 | 1174856.2091
138 | 2665876.0495 | 1174969.9985
139 | 2665886.3616 | 1174975.039
140 | 2664209.4033 | 1174656.6486
141 | 2663923.4347 | 1174764.9869
142 | 2666585.8937 | 1174728.3233
143 | 2666589.5148 | 1174728.6586
144 | 2666570.8541 | 1174726.9305
145 | 2666601.6425 | 1174729.2768
146 | 2666513.8865 | 1174739.3832
147 | 2666604.4563 | 1174729.3099
148 | 2666493.1946 | 1174705.9584
149 | 2666604.8686 | 1174729.3147
150 | 2666473.2199 | 1174684.9829
151 | 2666448.3893 | 1174651.3415
152 | 2666532.4991 | 1174637.7653
153 | 2666327.5181 | 1174467.8346
154 | 2666736.2125 | 1174697.8086
155 | 2666237.2771 | 1175164.7543
156 | 2666164.627 | 1175222.7859
157 | 2666215.7509 | 1175258.1508
158 | 2666131.0935 | 1175231.1139
159 | 2666354.6624 | 1175224.8179
160 | 2666322.5304 | 1175249.6769
161 | 2666349.4003 | 1175228.889
162 | 2666351.9596 | 1174863.548
163 | 2666354.1942 | 1174873.7921
164 | 2666365.0494 | 1174894.6683
165 | 2663275.328 | 1174021.1877
166 | 2663255.1708 | 1174066.0739
167 | 2663246.6398 | 1174084.8655
168 | 2663167.6089 | 1174724.5518
169 | 2666347.6645 | 1175256.7822
170 | 2666343.7463 | 1175233.2631
171 | 2666352.1197 | 1175258.7377
172 | 2666371.1282 | 1175271.6997
173 | 2666632.9999 | 1175459.5807
174 | 2666520.6172 | 1175338.4188
175 | 2666510.5114 | 1175337.6076
176 | 2665334.7646 | 1174578.1397

## line_std_types
| c_nf_per_km | r_ohm_per_km | x_ohm_per_km | max_i_ka | type | q_mm2 | alpha | voltage_rating
NAYY 4x50 SE | 210 | 0.642 | 0.083 | 0.142 | cs | 50 | 0.00403 | LV
NAYY 4x120 SE | 264 | 0.225 | 0.08 | 0.242 | cs | 120 | 0.00403 | LV
NAYY 4x150 SE | 261 | 0.208 | 0.08 | 0.27 | cs | 150 | 0.00403 | LV
NA2XS2Y 1x95 RM/25 12/20 kV | 216 | 0.313 | 0.132 | 0.252 | cs | 95 | 0.00403 | MV
NA2XS2Y 1x185 RM/25 12/20 kV | 273 | 0.161 | 0.117 | 0.362 | cs | 185 | 0.00403 | MV
NA2XS2Y 1x240 RM/25 12/20 kV | 304 | 0.122 | 0.112 | 0.421 | cs | 240 | 0.00403 | MV
NA2XS2Y 1x95 RM/25 6/10 kV | 315 | 0.313 | 0.123 | 0.249 | cs | 95 | 0.00403 | MV
NA2XS2Y 1x185 RM/25 6/10 kV | 406 | 0.161 | 0.11 | 0.358 | cs | 185 | 0.00403 | MV
NA2XS2Y 1x240 RM/25 6/10 kV | 456 | 0.122 | 0.105 | 0.416 | cs | 240 | 0.00403 | MV
NA2XS2Y 1x150 RM/25 12/20 kV | 250 | 0.206 | 0.116 | 0.319 | cs | 150 | 0.00403 | MV
NA2XS2Y 1x120 RM/25 12/20 kV | 230 | 0.253 | 0.119 | 0.283 | cs | 120 | 0.00403 | MV
NA2XS2Y 1x70 RM/25 12/20 kV | 190 | 0.443 | 0.132 | 0.22 | cs | 70 | 0.00403 | MV
NA2XS2Y 1x150 RM/25 6/10 kV | 360 | 0.206 | 0.11 | 0.315 | cs | 150 | 0.00403 | MV
NA2XS2Y 1x120 RM/25 6/10 kV | 340 | 0.253 | 0.113 | 0.28 | cs | 120 | 0.00403 | MV
NA2XS2Y 1x70 RM/25 6/10 kV | 280 | 0.443 | 0.123 | 0.217 | cs | 70 | 0.00403 | MV
N2XS(FL)2Y 1x120 RM/35 64/110 kV | 112 | 0.153 | 0.166 | 0.366 | cs | 120 | 0.00393 | HV
N2XS(FL)2Y 1x185 RM/35 64/110 kV | 125 | 0.099 | 0.156 | 0.457 | cs | 185 | 0.00393 | HV
N2XS(FL)2Y 1x240 RM/35 64/110 kV | 135 | 0.075 | 0.149 | 0.526 | cs | 240 | 0.00393 | HV
N2XS(FL)2Y 1x300 RM/35 64/110 kV | 144 | 0.06 | 0.144 | 0.588 | cs | 300 | 0.00393 | HV
15-AL1/3-ST1A 0.4 | 11 | 1.8769 | 0.35 | 0.105 | ol | 16 | 0.00403 | LV
24-AL1/4-ST1A 0.4 | 11.25 | 1.2012 | 0.335 | 0.14 | ol | 24 | 0.00403 | LV
48-AL1/8-ST1A 0.4 | 12.2 | 0.5939 | 0.3 | 0.21 | ol | 48 | 0.00403 | LV
94-AL1/15-ST1A 0.4 | 13.2 | 0.306 | 0.29 | 0.35 | ol | 94 | 0.00403 | LV
34-AL1/6-ST1A 10.0 | 9.7 | 0.8342 | 0.36 | 0.17 | ol | 34 | 0.00403 | MV
48-AL1/8-ST1A 10.0 | 10.1 | 0.5939 | 0.35 | 0.21 | ol | 48 | 0.00403 | MV
70-AL1/11-ST1A 10.0 | 10.4 | 0.4132 | 0.339 | 0.29 | ol | 70 | 0.00403 | MV
94-AL1/15-ST1A 10.0 | 10.75 | 0.306 | 0.33 | 0.35 | ol | 94 | 0.00403 | MV
122-AL1/20-ST1A 10.0 | 11.1 | 0.2376 | 0.323 | 0.41 | ol | 122 | 0.00403 | MV
149-AL1/24-ST1A 10.0 | 11.25 | 0.194 | 0.315 | 0.47 | ol | 149 | 0.00403 | MV
34-AL1/6-ST1A 20.0 | 9.15 | 0.8342 | 0.382 | 0.17 | ol | 34 | 0.00403 | MV
48-AL1/8-ST1A 20.0 | 9.5 | 0.5939 | 0.372 | 0.21 | ol | 48 | 0.00403 | MV
70-AL1/11-ST1A 20.0 | 9.7 | 0.4132 | 0.36 | 0.29 | ol | 70 | 0.00403 | MV
94-AL1/15-ST1A 20.0 | 10 | 0.306 | 0.35 | 0.35 | ol | 94 | 0.00403 | MV
122-AL1/20-ST1A 20.0 | 10.3 | 0.2376 | 0.344 | 0.41 | ol | 122 | 0.00403 | MV
149-AL1/24-ST1A 20.0 | 10.5 | 0.194 | 0.337 | 0.47 | ol | 149 | 0.00403 | MV
184-AL1/30-ST1A 20.0 | 10.75 | 0.1571 | 0.33 | 0.535 | ol | 184 | 0.00403 | MV
243-AL1/39-ST1A 20.0 | 11 | 0.1188 | 0.32 | 0.645 | ol | 243 | 0.00403 | MV
48-AL1/8-ST1A 110.0 | 8 | 0.5939 | 0.46 | 0.21 | ol | 48 | 0.00403 | HV
70-AL1/11-ST1A 110.0 | 8.4 | 0.4132 | 0.45 | 0.29 | ol | 70 | 0.00403 | HV
94-AL1/15-ST1A 110.0 | 8.65 | 0.306 | 0.44 | 0.35 | ol | 94 | 0.00403 | HV
122-AL1/20-ST1A 110.0 | 8.5 | 0.2376 | 0.43 | 0.41 | ol | 122 | 0.00403 | HV
149-AL1/24-ST1A 110.0 | 8.75 | 0.194 | 0.41 | 0.47 | ol | 149 | 0.00403 | HV
184-AL1/30-ST1A 110.0 | 8.8 | 0.1571 | 0.4 | 0.535 | ol | 184 | 0.00403 | HV
243-AL1/39-ST1A 110.0 | 9 | 0.1188 | 0.39 | 0.645 | ol | 243 | 0.00403 | HV
305-AL1/39-ST1A 110.0 | 9.2 | 0.0949 | 0.38 | 0.74 | ol | 305 | 0.00403 | HV
490-AL1/64-ST1A 110.0 | 9.75 | 0.059 | 0.37 | 0.96 | ol | 490 | 0.00403 | HV
679-AL1/86-ST1A 110.0 | 9.95 | 0.042 | 0.36 | 1.15 | ol | 679 | 0.00403 | HV
490-AL1/64-ST1A 220.0 | 10 | 0.059 | 0.285 | 0.96 | ol | 490 | 0.00403 | HV
679-AL1/86-ST1A 220.0 | 11.7 | 0.042 | 0.275 | 1.15 | ol | 679 | 0.00403 | HV
490-AL1/64-ST1A 380.0 | 11 | 0.059 | 0.253 | 0.96 | ol | 490 | 0.00403 | HV
679-AL1/86-ST1A 380.0 | 14.6 | 0.042 | 0.25 | 1.15 | ol | 679 | 0.00403 | HV

## trafo_std_types
| i0_percent | pfe_kw | vkr_percent | sn_mva | vn_lv_kv | vn_hv_kv | vk_percent | shift_degree | vector_group | tap_side | tap_neutral | tap_min | tap_max | tap_step_degree | tap_step_percent | tap_phase_shifter
160 MVA 380/110 kV | 0.06 | 60 | 0.25 | 160 | 110 | 380 | 12.2 | 0 | Yy0 | hv | 0 | -9 | 9 | 0 | 1.5 | FALSE
100 MVA 220/110 kV | 0.06 | 55 | 0.26 | 100 | 110 | 220 | 12 | 0 | Yy0 | hv | 0 | -9 | 9 | 0 | 1.5 | FALSE
63 MVA 110/20 kV | 0.04 | 22 | 0.32 | 63 | 20 | 110 | 18 | 150 | YNd5 | hv | 0 | -9 | 9 | 0 | 1.5 | FALSE
40 MVA 110/20 kV | 0.05 | 18 | 0.34 | 40 | 20 | 110 | 16.2 | 150 | YNd5 | hv | 0 | -9 | 9 | 0 | 1.5 | FALSE
25 MVA 110/20 kV | 0.07 | 14 | 0.41 | 25 | 20 | 110 | 12 | 150 | YNd5 | hv | 0 | -9 | 9 | 0 | 1.5 | FALSE
63 MVA 110/10 kV | 0.04 | 22 | 0.32 | 63 | 10 | 110 | 18 | 150 | YNd5 | hv | 0 | -9 | 9 | 0 | 1.5 | FALSE
40 MVA 110/10 kV | 0.05 | 18 | 0.34 | 40 | 10 | 110 | 16.2 | 150 | YNd5 | hv | 0 | -9 | 9 | 0 | 1.5 | FALSE
25 MVA 110/10 kV | 0.07 | 14 | 0.41 | 25 | 10 | 110 | 12 | 150 | YNd5 | hv | 0 | -9 | 9 | 0 | 1.5 | FALSE
0.25 MVA 20/0.4 kV | 0.32 | 0.8 | 1.44 | 0.25 | 0.4 | 20 | 6 | 150 | Yzn5 | hv | 0 | -2 | 2 | 0 | 2.5 | FALSE
0.4 MVA 20/0.4 kV | 0.3375 | 1.35 | 1.425 | 0.4 | 0.4 | 20 | 6 | 150 | Dyn5 | hv | 0 | -2 | 2 | 0 | 2.5 | FALSE
0.63 MVA 20/0.4 kV | 0.2619 | 1.65 | 1.206 | 0.63 | 0.4 | 20 | 6 | 150 | Dyn5 | hv | 0 | -2 | 2 | 0 | 2.5 | FALSE
0.25 MVA 10/0.4 kV | 0.24 | 0.6 | 1.2 | 0.25 | 0.4 | 10 | 4 | 150 | Dyn5 | hv | 0 | -2 | 2 | 0 | 2.5 | FALSE
0.4 MVA 10/0.4 kV | 0.2375 | 0.95 | 1.325 | 0.4 | 0.4 | 10 | 4 | 150 | Dyn5 | hv | 0 | -2 | 2 | 0 | 2.5 | FALSE
0.63 MVA 10/0.4 kV | 0.1873 | 1.18 | 1.0794 | 0.63 | 0.4 | 10 | 4 | 150 | Dyn5 | hv | 0 | -2 | 2 | 0 | 2.5 | FALSE

## trafo3w_std_types
| sn_hv_mva | sn_mv_mva | sn_lv_mva | vn_hv_kv | vn_mv_kv | vn_lv_kv | vk_hv_percent | vk_mv_percent | vk_lv_percent | vkr_hv_percent | vkr_mv_percent | vkr_lv_percent | pfe_kw | i0_percent | shift_mv_degree | shift_lv_degree | vector_group | tap_side | tap_neutral | tap_min | tap_max | tap_step_percent
63/25/38 MVA 110/20/10 kV | 63 | 25 | 38 | 110 | 20 | 10 | 10.4 | 10.4 | 10.4 | 0.28 | 0.32 | 0.35 | 35 | 0.89 | 0 | 0 | YN0yn0yn0 | hv | 0 | -10 | 10 | 1.2
63/25/38 MVA 110/10/10 kV | 63 | 25 | 38 | 110 | 10 | 10 | 10.4 | 10.4 | 10.4 | 0.28 | 0.32 | 0.35 | 35 | 0.89 | 0 | 0 | YN0yn0yn0 | hv | 0 | -10 | 10 | 1.2

## fuse_std_types
| fuse_type | i_rated_a | t_avg | t_min | t_total | x_avg | x_min | x_total
HV 100A | HV 100A | 100 | 0 | [10.0, 3.64, 0.854, 0.281, 0.1, 0.0531, 0.022, 0.01] | [10.0, 4.267, 1.21, 0.403, 0.1, 0.058, 0.022, 0.01] | 0 | [300.0, 350.0, 450.0, 550.0, 700.0, 850.0, 1200.0, 1752.0] | [600.0, 700.0, 900.0, 1150.0, 1665.0, 2000.0, 3000.0, 4313.0]
HV 10A | HV 10A | 10 | 0 | [10.0, 1675.0, 0.344, 0.156, 0.1, 0.0417, 0.0171, 0.01] | [10.0, 1.3, 0.3, 0.155, 0.1, 0.0555, 0.023, 0.01] | 0 | [30.0, 32.0, 35.0, 37.0, 39.0, 50.0, 70.0, 88.0] | [60.0, 70.0, 80.0, 87.0, 94.0, 110.0, 150.0, 216.0]
HV 125A | HV 125A | 125 | 0 | [10.0, 1.82, 0.344, 0.1, 0.0467, 0.0269, 0.01] | [10.0, 2.478, 0.426, 0.1, 0.0427, 0.0211, 0.01] | 0 | [375.0, 500.0, 700.0, 925.0, 1200.0, 1500.0, 2341.0] | [750.0, 1000.0, 1500.0, 2200.0, 3000.0, 4000.0, 5765.0]
HV 160A | HV 160A | 160 | 0 | [10.0, 4.15, 1.03, 0.198, 0.1, 0.051, 0.0172, 0.01] | [10.0, 2.3, 0.734, 0.274, 0.1, 0.046, 0.0177, 0.01] | 0 | [480.0, 550.0, 700.0, 1000.0, 1260.0, 1600.0, 2500.0, 3227.0] | [960.0, 1300.0, 1700.0, 2200.0, 2996.0, 4000.0, 6000.0, 7946.0]
HV 16A | HV 16A | 16 | 0 | [10.0, 0.352, 0.164, 0.1, 0.0649, 0.0342, 0.01] | [10.0, 2.34, 0.722, 0.181, 0.1, 0.055, 0.0296, 0.01] | 0 | [48.0, 60.0, 65.0, 71.0, 80.0, 100.0, 162.0] | [96.0, 110.0, 125.0, 150.0, 168.0, 200.0, 250.0, 398.0]
HV 200A | HV 200A | 200 | 0 | [10.0, 4.267, 1.21, 0.403, 0.1, 0.058, 0.022, 0.01] | [10.0, 3.73, 1.654, 0.328, 0.1, 0.0531, 0.019, 0.01] | 0 | [600.0, 700.0, 900.0, 1150.0, 1665.0, 2000.0, 3000.0, 4313.0] | [1200.0, 1500.0, 1800.0, 2700.0, 3960.0, 5000.0, 7500.0, 10620.0]
HV 20A | HV 20A | 20 | 0 | [10.0, 1.3, 0.3, 0.155, 0.1, 0.0555, 0.023, 0.01] | [10.0, 1.3, 0.161, 0.1, 0.0611, 0.0399, 0.0141, 0.01] | 0 | [60.0, 70.0, 80.0, 87.0, 94.0, 110.0, 150.0, 216.0] | [120.0, 150.0, 200.0, 223.0, 260.0, 300.0, 450.0, 532.0]
HV 25A | HV 25A | 25 | 0 | [10.0, 2.512, 0.833, 0.299, 0.1, 0.0372, 0.0223, 0.01] | [10.0, 3.125, 0.597, 0.198, 0.1, 0.0378, 0.022, 0.01] | 0 | [75.0, 82.0, 90.0, 100.0, 124.0, 170.0, 200.0, 289.0] | [150.0, 170.0, 210.0, 250.0, 294.0, 400.0, 500.0, 711.0]
HV 31.5A | HV 31.5A | 31.5 | 0 | [10.0, 2.34, 0.722, 0.181, 0.1, 0.055, 0.0296, 0.01] | [10.0, 2.84, 0.368, 0.164, 0.1, 0.0621, 0.0378, 0.0195, 0.01] | 0 | [95.0, 110.0, 125.0, 150.0, 165.0, 200.0, 250.0, 390.0] | [189.0, 220.0, 300.0, 350.0, 393.0, 450.0, 530.0, 700.0, 960.0]
HV 40A | HV 40A | 40 | 0 | [10.0, 1.3, 0.161, 0.1, 0.0611, 0.0399, 0.0141, 0.01] | [10.0, 2.05, 0.369, 0.198, 0.1, 0.051, 0.0298, 0.01] | 0 | [120.0, 150.0, 200.0, 223.0, 260.0, 300.0, 450.0, 532.0] | [240.0, 300.0, 400.0, 450.0, 530.0, 650.0, 800.0, 1311.0]
HV 50A | HV 50A | 50 | 0 | [10.0, 3.215, 0.597, 0.198, 0.1, 0.0378, 0.022, 0.01] | [10.0, 3.64, 0.854, 0.281, 0.1, 0.0531, 0.022, 0.01] | 0 | [150.0, 170.0, 210.0, 250.0, 294.0, 400.0, 500.0, 711.0] | [300.0, 350.0, 450.0, 550.0, 700.0, 850.0, 1200.0, 1752.0]
HV 6.3A | HV 6.3A | 6.3 | 0 | [10.0, 1.39, 0.344, 0.168, 0.1, 0.056, 0.0263, 0.01] | [10.0, 1.711, 0.516, 0.198, 0.1, 0.0634, 0.0303, 0.01] | 0 | [19.0, 19.5, 20.4, 20.8, 22.0, 25.0, 32.0, 48.0] | [38.0, 40.0, 43.0, 48.0, 53.0, 60.0, 75.0, 118.0]
HV 63A | HV 63A | 63 | 0 | [10.0, 2.84, 0.368, 0.164, 0.1, 0.0621, 0.0378, 0.0195, 0.01] | [10.0, 1.82, 0.344, 0.1, 0.0467, 0.0269, 0.01] | 0 | [189.0, 220.0, 300.0, 350.0, 393.0, 450.0, 530.0, 700.0, 961.0] | [378.0, 500.0, 700.0, 934.0, 1200.0, 1500.0, 2366.0]
HV 80A | HV 80A | 80 | 0 | [10.0, 2.05, 0.369, 0.198, 0.1, 0.051, 0.0298, 0.01] | [10.0, 4.15, 1.03, 0.198, 0.1, 0.051, 0.0172, 0.01] | 0 | [240.0, 300.0, 400.0, 450.0, 530.0, 650.0, 800.0, 1311.0] | [480.0, 550.0, 700.0, 1000.0, 1260.0, 1600.0, 2500.0, 3227.0]
Siemens NH-1-100 | Siemens NH-1-100 | 100 | [5400.0, 2000.0, 400.0, 20.0, 1.0, 0.2, 0.012, 0.004] | 0 | 0 | [150.0, 190.0, 250.0, 430.0, 900.0, 1250.0, 2700.0, 3600.0] | 0 | 0
Siemens NH-1-125 | Siemens NH-1-125 | 125 | [4800.0, 120.0, 7.0, 0.1, 0.004] | 0 | 0 | [180.0, 400.0, 740.0, 2000.0, 4250.0] | 0 | 0
Siemens NH-1-16 | Siemens NH-1-16 | 16 | [4000.0, 400.0, 2.0, 0.1, 0.04, 0.01] | 0 | 0 | [26.0, 35.0, 75.0, 150.0, 200.0, 300.0] | 0 | 0
Siemens NH-1-160 | Siemens NH-1-160 | 160 | [4800.0, 120.0, 7.0, 0.1, 0.004] | 0 | 0 | [210.0, 500.0, 900.0, 2300.0, 5000.0] | 0 | 0
Siemens NH-1-25 | Siemens NH-1-25 | 25 | [4000.0, 1000.0, 10.0, 0.2, 0.02, 0.01] | 0 | 0 | [40.0, 50.0, 100.0, 210.0, 400.0, 500.0] | 0 | 0
Siemens NH-1-50 | Siemens NH-1-50 | 50 | [4000.0, 40.0, 4.0, 1.0, 0.02, 0.01] | 0 | 0 | [86.0, 200.0, 300.0, 400.0, 1000.0, 1280.0] | 0 | 0
Siemens NH-1-63 | Siemens NH-1-63 | 63 | [4000.0, 100.0, 10.0, 2.0, 0.04, 0.01] | 0 | 0 | [100.0, 200.0, 300.0, 400.0, 1000.0, 1500.0] | 0 | 0
Siemens NH-1-80 | Siemens NH-1-80 | 80 | [4800.0, 120.0, 7.0, 0.1, 0.01] | 0 | 0 | [150.58, 250.0, 450.0, 1150.0, 2470.0] | 0 | 0
Siemens NH-2-1000 | Siemens NH-2-1000 | 1000 | [4800.0, 120.0, 7.0, 0.1, 0.004] | 0 | 0 | [1900.0, 3500.0, 8400.0, 24000.0, 52000.0] | 0 | 0
Siemens NH-2-200 | Siemens NH-2-200 | 200 | [4800.0, 120.0, 7.0, 0.1, 0.004] | 0 | 0 | [280.0, 650.0, 1200.0, 3000.0, 7000.0] | 0 | 0
Siemens NH-2-224 | Siemens NH-2-224 | 224 | [4800.0, 120.0, 7.0, 0.2, 0.04, 0.004] | 0 | 0 | [400.0, 750.0, 1453.0, 3025.0, 4315.0, 7600.0] | 0 | 0
Siemens NH-2-250 | Siemens NH-2-250 | 250 | [4800.0, 120.0, 7.0, 0.1, 0.004] | 0 | 0 | [450.0, 800.0, 1650.0, 4000.0, 8500.0] | 0 | 0
Siemens NH-2-315 | Siemens NH-2-315 | 315 | [4800.0, 120.0, 7.0, 0.1, 0.004] | 0 | 0 | [550.0, 920.0, 1900.0, 5000.0, 11000.0] | 0 | 0
Siemens NH-2-355 | Siemens NH-2-355 | 355 | [4800.0, 120.0, 6.0, 0.1, 0.004] | 0 | 0 | [650.0, 1116.27, 2350.0, 5840.0, 12790.0] | 0 | 0
Siemens NH-2-400 | Siemens NH-2-400 | 400 | [4800.0, 120.0, 7.0, 0.1, 0.004] | 0 | 0 | [720.0, 1350.0, 2800.0, 6500.0, 15000.0] | 0 | 0
Siemens NH-2-425 | Siemens NH-2-425 | 425 | [4800.0, 120.0, 7.0, 0.1, 0.004] | 0 | 0 | [850.0, 1500.0, 3050.0, 7500.0, 16500.0] | 0 | 0
Siemens NH-2-630 | Siemens NH-2-630 | 630 | [4800.0, 120.0, 7.0, 0.1, 0.004] | 0 | 0 | [1200.0, 2000.0, 4800.0, 12000.0, 26000.0] | 0 | 0

## dtypes
| element | column | dtype
0 | bus | name | object
1 | bus | vn_kv | float64
2 | bus | type | object
3 | bus | zone | object
4 | bus | in_service | bool
5 | load | name | object
6 | load | bus | uint32
7 | load | p_mw | float64
8 | load | q_mvar | float64
9 | load | const_z_percent | float64
10 | load | const_i_percent | float64
11 | load | sn_mva | float64
12 | load | scaling | float64
13 | load | in_service | bool
14 | load | type | object
15 | ext_grid | name | object
16 | ext_grid | bus | uint32
17 | ext_grid | vm_pu | float64
18 | ext_grid | va_degree | float64
19 | ext_grid | slack_weight | float64
20 | ext_grid | in_service | bool
21 | line | name | object
22 | line | std_type | object
23 | line | from_bus | uint32
24 | line | to_bus | uint32
25 | line | length_km | float64
26 | line | r_ohm_per_km | float64
27 | line | x_ohm_per_km | float64
28 | line | c_nf_per_km | float64
29 | line | g_us_per_km | float64
30 | line | max_i_ka | float64
31 | line | df | float64
32 | line | parallel | uint32
33 | line | type | object
34 | line | in_service | bool
35 | trafo | name | object
36 | trafo | std_type | object
37 | trafo | hv_bus | uint32
38 | trafo | lv_bus | uint32
39 | trafo | sn_mva | float64
40 | trafo | vn_hv_kv | float64
41 | trafo | vn_lv_kv | float64
42 | trafo | vk_percent | float64
43 | trafo | vkr_percent | float64
44 | trafo | pfe_kw | float64
45 | trafo | i0_percent | float64
46 | trafo | shift_degree | float64
47 | trafo | tap_side | object
48 | trafo | tap_neutral | int32
49 | trafo | tap_min | int32
50 | trafo | tap_max | int32
51 | trafo | tap_step_percent | float64
52 | trafo | tap_step_degree | float64
53 | trafo | tap_pos | int32
54 | trafo | tap_phase_shifter | bool
55 | trafo | parallel | uint32
56 | trafo | df | float64
57 | trafo | in_service | bool
58 | line_geodata | coords | object
59 | bus_geodata | x | float64
60 | bus_geodata | y | float64
61 | bus_geodata | coords | object

## parameters
| version | format_version | converged | OPF_converged | name | f_hz | sn_mva
0 | 2.14.6 | 2.14.0 | FALSE | FALSE |  | 50 | 1