## bus
| name | vn_kv | type | zone | in_service
0 | bus_LV_784-9_0_6_node_0 | 0.4 | n |  | TRUE
1 | bus_LV_784-9_0_6_node_1 | 0.4 | n |  | TRUE
2 | bus_LV_784-9_0_6_node_2 | 0.4 | n |  | TRUE
3 | bus_LV_784-9_0_6_node_33 | 0.4 | n |  | TRUE
4 | bus_LV_784-9_0_6_node_67 | 0.4 | n |  | TRUE
5 | bus_LV_784-9_0_6_node_12 | 0.4 | n |  | TRUE
6 | bus_LV_784-9_0_6_node_29 | 0.4 | n |  | TRUE
7 | bus_LV_784-9_0_6_node_3 | 0.4 | n |  | TRUE
8 | bus_LV_784-9_0_6_node_4 | 0.4 | n |  | TRUE
9 | bus_LV_784-9_0_6_node_11 | 0.4 | n |  | TRUE
10 | bus_LV_784-9_0_6_node_57 | 0.4 | n |  | TRUE
11 | bus_LV_784-9_0_6_node_16 | 0.4 | n |  | TRUE
12 | bus_LV_784-9_0_6_node_9 | 0.4 | n |  | TRUE
13 | bus_LV_784-9_0_6_node_58 | 0.4 | n |  | TRUE
14 | bus_LV_784-9_0_6_node_5 | 0.4 | n |  | TRUE
15 | bus_LV_784-9_0_6_node_6 | 0.4 | n |  | TRUE
16 | bus_LV_784-9_0_6_node_8 | 0.4 | n |  | TRUE
17 | bus_LV_784-9_0_6_node_7 | 0.4 | n |  | TRUE
18 | bus_LV_784-9_0_6_node_13 | 0.4 | n |  | TRUE
19 | bus_LV_784-9_0_6_node_14 | 0.4 | n |  | TRUE
20 | bus_LV_784-9_0_6_node_15 | 0.4 | n |  | TRUE
21 | bus_LV_784-9_0_6_node_137 | 0.4 | n |  | TRUE
22 | bus_LV_784-9_0_6_node_55 | 0.4 | n |  | TRUE
23 | bus_LV_784-9_0_6_node_56 | 0.4 | n |  | TRUE
24 | bus_LV_784-9_0_6_node_46 | 0.4 | n |  | TRUE
25 | bus_LV_784-9_0_6_node_88 | 0.4 | n |  | TRUE
26 | bus_LV_784-9_0_6_node_63 | 0.4 | n |  | TRUE
27 | bus_LV_784-9_0_6_node_97 | 0.4 | n |  | TRUE
28 | bus_LV_784-9_0_6_node_86 | 0.4 | n |  | TRUE
29 | bus_LV_784-9_0_6_node_17 | 0.4 | n |  | TRUE
30 | bus_LV_784-9_0_6_node_18 | 0.4 | n |  | TRUE
31 | bus_LV_784-9_0_6_node_19 | 0.4 | n |  | TRUE
32 | bus_LV_784-9_0_6_node_20 | 0.4 | n |  | TRUE
33 | bus_LV_784-9_0_6_node_21 | 0.4 | n |  | TRUE
34 | bus_LV_784-9_0_6_node_22 | 0.4 | n |  | TRUE
35 | bus_LV_784-9_0_6_node_111 | 0.4 | n |  | TRUE
36 | bus_LV_784-9_0_6_node_51 | 0.4 | n |  | TRUE
37 | bus_LV_784-9_0_6_node_23 | 0.4 | n |  | TRUE
38 | bus_LV_784-9_0_6_node_24 | 0.4 | n |  | TRUE
39 | bus_LV_784-9_0_6_node_143 | 0.4 | n |  | TRUE
40 | bus_LV_784-9_0_6_node_147 | 0.4 | n |  | TRUE
41 | bus_LV_784-9_0_6_node_48 | 0.4 | n |  | TRUE
42 | bus_LV_784-9_0_6_node_135 | 0.4 | n |  | TRUE
43 | bus_LV_784-9_0_6_node_136 | 0.4 | n |  | TRUE
44 | bus_LV_784-9_0_6_node_133 | 0.4 | n |  | TRUE
45 | bus_LV_784-9_0_6_node_148 | 0.4 | n |  | TRUE
46 | bus_LV_784-9_0_6_node_139 | 0.4 | n |  | TRUE
47 | bus_LV_784-9_0_6_node_140 | 0.4 | n |  | TRUE
48 | bus_LV_784-9_0_6_node_138 | 0.4 | n |  | TRUE
49 | bus_LV_784-9_0_6_node_145 | 0.4 | n |  | TRUE
50 | bus_LV_784-9_0_6_node_163 | 0.4 | n |  | TRUE
51 | bus_LV_784-9_0_6_node_146 | 0.4 | n |  | TRUE
52 | bus_LV_784-9_0_6_node_144 | 0.4 | n |  | TRUE
53 | bus_LV_784-9_0_6_node_49 | 0.4 | n |  | TRUE
54 | bus_LV_784-9_0_6_node_25 | 0.4 | n |  | TRUE
55 | bus_LV_784-9_0_6_node_26 | 0.4 | n |  | TRUE
56 | bus_LV_784-9_0_6_node_27 | 0.4 | n |  | TRUE
57 | bus_LV_784-9_0_6_node_28 | 0.4 | n |  | TRUE
58 | bus_LV_784-9_0_6_node_30 | 0.4 | n |  | TRUE
59 | bus_LV_784-9_0_6_node_31 | 0.4 | n |  | TRUE
60 | bus_LV_784-9_0_6_node_32 | 0.4 | n |  | TRUE
61 | bus_LV_784-9_0_6_node_34 | 0.4 | n |  | TRUE
62 | bus_LV_784-9_0_6_node_35 | 0.4 | n |  | TRUE
63 | bus_LV_784-9_0_6_node_52 | 0.4 | n |  | TRUE
64 | bus_LV_784-9_0_6_node_53 | 0.4 | n |  | TRUE
65 | bus_LV_784-9_0_6_node_66 | 0.4 | n |  | TRUE
66 | bus_LV_784-9_0_6_node_38 | 0.4 | n |  | TRUE
67 | bus_LV_784-9_0_6_node_36 | 0.4 | n |  | TRUE
68 | bus_LV_784-9_0_6_node_108 | 0.4 | n |  | TRUE
69 | bus_LV_784-9_0_6_node_40 | 0.4 | n |  | TRUE
70 | bus_LV_784-9_0_6_node_54 | 0.4 | n |  | TRUE
71 | bus_LV_784-9_0_6_node_81 | 0.4 | n |  | TRUE
72 | bus_LV_784-9_0_6_node_59 | 0.4 | n |  | TRUE
73 | bus_LV_784-9_0_6_node_60 | 0.4 | n |  | TRUE
74 | bus_LV_784-9_0_6_node_61 | 0.4 | n |  | TRUE
75 | bus_LV_784-9_0_6_node_62 | 0.4 | n |  | TRUE
76 | bus_LV_784-9_0_6_node_64 | 0.4 | n |  | TRUE
77 | bus_LV_784-9_0_6_node_65 | 0.4 | n |  | TRUE
78 | bus_LV_784-9_0_6_node_101 | 0.4 | n |  | TRUE
79 | bus_LV_784-9_0_6_node_68 | 0.4 | n |  | TRUE
80 | bus_LV_784-9_0_6_node_69 | 0.4 | n |  | TRUE
81 | bus_LV_784-9_0_6_node_70 | 0.4 | n |  | TRUE
82 | bus_LV_784-9_0_6_node_71 | 0.4 | n |  | TRUE
83 | bus_LV_784-9_0_6_node_72 | 0.4 | n |  | TRUE
84 | bus_LV_784-9_0_6_node_73 | 0.4 | n |  | TRUE
85 | bus_LV_784-9_0_6_node_74 | 0.4 | n |  | TRUE
86 | bus_LV_784-9_0_6_node_75 | 0.4 | n |  | TRUE
87 | bus_LV_784-9_0_6_node_79 | 0.4 | n |  | TRUE
88 | bus_LV_784-9_0_6_node_76 | 0.4 | n |  | TRUE
89 | bus_LV_784-9_0_6_node_102 | 0.4 | n |  | TRUE
90 | bus_LV_784-9_0_6_node_94 | 0.4 | n |  | TRUE
91 | bus_LV_784-9_0_6_node_77 | 0.4 | n |  | TRUE
92 | bus_LV_784-9_0_6_node_78 | 0.4 | n |  | TRUE
93 | bus_LV_784-9_0_6_node_80 | 0.4 | n |  | TRUE
94 | bus_LV_784-9_0_6_node_82 | 0.4 | n |  | TRUE
95 | bus_LV_784-9_0_6_node_98 | 0.4 | n |  | TRUE
96 | bus_LV_784-9_0_6_node_83 | 0.4 | n |  | TRUE
97 | bus_LV_784-9_0_6_node_84 | 0.4 | n |  | TRUE
98 | bus_LV_784-9_0_6_node_85 | 0.4 | n |  | TRUE
99 | bus_LV_784-9_0_6_node_87 | 0.4 | n |  | TRUE
100 | bus_LV_784-9_0_6_node_92 | 0.4 | n |  | TRUE
101 | bus_LV_784-9_0_6_node_89 | 0.4 | n |  | TRUE
102 | bus_LV_784-9_0_6_node_90 | 0.4 | n |  | TRUE
103 | bus_LV_784-9_0_6_node_91 | 0.4 | n |  | TRUE
104 | bus_LV_784-9_0_6_node_93 | 0.4 | n |  | TRUE
105 | bus_LV_784-9_0_6_node_96 | 0.4 | n |  | TRUE
106 | bus_LV_784-9_0_6_node_99 | 0.4 | n |  | TRUE
107 | bus_LV_784-9_0_6_node_100 | 0.4 | n |  | TRUE
108 | bus_LV_784-9_0_6_node_132 | 0.4 | n |  | TRUE
109 | bus_LV_784-9_0_6_node_39 | 0.4 | n |  | TRUE
110 | bus_LV_784-9_0_6_node_37 | 0.4 | n |  | TRUE
111 | bus_LV_784-9_0_6_node_95 | 0.4 | n |  | TRUE
112 | bus_LV_784-9_0_6_node_41 | 0.4 | n |  | TRUE
113 | bus_LV_784-9_0_6_node_104 | 0.4 | n |  | TRUE
114 | bus_LV_784-9_0_6_node_42 | 0.4 | n |  | TRUE
115 | bus_LV_784-9_0_6_node_103 | 0.4 | n |  | TRUE
116 | bus_LV_784-9_0_6_node_43 | 0.4 | n |  | TRUE
117 | bus_LV_784-9_0_6_node_113 | 0.4 | n |  | TRUE
118 | bus_LV_784-9_0_6_node_47 | 0.4 | n |  | TRUE
119 | bus_LV_784-9_0_6_node_112 | 0.4 | n |  | TRUE
120 | bus_LV_784-9_0_6_node_106 | 0.4 | n |  | TRUE
121 | bus_LV_784-9_0_6_node_44 | 0.4 | n |  | TRUE
122 | bus_LV_784-9_0_6_node_45 | 0.4 | n |  | TRUE
123 | bus_LV_784-9_0_6_node_107 | 0.4 | n |  | TRUE
124 | bus_LV_784-9_0_6_node_50 | 0.4 | n |  | TRUE
125 | bus_LV_784-9_0_6_node_115 | 0.4 | n |  | TRUE
126 | bus_LV_784-9_0_6_node_157 | 0.4 | n |  | TRUE
127 | bus_LV_784-9_0_6_node_114 | 0.4 | n |  | TRUE
128 | bus_LV_784-9_0_6_node_154 | 0.4 | n |  | TRUE
129 | bus_LV_784-9_0_6_node_127 | 0.4 | n |  | TRUE
130 | bus_LV_784-9_0_6_node_156 | 0.4 | n |  | TRUE
131 | bus_LV_784-9_0_6_node_125 | 0.4 | n |  | TRUE
132 | bus_LV_784-9_0_6_node_109 | 0.4 | n |  | TRUE
133 | bus_LV_784-9_0_6_node_105 | 0.4 | n |  | TRUE
134 | bus_LV_784-9_0_6_node_165 | 0.4 | n |  | TRUE
135 | bus_LV_784-9_0_6_node_164 | 0.4 | n |  | TRUE
136 | bus_LV_784-9_0_6_node_110 | 0.4 | n |  | TRUE
137 | bus_LV_784-9_0_6_node_116 | 0.4 | n |  | TRUE
138 | bus_LV_784-9_0_6_node_117 | 0.4 | n |  | TRUE
139 | bus_LV_784-9_0_6_node_126 | 0.4 | n |  | TRUE
140 | bus_LV_784-9_0_6_node_155 | 0.4 | n |  | TRUE
141 | bus_LV_784-9_0_6_node_131 | 0.4 | n |  | TRUE
142 | bus_LV_784-9_0_6_node_124 | 0.4 | n |  | TRUE
143 | bus_LV_784-9_0_6_node_121 | 0.4 | n |  | TRUE
144 | bus_LV_784-9_0_6_node_118 | 0.4 | n |  | TRUE
145 | bus_LV_784-9_0_6_node_119 | 0.4 | n |  | TRUE
146 | bus_LV_784-9_0_6_node_120 | 0.4 | n |  | TRUE
147 | bus_LV_784-9_0_6_node_122 | 0.4 | n |  | TRUE
148 | bus_LV_784-9_0_6_node_123 | 0.4 | n |  | TRUE
149 | bus_LV_784-9_0_6_node_128 | 0.4 | n |  | TRUE
150 | bus_LV_784-9_0_6_node_130 | 0.4 | n |  | TRUE
151 | bus_LV_784-9_0_6_node_158 | 0.4 | n |  | TRUE
152 | bus_LV_784-9_0_6_node_129 | 0.4 | n |  | TRUE
153 | bus_LV_784-9_0_6_node_141 | 0.4 | n |  | TRUE
154 | bus_LV_784-9_0_6_node_142 | 0.4 | n |  | TRUE
155 | bus_LV_784-9_0_6_node_159 | 0.4 | n |  | TRUE
156 | bus_LV_784-9_0_6_node_149 | 0.4 | n |  | TRUE
157 | bus_LV_784-9_0_6_node_150 | 0.4 | n |  | TRUE
158 | bus_LV_784-9_0_6_node_151 | 0.4 | n |  | TRUE
159 | bus_LV_784-9_0_6_node_152 | 0.4 | n |  | TRUE
160 | bus_LV_784-9_0_6_node_153 | 0.4 | n |  | TRUE
161 | bus_LV_784-9_0_6_node_162 | 0.4 | n |  | TRUE
162 | bus_LV_784-9_0_6_node_160 | 0.4 | n |  | TRUE
163 | bus_LV_784-9_0_6_node_161 | 0.4 | n |  | TRUE
164 | bus_MV_0_node_12 | 20 | n |  | TRUE

## load
| name | bus | p_mw | q_mvar | const_z_percent | const_i_percent | sn_mva | scaling | in_service | type
0 | LV_784-9_0_6_load_0 | 0 | 0.00084973 | 0.00021296 | 0 | 0 |  | 1 | TRUE | wye
1 | LV_784-9_0_6_load_67 | 4 | 0.00011856 | 2.9715e-05 | 0 | 0 |  | 1 | TRUE | wye
2 | LV_784-9_0_6_load_12 | 5 | 0.00011049 | 2.7691e-05 | 0 | 0 |  | 1 | TRUE | wye
3 | LV_784-9_0_6_load_4 | 8 | 0.00039072 | 9.7923e-05 | 0 | 0 |  | 1 | TRUE | wye
4 | LV_784-9_0_6_load_57 | 10 | 0.00031531 | 7.9024e-05 | 0 | 0 |  | 1 | TRUE | wye
5 | LV_784-9_0_6_load_16 | 11 | 0.00049411 | 0.00012384 | 0 | 0 |  | 1 | TRUE | wye
6 | LV_784-9_0_6_load_58 | 13 | 0.00039629 | 9.932e-05 | 0 | 0 |  | 1 | TRUE | wye
7 | LV_784-9_0_6_load_5 | 14 | 0.0071023 | 0.00178 | 0 | 0 |  | 1 | TRUE | wye
8 | LV_784-9_0_6_load_13 | 18 | 0.00023591 | 5.9125e-05 | 0 | 0 |  | 1 | TRUE | wye
9 | LV_784-9_0_6_load_14 | 19 | 0.0012073 | 0.00030258 | 0 | 0 |  | 1 | TRUE | wye
10 | LV_784-9_0_6_load_15 | 20 | 0.00082147 | 0.00020588 | 0 | 0 |  | 1 | TRUE | wye
11 | LV_784-9_0_6_load_137 | 21 | 0.00057037 | 0.00014295 | 0 | 0 |  | 1 | TRUE | wye
12 | LV_784-9_0_6_load_55 | 22 | 0.0001753 | 4.3935e-05 | 0 | 0 |  | 1 | TRUE | wye
13 | LV_784-9_0_6_load_56 | 23 | 0.0014975 | 0.0003753 | 0 | 0 |  | 1 | TRUE | wye
14 | LV_784-9_0_6_load_46 | 24 | 0.00089945 | 0.00022542 | 0 | 0 |  | 1 | TRUE | wye
15 | LV_784-9_0_6_load_63 | 26 | 0.00023601 | 5.9149e-05 | 0 | 0 |  | 1 | TRUE | wye
16 | LV_784-9_0_6_load_97 | 27 | 0.0011159 | 0.00027968 | 0 | 0 |  | 1 | TRUE | wye
17 | LV_784-9_0_6_load_17 | 29 | 0.00012215 | 3.0614e-05 | 0 | 0 |  | 1 | TRUE | wye
18 | LV_784-9_0_6_load_18 | 30 | 0.00022862 | 5.7297e-05 | 0 | 0 |  | 1 | TRUE | wye
19 | LV_784-9_0_6_load_20 | 32 | 9.7998e-05 | 2.4561e-05 | 0 | 0 |  | 1 | TRUE | wye
20 | LV_784-9_0_6_load_22 | 34 | 0.00010216 | 2.5604e-05 | 0 | 0 |  | 1 | TRUE | wye
21 | LV_784-9_0_6_load_111 | 35 | 9.9868e-05 | 2.5029e-05 | 0 | 0 |  | 1 | TRUE | wye
22 | LV_784-9_0_6_load_51 | 36 | 0.00017492 | 4.384e-05 | 0 | 0 |  | 1 | TRUE | wye
23 | LV_784-9_0_6_load_23 | 37 | 0.00020595 | 5.1616e-05 | 0 | 0 |  | 1 | TRUE | wye
24 | LV_784-9_0_6_load_24 | 38 | 0.0008947 | 0.00022423 | 0 | 0 |  | 1 | TRUE | wye
25 | LV_784-9_0_6_load_143 | 39 | 0.0008181 | 0.00020504 | 0 | 0 |  | 1 | TRUE | wye
26 | LV_784-9_0_6_load_48 | 41 | 0.00019567 | 4.904e-05 | 0 | 0 |  | 1 | TRUE | wye
27 | LV_784-9_0_6_load_133 | 44 | 0.0003857 | 9.6665e-05 | 0 | 0 |  | 1 | TRUE | wye
28 | LV_784-9_0_6_load_148 | 45 | 0.00066846 | 0.00016753 | 0 | 0 |  | 1 | TRUE | wye
29 | LV_784-9_0_6_load_139 | 46 | 0.00020218 | 5.067e-05 | 0 | 0 |  | 1 | TRUE | wye
30 | LV_784-9_0_6_load_140 | 47 | 0.0010988 | 0.00027539 | 0 | 0 |  | 1 | TRUE | wye
31 | LV_784-9_0_6_load_138 | 48 | 0.00024463 | 6.1311e-05 | 0 | 0 |  | 1 | TRUE | wye
32 | LV_784-9_0_6_load_145 | 49 | 0.000133 | 3.3333e-05 | 0 | 0 |  | 1 | TRUE | wye
33 | LV_784-9_0_6_load_163 | 50 | 0.00021049 | 5.2753e-05 | 0 | 0 |  | 1 | TRUE | wye
34 | LV_784-9_0_6_load_146 | 51 | 0.00080954 | 0.00020289 | 0 | 0 |  | 1 | TRUE | wye
35 | LV_784-9_0_6_load_144 | 52 | 0.000157 | 3.9348e-05 | 0 | 0 |  | 1 | TRUE | wye
36 | LV_784-9_0_6_load_49 | 53 | 0.00017492 | 4.384e-05 | 0 | 0 |  | 1 | TRUE | wye
37 | LV_784-9_0_6_load_25 | 54 | 0.00046733 | 0.00011712 | 0 | 0 |  | 1 | TRUE | wye
38 | LV_784-9_0_6_load_26 | 55 | 0.00010352 | 2.5945e-05 | 0 | 0 |  | 1 | TRUE | wye
39 | LV_784-9_0_6_load_30 | 58 | 0.00019848 | 4.9744e-05 | 0 | 0 |  | 1 | TRUE | wye
40 | LV_784-9_0_6_load_32 | 60 | 0.00016676 | 4.1794e-05 | 0 | 0 |  | 1 | TRUE | wye
41 | LV_784-9_0_6_load_34 | 61 | 0.00010927 | 2.7384e-05 | 0 | 0 |  | 1 | TRUE | wye
42 | LV_784-9_0_6_load_52 | 63 | 0.00012214 | 3.0611e-05 | 0 | 0 |  | 1 | TRUE | wye
43 | LV_784-9_0_6_load_53 | 64 | 0.00020404 | 5.1138e-05 | 0 | 0 |  | 1 | TRUE | wye
44 | LV_784-9_0_6_load_66 | 65 | 0.00013906 | 3.4851e-05 | 0 | 0 |  | 1 | TRUE | wye
45 | LV_784-9_0_6_load_38 | 66 | 0.00025683 | 6.4368e-05 | 0 | 0 |  | 1 | TRUE | wye
46 | LV_784-9_0_6_load_36 | 67 | 0.00011214 | 2.8106e-05 | 0 | 0 |  | 1 | TRUE | wye
47 | LV_784-9_0_6_load_40 | 69 | 0.0010775 | 0.00027005 | 0 | 0 |  | 1 | TRUE | wye
48 | LV_784-9_0_6_load_54 | 70 | 0.00013942 | 3.4942e-05 | 0 | 0 |  | 1 | TRUE | wye
49 | LV_784-9_0_6_load_81 | 71 | 0.0001143 | 2.8646e-05 | 0 | 0 |  | 1 | TRUE | wye
50 | LV_784-9_0_6_load_59 | 72 | 0.0010176 | 0.00025505 | 0 | 0 |  | 1 | TRUE | wye
51 | LV_784-9_0_6_load_60 | 73 | 0.0010182 | 0.00025519 | 0 | 0 |  | 1 | TRUE | wye
52 | LV_784-9_0_6_load_62 | 75 | 0.0014309 | 0.00035861 | 0 | 0 |  | 1 | TRUE | wye
53 | LV_784-9_0_6_load_64 | 76 | 0.00010642 | 2.6671e-05 | 0 | 0 |  | 1 | TRUE | wye
54 | LV_784-9_0_6_load_65 | 77 | 0.0015172 | 0.00038024 | 0 | 0 |  | 1 | TRUE | wye
55 | LV_784-9_0_6_load_101 | 78 | 8.8045e-05 | 2.2066e-05 | 0 | 0 |  | 1 | TRUE | wye
56 | LV_784-9_0_6_load_68 | 79 | 0.0013272 | 0.00033262 | 0 | 0 |  | 1 | TRUE | wye
57 | LV_784-9_0_6_load_69 | 80 | 0.00123 | 0.00030826 | 0 | 0 |  | 1 | TRUE | wye
58 | LV_784-9_0_6_load_73 | 84 | 0.0013242 | 0.00033186 | 0 | 0 |  | 1 | TRUE | wye
59 | LV_784-9_0_6_load_74 | 85 | 0.0012461 | 0.0003123 | 0 | 0 |  | 1 | TRUE | wye
60 | LV_784-9_0_6_load_79 | 87 | 0.00076839 | 0.00019258 | 0 | 0 |  | 1 | TRUE | wye
61 | LV_784-9_0_6_load_76 | 88 | 0.0013619 | 0.00034133 | 0 | 0 |  | 1 | TRUE | wye
62 | LV_784-9_0_6_load_102 | 89 | 0.00045095 | 0.00011302 | 0 | 0 |  | 1 | TRUE | wye
63 | LV_784-9_0_6_load_94 | 90 | 0.00032509 | 8.1474e-05 | 0 | 0 |  | 1 | TRUE | wye
64 | LV_784-9_0_6_load_77 | 91 | 0.00062393 | 0.00015637 | 0 | 0 |  | 1 | TRUE | wye
65 | LV_784-9_0_6_load_78 | 92 | 0.0023401 | 0.0005865 | 0 | 0 |  | 1 | TRUE | wye
66 | LV_784-9_0_6_load_80 | 93 | 0.00086319 | 0.00021634 | 0 | 0 |  | 1 | TRUE | wye
67 | LV_784-9_0_6_load_82 | 94 | 0.00041712 | 0.00010454 | 0 | 0 |  | 1 | TRUE | wye
68 | LV_784-9_0_6_load_98 | 95 | 0.0019493 | 0.00048854 | 0 | 0 |  | 1 | TRUE | wye
69 | LV_784-9_0_6_load_83 | 96 | 0.00038796 | 9.7232e-05 | 0 | 0 |  | 1 | TRUE | wye
70 | LV_784-9_0_6_load_84 | 97 | 0.00044448 | 0.0001114 | 0 | 0 |  | 1 | TRUE | wye
71 | LV_784-9_0_6_load_85 | 98 | 0.00038112 | 9.5518e-05 | 0 | 0 |  | 1 | TRUE | wye
72 | LV_784-9_0_6_load_92 | 100 | 0.0011877 | 0.00029767 | 0 | 0 |  | 1 | TRUE | wye
73 | LV_784-9_0_6_load_89 | 101 | 0.00091245 | 0.00022868 | 0 | 0 |  | 1 | TRUE | wye
74 | LV_784-9_0_6_load_90 | 102 | 0.00031935 | 8.0037e-05 | 0 | 0 |  | 1 | TRUE | wye
75 | LV_784-9_0_6_load_91 | 103 | 0.0003164 | 7.9298e-05 | 0 | 0 |  | 1 | TRUE | wye
76 | LV_784-9_0_6_load_93 | 104 | 0.0009568 | 0.0002398 | 0 | 0 |  | 1 | TRUE | wye
77 | LV_784-9_0_6_load_96 | 105 | 0.0009776 | 0.00024501 | 0 | 0 |  | 1 | TRUE | wye
78 | LV_784-9_0_6_load_99 | 106 | 0.0013714 | 0.0003437 | 0 | 0 |  | 1 | TRUE | wye
79 | LV_784-9_0_6_load_100 | 107 | 0.0026379 | 0.00066113 | 0 | 0 |  | 1 | TRUE | wye
80 | LV_784-9_0_6_load_132 | 108 | 0.0022186 | 0.00055604 | 0 | 0 |  | 1 | TRUE | wye
81 | LV_784-9_0_6_load_39 | 109 | 0.00017284 | 4.3318e-05 | 0 | 0 |  | 1 | TRUE | wye
82 | LV_784-9_0_6_load_37 | 110 | 0.0004413 | 0.0001106 | 0 | 0 |  | 1 | TRUE | wye
83 | LV_784-9_0_6_load_95 | 111 | 0.0003447 | 8.6389e-05 | 0 | 0 |  | 1 | TRUE | wye
84 | LV_784-9_0_6_load_41 | 112 | 0.0010475 | 0.00026254 | 0 | 0 |  | 1 | TRUE | wye
85 | LV_784-9_0_6_load_42 | 114 | 0.0010217 | 0.00025606 | 0 | 0 |  | 1 | TRUE | wye
86 | LV_784-9_0_6_load_103 | 115 | 0.00011293 | 2.8304e-05 | 0 | 0 |  | 1 | TRUE | wye
87 | LV_784-9_0_6_load_43 | 116 | 0.0021229 | 0.00053204 | 0 | 0 |  | 1 | TRUE | wye
88 | LV_784-9_0_6_load_113 | 117 | 0.00065624 | 0.00016447 | 0 | 0 |  | 1 | TRUE | wye
89 | LV_784-9_0_6_load_112 | 119 | 0.00078358 | 0.00019638 | 0 | 0 |  | 1 | TRUE | wye
90 | LV_784-9_0_6_load_44 | 121 | 0.00010828 | 2.7138e-05 | 0 | 0 |  | 1 | TRUE | wye
91 | LV_784-9_0_6_load_45 | 122 | 0.00010083 | 2.5271e-05 | 0 | 0 |  | 1 | TRUE | wye
92 | LV_784-9_0_6_load_107 | 123 | 0.0018149 | 0.00045484 | 0 | 0 |  | 1 | TRUE | wye
93 | LV_784-9_0_6_load_115 | 125 | 0.00010346 | 2.5929e-05 | 0 | 0 |  | 1 | TRUE | wye
94 | LV_784-9_0_6_load_157 | 126 | 0.00017212 | 4.3138e-05 | 0 | 0 |  | 1 | TRUE | wye
95 | LV_784-9_0_6_load_127 | 129 | 9.5903e-05 | 2.4036e-05 | 0 | 0 |  | 1 | TRUE | wye
96 | LV_784-9_0_6_load_156 | 130 | 0.00019382 | 4.8576e-05 | 0 | 0 |  | 1 | TRUE | wye
97 | LV_784-9_0_6_load_109 | 132 | 0.00010069 | 2.5235e-05 | 0 | 0 |  | 1 | TRUE | wye
98 | LV_784-9_0_6_load_165 | 134 | 0.00023555 | 5.9034e-05 | 0 | 0 |  | 1 | TRUE | wye
99 | LV_784-9_0_6_load_164 | 135 | 0.00017796 | 4.4601e-05 | 0 | 0 |  | 1 | TRUE | wye
100 | LV_784-9_0_6_load_110 | 136 | 0.00037083 | 9.294e-05 | 0 | 0 |  | 1 | TRUE | wye
101 | LV_784-9_0_6_load_116 | 137 | 8.6354e-05 | 2.1642e-05 | 0 | 0 |  | 1 | TRUE | wye
102 | LV_784-9_0_6_load_126 | 139 | 0.00014543 | 3.6447e-05 | 0 | 0 |  | 1 | TRUE | wye
103 | LV_784-9_0_6_load_155 | 140 | 0.00021244 | 5.3242e-05 | 0 | 0 |  | 1 | TRUE | wye
104 | LV_784-9_0_6_load_131 | 141 | 0.00013021 | 3.2633e-05 | 0 | 0 |  | 1 | TRUE | wye
105 | LV_784-9_0_6_load_121 | 143 | 0.00025057 | 6.28e-05 | 0 | 0 |  | 1 | TRUE | wye
106 | LV_784-9_0_6_load_118 | 144 | 0.00017583 | 4.4067e-05 | 0 | 0 |  | 1 | TRUE | wye
107 | LV_784-9_0_6_load_128 | 149 | 0.0001999 | 5.0099e-05 | 0 | 0 |  | 1 | TRUE | wye
108 | LV_784-9_0_6_load_130 | 150 | 8.1948e-05 | 2.0538e-05 | 0 | 0 |  | 1 | TRUE | wye
109 | LV_784-9_0_6_load_158 | 151 | 9.7797e-05 | 2.451e-05 | 0 | 0 |  | 1 | TRUE | wye
110 | LV_784-9_0_6_load_129 | 152 | 0.00012307 | 3.0844e-05 | 0 | 0 |  | 1 | TRUE | wye
111 | LV_784-9_0_6_load_141 | 153 | 0.00010042 | 2.5168e-05 | 0 | 0 |  | 1 | TRUE | wye
112 | LV_784-9_0_6_load_159 | 155 | 0.0002094 | 5.248e-05 | 0 | 0 |  | 1 | TRUE | wye
113 | LV_784-9_0_6_load_150 | 157 | 0.0001162 | 2.9124e-05 | 0 | 0 |  | 1 | TRUE | wye
114 | LV_784-9_0_6_load_151 | 158 | 9.461e-05 | 2.3712e-05 | 0 | 0 |  | 1 | TRUE | wye
115 | LV_784-9_0_6_load_152 | 159 | 9.6069e-05 | 2.4077e-05 | 0 | 0 |  | 1 | TRUE | wye
116 | LV_784-9_0_6_load_153 | 160 | 8.9707e-05 | 2.2483e-05 | 0 | 0 |  | 1 | TRUE | wye
117 | LV_784-9_0_6_load_162 | 161 | 0.00048814 | 0.00012234 | 0 | 0 |  | 1 | TRUE | wye
118 | LV_784-9_0_6_load_160 | 162 | 0.0001524 | 3.8196e-05 | 0 | 0 |  | 1 | TRUE | wye
119 | LV_784-9_0_6_load_161 | 163 | 9.075e-05 | 2.2744e-05 | 0 | 0 |  | 1 | TRUE | wye

## ext_grid
| name | bus | vm_pu | va_degree | slack_weight | in_service
0 |  | 5 | 1 | 0 | 1 | TRUE

## line
| name | std_type | from_bus | to_bus | length_km | r_ohm_per_km | x_ohm_per_km | c_nf_per_km | g_us_per_km | max_i_ka | df | parallel | type | in_service
0 | LV_784-9_0_6_line_0 | NAYY 4x150 SE | 0 | 1 | 0.0046143 | 0.208 | 0.08 | 261 | 0 | 0.27 | 1 | 1 | cs | TRUE
1 | LV_784-9_0_6_line_1 | NAYY 4x150 SE | 1 | 2 | 0.037592 | 0.208 | 0.08 | 261 | 0 | 0.27 | 1 | 1 | cs | TRUE
2 | LV_784-9_0_6_line_2 | NAYY 4x150 SE | 2 | 7 | 0.016851 | 0.208 | 0.08 | 261 | 0 | 0.27 | 1 | 1 | cs | TRUE
3 | LV_784-9_0_6_line_3 | NAYY 4x150 SE | 2 | 8 | 0.13729 | 0.208 | 0.08 | 261 | 0 | 0.27 | 1 | 1 | cs | TRUE
4 | LV_784-9_0_6_line_4 | NAYY 4x150 SE | 3 | 4 | 0.11882 | 0.208 | 0.08 | 261 | 0 | 0.27 | 1 | 1 | cs | TRUE
5 | LV_784-9_0_6_line_5 | NAYY 4x150 SE | 3 | 5 | 0.36969 | 0.208 | 0.08 | 261 | 0 | 0.27 | 1 | 3 | cs | TRUE
6 | LV_784-9_0_6_line_6 | NAYY 4x150 SE | 3 | 6 | 0.26105 | 0.208 | 0.08 | 261 | 0 | 0.27 | 1 | 3 | cs | TRUE
7 | LV_784-9_0_6_line_7 | NAYY 4x150 SE | 4 | 71 | 0.012099 | 0.208 | 0.08 | 261 | 0 | 0.27 | 1 | 1 | cs | TRUE
8 | LV_784-9_0_6_line_8 | NAYY 4x150 SE | 5 | 21 | 0.22588 | 0.208 | 0.08 | 261 | 0 | 0.27 | 1 | 1 | cs | TRUE
9 | LV_784-9_0_6_line_9 | NAYY 4x150 SE | 5 | 17 | 0.17759 | 0.208 | 0.08 | 261 | 0 | 0.27 | 1 | 2 | cs | TRUE
10 | LV_784-9_0_6_line_10 | NAYY 4x150 SE | 6 | 61 | 0.037604 | 0.208 | 0.08 | 261 | 0 | 0.27 | 1 | 1 | cs | TRUE
11 | LV_784-9_0_6_line_11 | NAYY 4x150 SE | 6 | 56 | 0.11704 | 0.208 | 0.08 | 261 | 0 | 0.27 | 1 | 3 | cs | TRUE
12 | LV_784-9_0_6_line_12 | NAYY 4x150 SE | 7 | 9 | 0.044531 | 0.208 | 0.08 | 261 | 0 | 0.27 | 1 | 1 | cs | TRUE
13 | LV_784-9_0_6_line_13 | NAYY 4x150 SE | 7 | 10 | 0.12259 | 0.208 | 0.08 | 261 | 0 | 0.27 | 1 | 1 | cs | TRUE
14 | LV_784-9_0_6_line_14 | NAYY 4x150 SE | 9 | 11 | 0.016489 | 0.208 | 0.08 | 261 | 0 | 0.27 | 1 | 1 | cs | TRUE
15 | LV_784-9_0_6_line_15 | NAYY 4x150 SE | 9 | 12 | 0.1982 | 0.208 | 0.08 | 261 | 0 | 0.27 | 1 | 1 | cs | TRUE
16 | LV_784-9_0_6_line_16 | NAYY 4x150 SE | 10 | 13 | 0.024734 | 0.208 | 0.08 | 261 | 0 | 0.27 | 1 | 1 | cs | TRUE
17 | LV_784-9_0_6_line_17 | NAYY 4x150 SE | 11 | 25 | 0.10121 | 0.208 | 0.08 | 261 | 0 | 0.27 | 1 | 1 | cs | TRUE
18 | LV_784-9_0_6_line_18 | NAYY 4x150 SE | 12 | 24 | 0.82846 | 0.208 | 0.08 | 261 | 0 | 0.27 | 1 | 1 | cs | TRUE
19 | LV_784-9_0_6_line_19 | NAYY 4x150 SE | 14 | 15 | 0.0040123 | 0.208 | 0.08 | 261 | 0 | 0.27 | 1 | 1 | cs | TRUE
20 | LV_784-9_0_6_line_20 | NAYY 4x150 SE | 15 | 16 | 0.098659 | 0.208 | 0.08 | 261 | 0 | 0.27 | 1 | 1 | cs | TRUE
21 | LV_784-9_0_6_line_21 | NAYY 4x150 SE | 16 | 19 | 0.029608 | 0.208 | 0.08 | 261 | 0 | 0.27 | 1 | 1 | cs | TRUE
22 | LV_784-9_0_6_line_22 | NAYY 4x150 SE | 16 | 20 | 0.011107 | 0.208 | 0.08 | 261 | 0 | 0.27 | 1 | 1 | cs | TRUE
23 | LV_784-9_0_6_line_23 | NAYY 4x150 SE | 16 | 18 | 0.073207 | 0.208 | 0.08 | 261 | 0 | 0.27 | 1 | 1 | cs | TRUE
24 | LV_784-9_0_6_line_24 | NAYY 4x150 SE | 17 | 18 | 0.04591 | 0.208 | 0.08 | 261 | 0 | 0.27 | 1 | 1 | cs | TRUE
25 | LV_784-9_0_6_line_25 | NAYY 4x150 SE | 19 | 22 | 0.0037738 | 0.208 | 0.08 | 261 | 0 | 0.27 | 1 | 1 | cs | TRUE
26 | LV_784-9_0_6_line_26 | NAYY 4x150 SE | 20 | 23 | 0.02161 | 0.208 | 0.08 | 261 | 0 | 0.27 | 1 | 1 | cs | TRUE
27 | LV_784-9_0_6_line_27 | NAYY 4x150 SE | 22 | 26 | 0.036759 | 0.208 | 0.08 | 261 | 0 | 0.27 | 1 | 1 | cs | TRUE
28 | LV_784-9_0_6_line_28 | NAYY 4x150 SE | 23 | 27 | 0.00095398 | 0.208 | 0.08 | 261 | 0 | 0.27 | 1 | 1 | cs | TRUE
29 | LV_784-9_0_6_line_29 | NAYY 4x150 SE | 25 | 28 | 0.23771 | 0.208 | 0.08 | 261 | 0 | 0.27 | 1 | 1 | cs | TRUE
30 | LV_784-9_0_6_line_30 | NAYY 4x150 SE | 26 | 74 | 0.036852 | 0.208 | 0.08 | 261 | 0 | 0.27 | 1 | 1 | cs | TRUE
31 | LV_784-9_0_6_line_31 | NAYY 4x150 SE | 27 | 105 | 0.0066796 | 0.208 | 0.08 | 261 | 0 | 0.27 | 1 | 1 | cs | TRUE
32 | LV_784-9_0_6_line_32 | NAYY 4x150 SE | 28 | 99 | 0.007896 | 0.208 | 0.08 | 261 | 0 | 0.27 | 1 | 1 | cs | TRUE
33 | LV_784-9_0_6_line_33 | NAYY 4x150 SE | 28 | 98 | 0.069423 | 0.208 | 0.08 | 261 | 0 | 0.27 | 1 | 1 | cs | TRUE
34 | LV_784-9_0_6_line_34 | NAYY 4x150 SE | 29 | 30 | 0.093617 | 0.208 | 0.08 | 261 | 0 | 0.27 | 1 | 1 | cs | TRUE
35 | LV_784-9_0_6_line_35 | NAYY 4x150 SE | 29 | 31 | 0.054197 | 0.208 | 0.08 | 261 | 0 | 0.27 | 1 | 1 | cs | TRUE
36 | LV_784-9_0_6_line_36 | NAYY 4x150 SE | 30 | 32 | 0.0028976 | 0.208 | 0.08 | 261 | 0 | 0.27 | 1 | 1 | cs | TRUE
37 | LV_784-9_0_6_line_37 | NAYY 4x150 SE | 31 | 33 | 0.032904 | 0.208 | 0.08 | 261 | 0 | 0.27 | 1 | 1 | cs | TRUE
38 | LV_784-9_0_6_line_38 | NAYY 4x150 SE | 31 | 34 | 0.13114 | 0.208 | 0.08 | 261 | 0 | 0.27 | 1 | 1 | cs | TRUE
39 | LV_784-9_0_6_line_39 | NAYY 4x150 SE | 32 | 35 | 0.098296 | 0.208 | 0.08 | 261 | 0 | 0.27 | 1 | 1 | cs | TRUE
40 | LV_784-9_0_6_line_40 | NAYY 4x150 SE | 33 | 37 | 0.081685 | 0.208 | 0.08 | 261 | 0 | 0.27 | 1 | 1 | cs | TRUE
41 | LV_784-9_0_6_line_41 | NAYY 4x150 SE | 33 | 38 | 0.0047361 | 0.208 | 0.08 | 261 | 0 | 0.27 | 1 | 1 | cs | TRUE
42 | LV_784-9_0_6_line_42 | NAYY 4x150 SE | 34 | 39 | 0.30012 | 0.208 | 0.08 | 261 | 0 | 0.27 | 1 | 1 | cs | TRUE
43 | LV_784-9_0_6_line_43 | NAYY 4x150 SE | 35 | 36 | 0.059796 | 0.208 | 0.08 | 261 | 0 | 0.27 | 1 | 1 | cs | TRUE
44 | LV_784-9_0_6_line_44 | NAYY 4x150 SE | 37 | 40 | 0.48327 | 0.208 | 0.08 | 261 | 0 | 0.27 | 1 | 1 | cs | TRUE
45 | LV_784-9_0_6_line_45 | NAYY 4x150 SE | 38 | 41 | 0.012229 | 0.208 | 0.08 | 261 | 0 | 0.27 | 1 | 1 | cs | TRUE
46 | LV_784-9_0_6_line_46 | NAYY 4x150 SE | 39 | 49 | 0.081063 | 0.208 | 0.08 | 261 | 0 | 0.27 | 1 | 1 | cs | TRUE
47 | LV_784-9_0_6_line_47 | NAYY 4x150 SE | 39 | 47 | 0.0054854 | 0.208 | 0.08 | 261 | 0 | 0.27 | 1 | 1 | cs | TRUE
48 | LV_784-9_0_6_line_48 | NAYY 4x150 SE | 40 | 45 | 0.16828 | 0.208 | 0.08 | 261 | 0 | 0.27 | 1 | 1 | cs | TRUE
49 | LV_784-9_0_6_line_49 | NAYY 4x150 SE | 40 | 51 | 0.2551 | 0.208 | 0.08 | 261 | 0 | 0.27 | 1 | 1 | cs | TRUE
50 | LV_784-9_0_6_line_50 | NAYY 4x150 SE | 41 | 53 | 0.028472 | 0.208 | 0.08 | 261 | 0 | 0.27 | 1 | 1 | cs | TRUE
51 | LV_784-9_0_6_line_51 | NAYY 4x150 SE | 42 | 43 | 0.32906 | 0.208 | 0.08 | 261 | 0 | 0.27 | 1 | 1 | cs | TRUE
52 | LV_784-9_0_6_line_52 | NAYY 4x150 SE | 42 | 44 | 0.17699 | 0.208 | 0.08 | 261 | 0 | 0.27 | 1 | 1 | cs | TRUE
53 | LV_784-9_0_6_line_53 | NAYY 4x150 SE | 43 | 45 | 0.45677 | 0.208 | 0.08 | 261 | 0 | 0.27 | 1 | 1 | cs | TRUE
54 | LV_784-9_0_6_line_54 | NAYY 4x150 SE | 44 | 108 | 0.027969 | 0.208 | 0.08 | 261 | 0 | 0.27 | 1 | 1 | cs | TRUE
55 | LV_784-9_0_6_line_55 | NAYY 4x150 SE | 46 | 47 | 0.085405 | 0.208 | 0.08 | 261 | 0 | 0.27 | 1 | 1 | cs | TRUE
56 | LV_784-9_0_6_line_56 | NAYY 4x150 SE | 46 | 48 | 0.13227 | 0.208 | 0.08 | 261 | 0 | 0.27 | 1 | 1 | cs | TRUE
57 | LV_784-9_0_6_line_57 | NAYY 4x150 SE | 49 | 50 | 0.21591 | 0.208 | 0.08 | 261 | 0 | 0.27 | 1 | 1 | cs | TRUE
58 | LV_784-9_0_6_line_58 | NAYY 4x150 SE | 51 | 52 | 0.071728 | 0.208 | 0.08 | 261 | 0 | 0.27 | 1 | 1 | cs | TRUE
59 | LV_784-9_0_6_line_59 | NAYY 4x150 SE | 52 | 154 | 0.020306 | 0.208 | 0.08 | 261 | 0 | 0.27 | 1 | 1 | cs | TRUE
60 | LV_784-9_0_6_line_60 | NAYY 4x150 SE | 53 | 124 | 0.0049363 | 0.208 | 0.08 | 261 | 0 | 0.27 | 1 | 1 | cs | TRUE
61 | LV_784-9_0_6_line_61 | NAYY 4x150 SE | 54 | 55 | 0.029892 | 0.208 | 0.08 | 261 | 0 | 0.27 | 1 | 3 | cs | TRUE
62 | LV_784-9_0_6_line_62 | NAYY 4x150 SE | 54 | 56 | 0.0020665 | 0.208 | 0.08 | 261 | 0 | 0.27 | 1 | 3 | cs | TRUE
63 | LV_784-9_0_6_line_63 | NAYY 4x150 SE | 55 | 57 | 0.016882 | 0.208 | 0.08 | 261 | 0 | 0.27 | 1 | 3 | cs | TRUE
64 | LV_784-9_0_6_line_64 | NAYY 4x150 SE | 56 | 58 | 0.037502 | 0.208 | 0.08 | 261 | 0 | 0.27 | 1 | 1 | cs | TRUE
65 | LV_784-9_0_6_line_65 | NAYY 4x150 SE | 57 | 59 | 0.14823 | 0.208 | 0.08 | 261 | 0 | 0.27 | 1 | 3 | cs | TRUE
66 | LV_784-9_0_6_line_66 | NAYY 4x150 SE | 57 | 60 | 0.077041 | 0.208 | 0.08 | 261 | 0 | 0.27 | 1 | 1 | cs | TRUE
67 | LV_784-9_0_6_line_67 | NAYY 4x150 SE | 58 | 62 | 0.021538 | 0.208 | 0.08 | 261 | 0 | 0.27 | 1 | 1 | cs | TRUE
68 | LV_784-9_0_6_line_68 | NAYY 4x150 SE | 59 | 63 | 0.23256 | 0.208 | 0.08 | 261 | 0 | 0.27 | 1 | 3 | cs | TRUE
69 | LV_784-9_0_6_line_69 | NAYY 4x150 SE | 60 | 64 | 0.0024723 | 0.208 | 0.08 | 261 | 0 | 0.27 | 1 | 1 | cs | TRUE
70 | LV_784-9_0_6_line_70 | NAYY 4x150 SE | 61 | 65 | 0.0078389 | 0.208 | 0.08 | 261 | 0 | 0.27 | 1 | 1 | cs | TRUE
71 | LV_784-9_0_6_line_71 | NAYY 4x150 SE | 62 | 66 | 0.01229 | 0.208 | 0.08 | 261 | 0 | 0.27 | 1 | 1 | cs | TRUE
72 | LV_784-9_0_6_line_72 | NAYY 4x150 SE | 62 | 67 | 0.02175 | 0.208 | 0.08 | 261 | 0 | 0.27 | 1 | 1 | cs | TRUE
73 | LV_784-9_0_6_line_73 | NAYY 4x150 SE | 63 | 68 | 0.0362 | 0.208 | 0.08 | 261 | 0 | 0.27 | 1 | 3 | cs | TRUE
74 | LV_784-9_0_6_line_74 | NAYY 4x150 SE | 63 | 69 | 0.7511 | 0.208 | 0.08 | 261 | 0 | 0.27 | 1 | 3 | cs | TRUE
75 | LV_784-9_0_6_line_75 | NAYY 4x150 SE | 64 | 70 | 0.0085845 | 0.208 | 0.08 | 261 | 0 | 0.27 | 1 | 1 | cs | TRUE
76 | LV_784-9_0_6_line_76 | NAYY 4x150 SE | 66 | 109 | 0.054453 | 0.208 | 0.08 | 261 | 0 | 0.27 | 1 | 1 | cs | TRUE
77 | LV_784-9_0_6_line_77 | NAYY 4x150 SE | 67 | 110 | 0.027479 | 0.208 | 0.08 | 261 | 0 | 0.27 | 1 | 1 | cs | TRUE
78 | LV_784-9_0_6_line_78 | NAYY 4x150 SE | 68 | 132 | 0.0085505 | 0.208 | 0.08 | 261 | 0 | 0.27 | 1 | 3 | cs | TRUE
79 | LV_784-9_0_6_line_79 | NAYY 4x150 SE | 69 | 112 | 0.4085 | 0.208 | 0.08 | 261 | 0 | 0.27 | 1 | 2 | cs | TRUE
80 | LV_784-9_0_6_line_80 | NAYY 4x150 SE | 69 | 113 | 0.71183 | 0.208 | 0.08 | 261 | 0 | 0.27 | 1 | 1 | cs | TRUE
81 | LV_784-9_0_6_line_81 | NAYY 4x150 SE | 71 | 122 | 0.007756 | 0.208 | 0.08 | 261 | 0 | 0.27 | 1 | 1 | cs | TRUE
82 | LV_784-9_0_6_line_82 | NAYY 4x150 SE | 72 | 73 | 0.0045474 | 0.208 | 0.08 | 261 | 0 | 0.27 | 1 | 1 | cs | TRUE
83 | LV_784-9_0_6_line_83 | NAYY 4x150 SE | 72 | 74 | 0.049717 | 0.208 | 0.08 | 261 | 0 | 0.27 | 1 | 1 | cs | TRUE
84 | LV_784-9_0_6_line_84 | NAYY 4x150 SE | 73 | 75 | 0.00078226 | 0.208 | 0.08 | 261 | 0 | 0.27 | 1 | 1 | cs | TRUE
85 | LV_784-9_0_6_line_85 | NAYY 4x150 SE | 74 | 76 | 0.010558 | 0.208 | 0.08 | 261 | 0 | 0.27 | 1 | 1 | cs | TRUE
86 | LV_784-9_0_6_line_86 | NAYY 4x150 SE | 75 | 77 | 0.026009 | 0.208 | 0.08 | 261 | 0 | 0.27 | 1 | 1 | cs | TRUE
87 | LV_784-9_0_6_line_87 | NAYY 4x150 SE | 76 | 78 | 0.14231 | 0.208 | 0.08 | 261 | 0 | 0.27 | 1 | 1 | cs | TRUE
88 | LV_784-9_0_6_line_88 | NAYY 4x150 SE | 79 | 80 | 0.010328 | 0.208 | 0.08 | 261 | 0 | 0.27 | 1 | 1 | cs | TRUE
89 | LV_784-9_0_6_line_89 | NAYY 4x150 SE | 79 | 81 | 0.03641 | 0.208 | 0.08 | 261 | 0 | 0.27 | 1 | 1 | cs | TRUE
90 | LV_784-9_0_6_line_90 | NAYY 4x150 SE | 80 | 82 | 0.0048149 | 0.208 | 0.08 | 261 | 0 | 0.27 | 1 | 1 | cs | TRUE
91 | LV_784-9_0_6_line_91 | NAYY 4x150 SE | 81 | 83 | 0.13126 | 0.208 | 0.08 | 261 | 0 | 0.27 | 1 | 1 | cs | TRUE
92 | LV_784-9_0_6_line_92 | NAYY 4x150 SE | 82 | 84 | 0.0086121 | 0.208 | 0.08 | 261 | 0 | 0.27 | 1 | 1 | cs | TRUE
93 | LV_784-9_0_6_line_93 | NAYY 4x150 SE | 82 | 85 | 0.11105 | 0.208 | 0.08 | 261 | 0 | 0.27 | 1 | 1 | cs | TRUE
94 | LV_784-9_0_6_line_94 | NAYY 4x150 SE | 83 | 86 | 0.005799 | 0.208 | 0.08 | 261 | 0 | 0.27 | 1 | 1 | cs | TRUE
95 | LV_784-9_0_6_line_95 | NAYY 4x150 SE | 84 | 87 | 0.0091873 | 0.208 | 0.08 | 261 | 0 | 0.27 | 1 | 1 | cs | TRUE
96 | LV_784-9_0_6_line_96 | NAYY 4x150 SE | 85 | 88 | 0.017188 | 0.208 | 0.08 | 261 | 0 | 0.27 | 1 | 1 | cs | TRUE
97 | LV_784-9_0_6_line_97 | NAYY 4x150 SE | 86 | 89 | 0.058203 | 0.208 | 0.08 | 261 | 0 | 0.27 | 1 | 1 | cs | TRUE
98 | LV_784-9_0_6_line_98 | NAYY 4x150 SE | 86 | 90 | 0.069332 | 0.208 | 0.08 | 261 | 0 | 0.27 | 1 | 1 | cs | TRUE
99 | LV_784-9_0_6_line_99 | NAYY 4x150 SE | 87 | 94 | 0.014307 | 0.208 | 0.08 | 261 | 0 | 0.27 | 1 | 1 | cs | TRUE
100 | LV_784-9_0_6_line_100 | NAYY 4x150 SE | 88 | 91 | 0.0025615 | 0.208 | 0.08 | 261 | 0 | 0.27 | 1 | 1 | cs | TRUE
101 | LV_784-9_0_6_line_101 | NAYY 4x150 SE | 91 | 92 | 0.015546 | 0.208 | 0.08 | 261 | 0 | 0.27 | 1 | 1 | cs | TRUE
102 | LV_784-9_0_6_line_102 | NAYY 4x150 SE | 92 | 93 | 0.012981 | 0.208 | 0.08 | 261 | 0 | 0.27 | 1 | 1 | cs | TRUE
103 | LV_784-9_0_6_line_103 | NAYY 4x150 SE | 93 | 95 | 0.035551 | 0.208 | 0.08 | 261 | 0 | 0.27 | 1 | 1 | cs | TRUE
104 | LV_784-9_0_6_line_104 | NAYY 4x150 SE | 94 | 96 | 0.0065915 | 0.208 | 0.08 | 261 | 0 | 0.27 | 1 | 1 | cs | TRUE
105 | LV_784-9_0_6_line_105 | NAYY 4x150 SE | 95 | 106 | 0.035049 | 0.208 | 0.08 | 261 | 0 | 0.27 | 1 | 1 | cs | TRUE
106 | LV_784-9_0_6_line_106 | NAYY 4x150 SE | 95 | 105 | 0.037256 | 0.208 | 0.08 | 261 | 0 | 0.27 | 1 | 1 | cs | TRUE
107 | LV_784-9_0_6_line_107 | NAYY 4x150 SE | 96 | 97 | 0.014143 | 0.208 | 0.08 | 261 | 0 | 0.27 | 1 | 1 | cs | TRUE
108 | LV_784-9_0_6_line_108 | NAYY 4x150 SE | 97 | 98 | 0.0061412 | 0.208 | 0.08 | 261 | 0 | 0.27 | 1 | 1 | cs | TRUE
109 | LV_784-9_0_6_line_109 | NAYY 4x150 SE | 99 | 100 | 0.052788 | 0.208 | 0.08 | 261 | 0 | 0.27 | 1 | 1 | cs | TRUE
110 | LV_784-9_0_6_line_110 | NAYY 4x150 SE | 99 | 101 | 0.05291 | 0.208 | 0.08 | 261 | 0 | 0.27 | 1 | 1 | cs | TRUE
111 | LV_784-9_0_6_line_111 | NAYY 4x150 SE | 101 | 102 | 0.013934 | 0.208 | 0.08 | 261 | 0 | 0.27 | 1 | 1 | cs | TRUE
112 | LV_784-9_0_6_line_112 | NAYY 4x150 SE | 102 | 103 | 0.0060758 | 0.208 | 0.08 | 261 | 0 | 0.27 | 1 | 1 | cs | TRUE
113 | LV_784-9_0_6_line_113 | NAYY 4x150 SE | 103 | 104 | 0.004885 | 0.208 | 0.08 | 261 | 0 | 0.27 | 1 | 1 | cs | TRUE
114 | LV_784-9_0_6_line_114 | NAYY 4x150 SE | 106 | 107 | 0.011376 | 0.208 | 0.08 | 261 | 0 | 0.27 | 1 | 1 | cs | TRUE
115 | LV_784-9_0_6_line_115 | NAYY 4x150 SE | 109 | 111 | 0.009133 | 0.208 | 0.08 | 261 | 0 | 0.27 | 1 | 1 | cs | TRUE
116 | LV_784-9_0_6_line_116 | NAYY 4x150 SE | 112 | 114 | 0.83355 | 0.208 | 0.08 | 261 | 0 | 0.27 | 1 | 1 | cs | TRUE
117 | LV_784-9_0_6_line_117 | NAYY 4x150 SE | 113 | 115 | 0.18221 | 0.208 | 0.08 | 261 | 0 | 0.27 | 1 | 1 | cs | TRUE
118 | LV_784-9_0_6_line_118 | NAYY 4x150 SE | 114 | 116 | 0.038119 | 0.208 | 0.08 | 261 | 0 | 0.27 | 1 | 1 | cs | TRUE
119 | LV_784-9_0_6_line_119 | NAYY 4x150 SE | 114 | 117 | 0.27847 | 0.208 | 0.08 | 261 | 0 | 0.27 | 1 | 1 | cs | TRUE
120 | LV_784-9_0_6_line_120 | NAYY 4x150 SE | 115 | 133 | 0.16033 | 0.208 | 0.08 | 261 | 0 | 0.27 | 1 | 1 | cs | TRUE
121 | LV_784-9_0_6_line_121 | NAYY 4x150 SE | 116 | 118 | 0.027861 | 0.208 | 0.08 | 261 | 0 | 0.27 | 1 | 1 | cs | TRUE
122 | LV_784-9_0_6_line_122 | NAYY 4x150 SE | 117 | 119 | 0.011341 | 0.208 | 0.08 | 261 | 0 | 0.27 | 1 | 1 | cs | TRUE
123 | LV_784-9_0_6_line_123 | NAYY 4x150 SE | 118 | 120 | 0.009377 | 0.208 | 0.08 | 261 | 0 | 0.27 | 1 | 1 | cs | TRUE
124 | LV_784-9_0_6_line_124 | NAYY 4x150 SE | 120 | 123 | 0.048567 | 0.208 | 0.08 | 261 | 0 | 0.27 | 1 | 1 | cs | TRUE
125 | LV_784-9_0_6_line_125 | NAYY 4x150 SE | 121 | 122 | 0.038173 | 0.208 | 0.08 | 261 | 0 | 0.27 | 1 | 1 | cs | TRUE
126 | LV_784-9_0_6_line_126 | NAYY 4x150 SE | 124 | 128 | 0.035025 | 0.208 | 0.08 | 261 | 0 | 0.27 | 1 | 1 | cs | TRUE
127 | LV_784-9_0_6_line_127 | NAYY 4x150 SE | 124 | 129 | 0.00549 | 0.208 | 0.08 | 261 | 0 | 0.27 | 1 | 1 | cs | TRUE
128 | LV_784-9_0_6_line_128 | NAYY 4x150 SE | 125 | 126 | 0.16673 | 0.208 | 0.08 | 261 | 0 | 0.27 | 1 | 1 | cs | TRUE
129 | LV_784-9_0_6_line_129 | NAYY 4x150 SE | 125 | 127 | 0.19947 | 0.208 | 0.08 | 261 | 0 | 0.27 | 1 | 2 | cs | TRUE
130 | LV_784-9_0_6_line_130 | NAYY 4x150 SE | 126 | 128 | 0.052759 | 0.208 | 0.08 | 261 | 0 | 0.27 | 1 | 1 | cs | TRUE
131 | LV_784-9_0_6_line_131 | NAYY 4x150 SE | 127 | 137 | 0.21582 | 0.208 | 0.08 | 261 | 0 | 0.27 | 1 | 1 | cs | TRUE
132 | LV_784-9_0_6_line_132 | NAYY 4x150 SE | 127 | 136 | 0.080921 | 0.208 | 0.08 | 261 | 0 | 0.27 | 1 | 3 | cs | TRUE
133 | LV_784-9_0_6_line_133 | NAYY 4x150 SE | 128 | 130 | 0.00866 | 0.208 | 0.08 | 261 | 0 | 0.27 | 1 | 1 | cs | TRUE
134 | LV_784-9_0_6_line_134 | NAYY 4x150 SE | 129 | 131 | 0.07091 | 0.208 | 0.08 | 261 | 0 | 0.27 | 1 | 1 | cs | TRUE
135 | LV_784-9_0_6_line_135 | NAYY 4x150 SE | 131 | 139 | 0.031901 | 0.208 | 0.08 | 261 | 0 | 0.27 | 1 | 1 | cs | TRUE
136 | LV_784-9_0_6_line_136 | NAYY 4x150 SE | 132 | 136 | 0.17046 | 0.208 | 0.08 | 261 | 0 | 0.27 | 1 | 3 | cs | TRUE
137 | LV_784-9_0_6_line_137 | NAYY 4x150 SE | 133 | 134 | 0.43611 | 0.208 | 0.08 | 261 | 0 | 0.27 | 1 | 1 | cs | TRUE
138 | LV_784-9_0_6_line_138 | NAYY 4x150 SE | 134 | 135 | 0.29248 | 0.208 | 0.08 | 261 | 0 | 0.27 | 1 | 1 | cs | TRUE
139 | LV_784-9_0_6_line_139 | NAYY 4x150 SE | 135 | 160 | 0.035742 | 0.208 | 0.08 | 261 | 0 | 0.27 | 1 | 1 | cs | TRUE
140 | LV_784-9_0_6_line_140 | NAYY 4x150 SE | 137 | 138 | 0.056397 | 0.208 | 0.08 | 261 | 0 | 0.27 | 1 | 1 | cs | TRUE
141 | LV_784-9_0_6_line_141 | NAYY 4x150 SE | 138 | 141 | 0.032017 | 0.208 | 0.08 | 261 | 0 | 0.27 | 1 | 1 | cs | TRUE
142 | LV_784-9_0_6_line_142 | NAYY 4x150 SE | 138 | 142 | 0.007722 | 0.208 | 0.08 | 261 | 0 | 0.27 | 1 | 1 | cs | TRUE
143 | LV_784-9_0_6_line_143 | NAYY 4x150 SE | 139 | 140 | 0.0060684 | 0.208 | 0.08 | 261 | 0 | 0.27 | 1 | 1 | cs | TRUE
144 | LV_784-9_0_6_line_144 | NAYY 4x150 SE | 142 | 143 | 0.07087 | 0.208 | 0.08 | 261 | 0 | 0.27 | 1 | 1 | cs | TRUE
145 | LV_784-9_0_6_line_145 | NAYY 4x150 SE | 143 | 145 | 0.01186 | 0.208 | 0.08 | 261 | 0 | 0.27 | 1 | 1 | cs | TRUE
146 | LV_784-9_0_6_line_146 | NAYY 4x150 SE | 144 | 145 | 0.024565 | 0.208 | 0.08 | 261 | 0 | 0.27 | 1 | 1 | cs | TRUE
147 | LV_784-9_0_6_line_147 | NAYY 4x150 SE | 144 | 146 | 0.035621 | 0.208 | 0.08 | 261 | 0 | 0.27 | 1 | 1 | cs | TRUE
148 | LV_784-9_0_6_line_148 | NAYY 4x150 SE | 146 | 147 | 0.015523 | 0.208 | 0.08 | 261 | 0 | 0.27 | 1 | 1 | cs | TRUE
149 | LV_784-9_0_6_line_149 | NAYY 4x150 SE | 146 | 148 | 0.008291 | 0.208 | 0.08 | 261 | 0 | 0.27 | 1 | 1 | cs | TRUE
150 | LV_784-9_0_6_line_150 | NAYY 4x150 SE | 147 | 149 | 0.023969 | 0.208 | 0.08 | 261 | 0 | 0.27 | 1 | 1 | cs | TRUE
151 | LV_784-9_0_6_line_151 | NAYY 4x150 SE | 148 | 150 | 0.027498 | 0.208 | 0.08 | 261 | 0 | 0.27 | 1 | 1 | cs | TRUE
152 | LV_784-9_0_6_line_152 | NAYY 4x150 SE | 149 | 151 | 0.012748 | 0.208 | 0.08 | 261 | 0 | 0.27 | 1 | 1 | cs | TRUE
153 | LV_784-9_0_6_line_153 | NAYY 4x150 SE | 150 | 152 | 0.0049707 | 0.208 | 0.08 | 261 | 0 | 0.27 | 1 | 1 | cs | TRUE
154 | LV_784-9_0_6_line_154 | NAYY 4x150 SE | 151 | 155 | 0.33464 | 0.208 | 0.08 | 261 | 0 | 0.27 | 1 | 1 | cs | TRUE
155 | LV_784-9_0_6_line_155 | NAYY 4x150 SE | 153 | 154 | 0.069483 | 0.208 | 0.08 | 261 | 0 | 0.27 | 1 | 1 | cs | TRUE
156 | LV_784-9_0_6_line_156 | NAYY 4x150 SE | 155 | 162 | 0.01789 | 0.208 | 0.08 | 261 | 0 | 0.27 | 1 | 1 | cs | TRUE
157 | LV_784-9_0_6_line_157 | NAYY 4x150 SE | 156 | 157 | 0.086795 | 0.208 | 0.08 | 261 | 0 | 0.27 | 1 | 1 | cs | TRUE
158 | LV_784-9_0_6_line_158 | NAYY 4x150 SE | 156 | 158 | 0.10828 | 0.208 | 0.08 | 261 | 0 | 0.27 | 1 | 1 | cs | TRUE
159 | LV_784-9_0_6_line_159 | NAYY 4x150 SE | 157 | 159 | 0.0040456 | 0.208 | 0.08 | 261 | 0 | 0.27 | 1 | 1 | cs | TRUE
160 | LV_784-9_0_6_line_160 | NAYY 4x150 SE | 158 | 160 | 0.064047 | 0.208 | 0.08 | 261 | 0 | 0.27 | 1 | 1 | cs | TRUE
161 | LV_784-9_0_6_line_161 | NAYY 4x150 SE | 159 | 161 | 0.029039 | 0.208 | 0.08 | 261 | 0 | 0.27 | 1 | 1 | cs | TRUE
162 | LV_784-9_0_6_line_162 | NAYY 4x150 SE | 162 | 163 | 0.090598 | 0.208 | 0.08 | 261 | 0 | 0.27 | 1 | 1 | cs | TRUE

## trafo
| name | std_type | hv_bus | lv_bus | sn_mva | vn_hv_kv | vn_lv_kv | vk_percent | vkr_percent | pfe_kw | i0_percent | shift_degree | tap_side | tap_neutral | tap_min | tap_max | tap_step_percent | tap_step_degree | tap_pos | tap_phase_shifter | parallel | df | in_service
0 | LV_784-9_0_6_trafo_12 | 0.25 MVA 20/0.4 kV | 164 | 5 | 0.25 | 20 | 0.4 | 6 | 1.44 | 0.8 | 0.32 | 150 | hv | 0 | -2 | 2 | 2.5 | 0 | 0 | FALSE | 1 | 1 | TRUE

## line_geodata
| x0 | y0 | x1 | y1 | x2 | y2 | x3 | y3 | x4 | y4 | x5 | y5 | x6 | y6 | x7 | y7 | x8 | y8 | x9 | y9 | x10 | y10 | x11 | y11 | x12 | y12 | x13 | y13 | x14 | y14 | x15 | y15 | x16 | y16 | x17 | y17 | x18 | y18 | x19 | y19 | x20 | y20 | x21 | y21 | x22 | y22 | x23 | y23 | x24 | y24 | x25 | y25 | x26 | y26 | x27 | y27 | x28 | y28 | x29 | y29 | x30 | y30 | x31 | y31 | x32 | y32 | x33 | y33 | x34 | y34 | x35 | y35 | x36 | y36
0 | 2668748.8733 | 1176065.5499 | 2668746.1703 | 1176063.2843 | 2668745.112 | 1176063.5341
1 | 2668748.8733 | 1176065.5499 | 2668759.5817 | 1176071.6427 | 2668770.8898 | 1176079.4322 | 2668780.6323 | 1176085.7586
2 | 2668792.1708 | 1176073.4505 | 2668780.6323 | 1176085.7586
3 | 2668780.6323 | 1176085.7586 | 2668780.1169 | 1176094.0352 | 2668802.8189 | 1176120.7773 | 2668808.862 | 1176135.7329 | 2668808.2569 | 1176147.1658 | 2668808.6476 | 1176155.753 | 2668827.2216 | 1176210.4225
4 | 2667922.7474 | 1175098.261 | 2667924.1168 | 1175096.1531 | 2667918.948 | 1175092.1479 | 2667910.7592 | 1175088.8311 | 2667904.451 | 1175084.8464 | 2667897.9797 | 1175079.0588 | 2667892.5032 | 1175072.5153 | 2667890.0971 | 1175068.2746 | 2667883.363 | 1175049.8991 | 2667878.3683 | 1175039.9592 | 2667873.3608 | 1175031.1532 | 2667873.7633 | 1175028.0115 | 2667875.2784 | 1175024.5155 | 2667880.3659 | 1175022.194 | 2667887.2603 | 1175020.3264 | 2667894.5015 | 1175019.5634 | 2667898.0626 | 1175019.7149
5 | 2667922.7474 | 1175098.261 | 2668215.9494 | 1175323.4268
6 | 2667765.0735 | 1174930.7506 | 2667789.6673 | 1174948.5162 | 2667800.8716 | 1174963.0843 | 2667809.8691 | 1174978.0722 | 2667816.3235 | 1174993.4872 | 2667819.7848 | 1175007.8789 | 2667824.489 | 1175022.5626 | 2667827.3075 | 1175028.2088 | 2667842.775 | 1175047.7391 | 2667851.7355 | 1175059.2247 | 2667855.4561 | 1175068.9278 | 2667856.4188 | 1175077.0989 | 2667858.7853 | 1175086.1974 | 2667861.8632 | 1175093.9144 | 2667866.9805 | 1175099.7756 | 2667873.5061 | 1175102.7844 | 2667883.2188 | 1175102.5052 | 2667893.7738 | 1175098.0665 | 2667905.0562 | 1175094.87 | 2667913.1666 | 1175094.9841 | 2667922.7474 | 1175098.261
7 | 2667907.5106 | 1175027.2306 | 2667904.8722 | 1175024.6614 | 2667898.0626 | 1175019.7149 | 2667898.0626 | 1175019.7149
8 | 2668215.9494 | 1175323.4268 | 2668399.9739 | 1175192.4442
9 | 2668325.444 | 1175457.9799 | 2668320.1411 | 1175436.9409 | 2668313.3571 | 1175420.4099 | 2668304.856 | 1175411.0078 | 2668289.7177 | 1175398.3617 | 2668267.6975 | 1175379.1114 | 2668254.5647 | 1175362.1968 | 2668245.4213 | 1175350.0971 | 2668234.312 | 1175338.7644 | 2668215.9494 | 1175323.4268
10 | 2667765.0735 | 1174930.7506 | 2667768.9483 | 1174926.8255 | 2667774.3699 | 1174925.3859 | 2667780.7248 | 1174925.2575 | 2667789.1072 | 1174927.7091 | 2667800.4131 | 1174929.0814
11 | 2667671.5228 | 1174860.2331 | 2667676.5933 | 1174865.5266 | 2667765.0735 | 1174930.7506
12 | 2668792.1708 | 1176073.4505 | 2668781.922 | 1176065.9398 | 2668757.1175 | 1176045.8775
13 | 2668792.1708 | 1176073.4505 | 2668824.2158 | 1176102.6901 | 2668845.4721 | 1176124.8354 | 2668866.2092 | 1176146.9081 | 2668878.699 | 1176160.1912
14 | 2668757.1175 | 1176045.8775 | 2668743.2986 | 1176036.8817
15 | 2668757.1175 | 1176045.8775 | 2668761.5053 | 1176041.8699 | 2668773.9805 | 1176035.2091 | 2668778.4326 | 1176027.5891 | 2668784.1935 | 1176017.8384 | 2668787.3535 | 1176013.5833 | 2668791.729 | 1176007.9858 | 2668796.2704 | 1176011.2508 | 2668799.7196 | 1176009.7784 | 2668808.908 | 1176002.4351 | 2668815.8903 | 1175996.8342 | 2668823.8248 | 1175990.8551 | 2668832.5115 | 1175982.6055 | 2668841.8083 | 1175975.1635 | 2668849.4112 | 1175968.7692 | 2668856.2887 | 1175956.3188 | 2668863.6644 | 1175949.0882 | 2668874.5872 | 1175945.1668 | 2668879.4968 | 1175951.6491 | 2668887.8395 | 1175954.0684 | 2668905.7862 | 1175947.593
16 | 2668878.699 | 1176160.1912 | 2668885.5267 | 1176167.4526 | 2668895.9996 | 1176177.863
17 | 2668658.5797 | 1175981.5017 | 2668717.5862 | 1176020.1435 | 2668743.2986 | 1176036.8817
18 | 2668905.7862 | 1175947.593 | 2669411.3817 | 1175291.2989
19 | 2668407.7502 | 1175503.4543 | 2668411.1181 | 1175505.6352
20 | 2668407.7502 | 1175503.4543 | 2668405.0859 | 1175506.4812 | 2668389.4736 | 1175528.7494 | 2668369.3746 | 1175558.3373 | 2668358.6146 | 1175568.7317 | 2668349.9727 | 1175573.058 | 2668343.3299 | 1175575.695
21 | 2668343.3299 | 1175575.695 | 2668330.6943 | 1175576.9408 | 2668316.9061 | 1175576.6837 | 2668313.8048 | 1175576.3363
22 | 2668343.3299 | 1175575.695 | 2668346.6338 | 1175586.2997
23 | 2668343.3299 | 1175575.695 | 2668335.5979 | 1175532.349 | 2668331.0479 | 1175503.5295
24 | 2668325.444 | 1175457.9799 | 2668326.714 | 1175471.9912 | 2668328.6101 | 1175488.0887 | 2668331.0479 | 1175503.5295
25 | 2668313.8048 | 1175576.3363 | 2668310.0544 | 1175575.9163
26 | 2668353.0615 | 1175606.9313 | 2668346.6338 | 1175586.2997
27 | 2668274.0367 | 1175569.0427 | 2668287.5171 | 1175572.8804 | 2668303.0944 | 1175575.1367 | 2668310.0544 | 1175575.9163
28 | 2668353.0615 | 1175606.9313 | 2668353.3452 | 1175607.8421
29 | 2668658.5797 | 1175981.5017 | 2668612.5306 | 1175951.4469 | 2668589.283 | 1175936.8618 | 2668565.6142 | 1175922.9946 | 2668479.987 | 1175873.7334 | 2668454.2695 | 1175859.1651
30 | 2668238.7391 | 1175558.4953 | 2668245.904 | 1175561.0338 | 2668274.0367 | 1175569.0427
31 | 2668355.332 | 1175614.2194 | 2668353.3452 | 1175607.8421
32 | 2668446.6466 | 1175861.3016 | 2668454.2695 | 1175859.1651
33 | 2668454.2695 | 1175859.1651 | 2668422.5404 | 1175840.8262 | 2668407.785 | 1175832.2643 | 2668394.5809 | 1175823.7423 | 2668394.5809 | 1175823.7423
34 | 2667347.4077 | 1174980.773 | 2667339.4946 | 1174988.439 | 2667330.539 | 1174998.9112 | 2667325.6104 | 1175010.9294 | 2667322.7262 | 1175022.6815 | 2667321.2731 | 1175039.0745 | 2667322.5276 | 1175048.5606 | 2667325.5618 | 1175062.9584 | 2667324.9368 | 1175065.8824
35 | 2667286.6475 | 1175102.4445 | 2667291.7898 | 1175097.2547 | 2667296.7309 | 1175091.6069 | 2667302.5788 | 1175086.9031 | 2667315.3586 | 1175079.0086 | 2667321.9953 | 1175073.5132 | 2667324.2627 | 1175069.0361 | 2667324.9368 | 1175065.8824
36 | 2667349.4889 | 1174978.7568 | 2667347.4077 | 1174980.773
37 | 2667286.6475 | 1175102.4445 | 2667265.0689 | 1175092.5304 | 2667256.4202 | 1175089.2872
38 | 2667286.6475 | 1175102.4445 | 2667308.7464 | 1175112.9982 | 2667359.782 | 1175137.907 | 2667385.877 | 1175150.0067 | 2667400.8667 | 1175156.3675 | 2667405.487 | 1175157.7106
39 | 2667445.6355 | 1174958.3129 | 2667349.4889 | 1174978.7568
40 | 2667256.4202 | 1175089.2872 | 2667255.9549 | 1175098.0536 | 2667258.667 | 1175105.0546 | 2667266.354 | 1175117.0142 | 2667268.1422 | 1175123.9048 | 2667265.0507 | 1175133.7091 | 2667258.2435 | 1175142.8269 | 2667250.8912 | 1175150.1153 | 2667238.9366 | 1175151.6389
41 | 2667256.4202 | 1175089.2872 | 2667251.9893 | 1175087.6144
42 | 2667405.487 | 1175157.7106 | 2667444.0429 | 1175455.3431
43 | 2667472.4409 | 1174910.8427 | 2667473.2431 | 1174914.4433 | 2667474.3745 | 1174926.6963 | 2667472.0339 | 1174934.2631 | 2667464.0359 | 1174943.1783 | 2667457.1869 | 1174949.8496 | 2667451.6384 | 1174954.4232 | 2667445.6355 | 1174958.3129
44 | 2667238.9366 | 1175151.6389 | 2667049.0881 | 1175596.0552
45 | 2667251.9893 | 1175087.6144 | 2667251.9893 | 1175087.6144 | 2667240.323 | 1175083.9471
46 | 2667520.4111 | 1175437.9929 | 2667506.3974 | 1175441.4484 | 2667493.9324 | 1175441.108 | 2667479.041 | 1175438.995 | 2667472.9479 | 1175440.3606 | 2667467.6094 | 1175442.613 | 2667457.7879 | 1175449.8956 | 2667448.327 | 1175454.3474 | 2667444.0429 | 1175455.3431
47 | 2667438.6999 | 1175456.585 | 2667444.0429 | 1175455.3431
48 | 2667049.0881 | 1175596.0552 | 2667051.8617 | 1175605.0802 | 2667047.2012 | 1175618.5136 | 2667037.6409 | 1175629.8577 | 2667024.7879 | 1175642.3879 | 2667021.0002 | 1175650.9282 | 2667017.616 | 1175660.2958 | 2667011.2788 | 1175677.3903 | 2667026.1698 | 1175702.0816 | 2667034.2709 | 1175711.1661 | 2667029.2875 | 1175717.2473 | 2667031.0528 | 1175742.6147
49 | 2667049.0881 | 1175596.0552 | 2667033.0564 | 1175599.5559 | 2667019.1313 | 1175592.3964 | 2667006.8058 | 1175584.3876 | 2666995.7646 | 1175579.1169 | 2666978.0351 | 1175569.6582 | 2666967.5176 | 1175570.1967 | 2666959.2072 | 1175568.881 | 2666951.8155 | 1175566.764 | 2666940.2585 | 1175567.9692 | 2666928.5776 | 1175568.6393 | 2666910.1932 | 1175553.4591 | 2666897.3822 | 1175548.5135 | 2666885.6472 | 1175549.9168 | 2666877.4314 | 1175549.0248 | 2666870.7322 | 1175548.561 | 2666860.4054 | 1175543.6432 | 2666844.2687 | 1175539.4055 | 2666837.8121 | 1175529.5169 | 2666816.0716 | 1175530.0975 | 2666816.0716 | 1175530.0975
50 | 2667240.323 | 1175083.9471 | 2667227.5644 | 1175079.9364 | 2667212.7189 | 1175077.1897
51 | 2667374.6795 | 1176043.5438 | 2667377.7712 | 1176042.5557 | 2667381.7167 | 1176041.7774 | 2667388.5325 | 1176042.0207 | 2667395.0621 | 1176045.2847 | 2667398.8925 | 1176047.9404 | 2667404.4223 | 1176052.4272 | 2667410.8764 | 1176055.6126 | 2667417.731 | 1176059.2028 | 2667427.587 | 1176066.4398 | 2667433.9309 | 1176071.2583 | 2667440.289 | 1176075.4988 | 2667445.6128 | 1176076.5481 | 2667451.2009 | 1176076.522 | 2667456.8994 | 1176073.4732 | 2667462.1538 | 1176066.4171 | 2667465.6966 | 1176057.941 | 2667469.2247 | 1176050.7766 | 2667473.0629 | 1176045.261 | 2667477.9519 | 1176041.4694 | 2667483.7272 | 1176039.0774 | 2667495.0645 | 1176038.3044 | 2667510.7461 | 1176037.9917 | 2667527.8931 | 1176039.2409 | 2667536.8156 | 1176041.7983 | 2667544.7743 | 1176042.377 | 2667550.4149 | 1176041.0842 | 2667551.3098 | 1176044.4295 | 2667554.316 | 1176047.643 | 2667559.4056 | 1176049.1233 | 2667569.2946 | 1176051.3804 | 2667576.1678 | 1176054.6707 | 2667588.2769 | 1176064.7684 | 2667606.9695 | 1176083.5118 | 2667609.482 | 1176085.7636 | 2667636.4155 | 1176092.2373 | 2667654.6956 | 1176097.3796
52 | 2667654.6956 | 1176097.3796 | 2667672.0357 | 1176099.1094 | 2667676.6505 | 1176098.6278 | 2667682.7266 | 1176096.006 | 2667694.5003 | 1176082.9647 | 2667703.2556 | 1176074.592 | 2667708.3971 | 1176070.7923 | 2667713.8089 | 1176068.0962 | 2667750.7328 | 1176064.4553 | 2667764.424 | 1176061.6971 | 2667774.486 | 1176056.7524 | 2667780.6238 | 1176050.696 | 2667788.1179 | 1176040.9751 | 2667794.1511 | 1176039.4424 | 2667799.7993 | 1176040.8737 | 2667805.6091 | 1176043.5519 | 2667808.6369 | 1176046.9559
53 | 2667031.0528 | 1175742.6147 | 2667374.6795 | 1176043.5438
54 | 2667825.8414 | 1176068.9614 | 2667815.9879 | 1176055.2203 | 2667808.6369 | 1176046.9559
55 | 2667438.6999 | 1175456.585 | 2667438.6999 | 1175456.585 | 2667427.8817 | 1175455.9742 | 2667408.2886 | 1175454.5533 | 2667396.0337 | 1175456.6058 | 2667389.0325 | 1175459.8735 | 2667380.9912 | 1175463.1851 | 2667365.9905 | 1175463.3168 | 2667354.9512 | 1175464.2138
56 | 2667229.3248 | 1175473.647 | 2667242.0075 | 1175468.6631 | 2667250.4437 | 1175466.9455 | 2667264.2898 | 1175467.5121 | 2667280.3439 | 1175470.9273 | 2667293.4574 | 1175474.7876 | 2667310.2169 | 1175479.3781 | 2667316.6144 | 1175480.8506 | 2667321.6681 | 1175480.1291 | 2667327.2835 | 1175478.4022 | 2667334.9022 | 1175474.5966 | 2667345.0335 | 1175468.9849 | 2667353.9695 | 1175464.2936 | 2667354.9512 | 1175464.2138
57 | 2667520.4111 | 1175437.9929 | 2667707.6756 | 1175545.4521
58 | 2666816.0716 | 1175530.0975 | 2666807.5648 | 1175521.0087 | 2666795.6983 | 1175518.4197 | 2666791.7469 | 1175505.2905 | 2666776.0564 | 1175503.5371 | 2666763.2912 | 1175495.8352 | 2666761.9877 | 1175493.4416
59 | 2666777.8475 | 1175482.0449 | 2666777.4247 | 1175484.3193 | 2666768.677 | 1175488.6244 | 2666761.9877 | 1175493.4416
60 | 2667207.865 | 1175076.2916 | 2667212.7189 | 1175077.1897
61 | 2667658.2227 | 1174831.174 | 2667670.6628 | 1174858.3541
62 | 2667671.5228 | 1174860.2331 | 2667670.6628 | 1174858.3541
63 | 2667651.1968 | 1174815.8233 | 2667658.2227 | 1174831.174
64 | 2667671.5228 | 1174860.2331 | 2667678.7196 | 1174855.9674 | 2667687.0326 | 1174852.3813 | 2667696.3605 | 1174848.9734 | 2667705.3669 | 1174844.2897
65 | 2667651.1968 | 1174815.8233 | 2667644.251 | 1174805.2835 | 2667635.4365 | 1174795.701 | 2667598.2333 | 1174770.5232 | 2667579.5289 | 1174764.6649 | 2667548.3402 | 1174763.4577 | 2667536.9245 | 1174761.4725 | 2667533.7741 | 1174760.8256 | 2667529.6083 | 1174758.0105 | 2667527.3159 | 1174754.4938 | 2667528.0764 | 1174751.4562
66 | 2667651.1968 | 1174815.8233 | 2667667.1395 | 1174805.5305 | 2667678.9535 | 1174795.2356 | 2667701.0753 | 1174779.4093 | 2667707.2136 | 1174774.7759 | 2667707.3212 | 1174767.2729 | 2667707.3212 | 1174767.2729
67 | 2667722.8403 | 1174831.7845 | 2667709.0196 | 1174842.3902 | 2667705.3669 | 1174844.2897
68 | 2667528.0764 | 1174751.4562 | 2667531.0748 | 1174749.9891 | 2667556.8294 | 1174753.7366 | 2667575.6897 | 1174751.8589 | 2667587.6265 | 1174747.6353 | 2667594.5634 | 1174742.0102 | 2667607.0429 | 1174717.4368 | 2667617.7739 | 1174691.9876 | 2667623.0301 | 1174676.7493 | 2667626.7418 | 1174661.5158 | 2667624.1343 | 1174651.3696 | 2667613.6342 | 1174640.0338 | 2667578.3337 | 1174604.9927
69 | 2667706.0025 | 1174765.1816 | 2667707.3212 | 1174767.2729
70 | 2667808.1949 | 1174930.026 | 2667800.4131 | 1174929.0814
71 | 2667722.8403 | 1174831.7845 | 2667726.1317 | 1174836.869 | 2667730.294 | 1174841.5087
72 | 2667722.8403 | 1174831.7845 | 2667724.5841 | 1174829.703 | 2667728.091 | 1174825.1734 | 2667731.8504 | 1174813.8649 | 2667732.5926 | 1174812.6905
73 | 2667551.1807 | 1174581.0973 | 2667554.332 | 1174583.712 | 2667570.1789 | 1174596.8978 | 2667578.3337 | 1174604.9927
74 | 2667578.3337 | 1174604.9927 | 2668187.0674 | 1174165.0005
75 | 2667703.4197 | 1174757.301 | 2667703.2299 | 1174759.8892 | 2667704.6171 | 1174762.9844 | 2667706.0025 | 1174765.1816
76 | 2667730.294 | 1174841.5087 | 2667732.5498 | 1174844.0233 | 2667736.7451 | 1174848.9512 | 2667741.2379 | 1174855.2943 | 2667744.3593 | 1174857.831 | 2667754.1996 | 1174860.5102 | 2667768.3562 | 1174862.8158 | 2667775.2196 | 1174863.0267 | 2667776.613 | 1174862.8947
77 | 2667752.4866 | 1174794.1866 | 2667741.3582 | 1174801.9766 | 2667735.0733 | 1174808.765 | 2667732.5926 | 1174812.6905
78 | 2667551.1807 | 1174581.0973 | 2667547.3423 | 1174581.1097 | 2667543.4361 | 1174583.745
79 | 2668187.0674 | 1174165.0005 | 2668301.7082 | 1173772.9213
80 | 2667509.8213 | 1173945.8166 | 2668187.0674 | 1174165.0005
81 | 2667913.0672 | 1175032.6416 | 2667907.5106 | 1175027.2306
82 | 2668258.7554 | 1175603.9773 | 2668260.2317 | 1175608.2783
83 | 2668238.7391 | 1175558.4953 | 2668248.6761 | 1175579.4313 | 2668253.2949 | 1175590.0677 | 2668257.8453 | 1175601.3258 | 2668258.7554 | 1175603.9773
84 | 2668260.4856 | 1175609.0182 | 2668260.2317 | 1175608.2783
85 | 2668238.7391 | 1175558.4953 | 2668233.5692 | 1175549.2901
86 | 2668260.4856 | 1175609.0182 | 2668268.9293 | 1175633.6185
87 | 2668233.5692 | 1175549.2901 | 2668091.4818 | 1175541.374
88 | 2668340.5656 | 1175772.9938 | 2668348.0213 | 1175780.141
89 | 2668314.7953 | 1175747.279 | 2668323.9224 | 1175756.7105 | 2668333.1292 | 1175765.865 | 2668340.5656 | 1175772.9938
90 | 2668351.497 | 1175783.473 | 2668348.0213 | 1175780.141
91 | 2668303.6922 | 1175871.768 | 2668303.2485 | 1175866.4266 | 2668301.8762 | 1175841.2633 | 2668299.4545 | 1175824.3372 | 2668296.8086 | 1175804.2735 | 2668297.3074 | 1175796.7193 | 2668299.8849 | 1175786.5317 | 2668301.7068 | 1175770.1987 | 2668300.7872 | 1175760.9941 | 2668314.7953 | 1175747.279
92 | 2668351.497 | 1175783.473 | 2668357.7038 | 1175789.4433
93 | 2668351.497 | 1175783.473 | 2668361.9898 | 1175785.0823 | 2668369.8505 | 1175786.2392 | 2668387.7345 | 1175787.2657 | 2668398.1949 | 1175787.0181 | 2668401.7602 | 1175786.0915 | 2668404.2229 | 1175783.9739 | 2668406.198 | 1175780.3722 | 2668406.6473 | 1175775.1632 | 2668392.25 | 1175729.534
94 | 2668303.6922 | 1175871.768 | 2668306.8782 | 1175876.6182
95 | 2668364.3269 | 1175795.8104 | 2668362.4916 | 1175794.0487 | 2668357.7038 | 1175789.4433
96 | 2668392.25 | 1175729.534 | 2668387.8336 | 1175715.5371 | 2668387.0559 | 1175713.1501
97 | 2668306.8782 | 1175876.6182 | 2668306.6904 | 1175897.1388 | 2668312.2773 | 1175905.2959 | 2668312.9693 | 1175916.3546 | 2668314.1348 | 1175932.8217 | 2668313.9408 | 1175932.8904
98 | 2668306.8782 | 1175876.6182 | 2668323.5071 | 1175898.5532 | 2668355.0207 | 1175926.024
99 | 2668364.3269 | 1175795.8104 | 2668373.2519 | 1175804.3771 | 2668374.6667 | 1175805.6988
100 | 2668387.0559 | 1175713.1501 | 2668386.2624 | 1175710.7145
101 | 2668386.2624 | 1175710.7145 | 2668381.4469 | 1175695.9335
102 | 2668377.426 | 1175683.5913 | 2668381.4469 | 1175695.9335
103 | 2668366.4136 | 1175649.789 | 2668377.426 | 1175683.5913
104 | 2668379.4833 | 1175810.1985 | 2668374.6667 | 1175805.6988
105 | 2668366.4136 | 1175649.789 | 2668334.7762 | 1175664.872
106 | 2668366.4136 | 1175649.789 | 2668355.332 | 1175614.2194
107 | 2668389.9745 | 1175819.6807 | 2668383.9019 | 1175814.3263 | 2668379.4833 | 1175810.1985
108 | 2668394.5809 | 1175823.7423 | 2668389.9745 | 1175819.6807
109 | 2668446.6466 | 1175861.3016 | 2668439.3994 | 1175867.3557 | 2668431.6805 | 1175877.24 | 2668426.9699 | 1175883.4232 | 2668421.3117 | 1175887.5611 | 2668414.6357 | 1175889.7973 | 2668407.3428 | 1175895.1728
110 | 2668446.6466 | 1175861.3016 | 2668429.1554 | 1175860.0348 | 2668401.7657 | 1175861.3678 | 2668393.8945 | 1175862.4899 | 2668393.8945 | 1175862.4899
111 | 2668391.2145 | 1175875.4326 | 2668392.5141 | 1175874.9479 | 2668393.2755 | 1175870.5207 | 2668393.8945 | 1175862.4899
112 | 2668391.2145 | 1175875.4326 | 2668385.5218 | 1175877.5559
113 | 2668380.9448 | 1175879.263 | 2668385.5218 | 1175877.5559
114 | 2668324.5074 | 1175669.7676 | 2668334.7762 | 1175664.872
115 | 2667785.7053 | 1174862.0334 | 2667776.613 | 1174862.8947
116 | 2668582.6493 | 1172988.1406 | 2668301.7082 | 1173772.9213
117 | 2667509.8213 | 1173945.8166 | 2667499.8507 | 1173947.1052 | 2667481.1065 | 1173959.5127 | 2667458.1845 | 1173965.3695 | 2667446.5531 | 1173965.4278 | 2667432.093 | 1173966.1102 | 2667423.3696 | 1173970.7371 | 2667398.2096 | 1173972.9781 | 2667383.0645 | 1173969.9731 | 2667364.4718 | 1173972.3213 | 2667345.023 | 1173976.0053 | 2667338.5007 | 1173984.6162
118 | 2668582.6493 | 1172988.1406 | 2668590.4503 | 1172978.5145 | 2668595.8263 | 1172963.8454 | 2668601.224 | 1172955.3022
119 | 2668582.6493 | 1172988.1406 | 2668310.4663 | 1172929.3128
120 | 2667222.4191 | 1174072.5749 | 2667219.403 | 1174061.2681 | 2667224.3072 | 1174043.9577 | 2667241.0511 | 1174033.9284 | 2667256.275 | 1174025.7943 | 2667270.8177 | 1174019.776 | 2667291.5092 | 1174008.9017 | 2667309.4219 | 1174004.4444 | 2667330.4775 | 1173995.2086 | 2667338.5007 | 1173984.6162
121 | 2668606.8135 | 1172929.3179 | 2668599.4234 | 1172944.2198 | 2668601.224 | 1172955.3022
122 | 2668310.4663 | 1172929.3128 | 2668312.834 | 1172918.2223
123 | 2668613.828 | 1172934.5677 | 2668610.0129 | 1172933.7904 | 2668606.8135 | 1172929.3179
124 | 2668613.828 | 1172934.5677 | 2668619.6996 | 1172931.4108 | 2668623.7636 | 1172933.1693 | 2668625.9831 | 1172941.0659 | 2668630.3872 | 1172937.1584 | 2668632.7107 | 1172942.6436 | 2668637.8037 | 1172938.0103 | 2668640.6727 | 1172941.2783 | 2668636.3458 | 1172945.787
125 | 2667938.385 | 1175060.9912 | 2667928.7446 | 1175050.7018 | 2667921.5078 | 1175044.3274 | 2667913.6972 | 1175033.255 | 2667913.0672 | 1175032.6416
126 | 2667200.0325 | 1175042.4847 | 2667201.4056 | 1175046.8582 | 2667206.0207 | 1175058.7054 | 2667207.6753 | 1175068.6518 | 2667207.865 | 1175076.2916
127 | 2667207.865 | 1175076.2916 | 2667202.4668 | 1175075.2915
128 | 2667303.279 | 1174857.492 | 2667207.5786 | 1174994.0195
129 | 2667396.0203 | 1174696.1854 | 2667366.1337 | 1174714.4826 | 2667340.523 | 1174729.2259 | 2667338.284 | 1174761.1411 | 2667327.5066 | 1174797.652 | 2667317.7091 | 1174831.3501 | 2667303.279 | 1174857.492
130 | 2667200.0325 | 1175042.4847 | 2667197.8106 | 1175035.4003 | 2667196.0233 | 1175028.4208 | 2667195.2842 | 1175019.3185 | 2667196.0279 | 1175011.6224 | 2667199.3676 | 1175004.2334 | 2667203.0621 | 1174998.616 | 2667207.5786 | 1174994.0195
131 | 2667396.0203 | 1174696.1854 | 2667392.6714 | 1174696.1812 | 2667390.7168 | 1174695.2587 | 2667388.8774 | 1174690.2019 | 2667390.8138 | 1174685.2652 | 2667399.0589 | 1174680.2438 | 2667418.6347 | 1174674.5827 | 2667430.5017 | 1174671.1251 | 2667439.8115 | 1174666.616 | 2667441.7152 | 1174665.2699 | 2667442.9605 | 1174663.3161 | 2667442.7816 | 1174660.8683 | 2667441.6532 | 1174658.5432 | 2667437.5743 | 1174656.1405 | 2667432.7041 | 1174657.4865 | 2667426.284 | 1174660.6718 | 2667418.4155 | 1174663.4739 | 2667408.6166 | 1174664.5534 | 2667398.9401 | 1174664.2668 | 2667386.8789 | 1174663.2308 | 2667381.2237 | 1174663.6676 | 2667379.4226 | 1174664.7369 | 2667378.2839 | 1174666.0471 | 2667373.9273 | 1174671.3567 | 2667371.1512 | 1174676.1839 | 2667367.8058 | 1174680.6377 | 2667358.7956 | 1174687.7518 | 2667326.7862 | 1174713.7958
132 | 2667396.0203 | 1174696.1854 | 2667399.6338 | 1174694.4028 | 2667402.9234 | 1174692.8722 | 2667411.5038 | 1174688.6328 | 2667458.6371 | 1174688.2509 | 2667475.1942 | 1174688.1157
133 | 2667200.0325 | 1175042.4847 | 2667192.2779 | 1175038.5846
134 | 2667133.5017 | 1175059.6279 | 2667143.4335 | 1175063.6857 | 2667153.1308 | 1175066.1511 | 2667202.4668 | 1175075.2915
135 | 2667133.5017 | 1175059.6279 | 2667148.5346 | 1175036.8942 | 2667151.7616 | 1175033.5507
136 | 2667475.1942 | 1174688.1157 | 2667479.2598 | 1174688.0825 | 2667506.2458 | 1174683.6723 | 2667526.1557 | 1174676.1919 | 2667545.5431 | 1174664.181 | 2667555.5065 | 1174656.6444 | 2667563.2633 | 1174646.7927 | 2667566.8278 | 1174637.1496 | 2667565.532 | 1174624.5723 | 2667558.4047 | 1174610.4286 | 2667549.4826 | 1174596.0978 | 2667543.7485 | 1174588.5957 | 2667543.4361 | 1174583.745 | 2667543.4361 | 1174583.745
137 | 2667270.4437 | 1174506.036 | 2667222.4191 | 1174072.5749
138 | 2667270.4437 | 1174506.036 | 2667267.1712 | 1174499.2066 | 2667260.8591 | 1174490.7088 | 2667253.8658 | 1174489.0851 | 2667248.1652 | 1174492.879 | 2667246.8492 | 1174501.1467 | 2667242.6052 | 1174510.7379 | 2667229.6547 | 1174536.4964 | 2667223.5694 | 1174548.6907 | 2667216.0873 | 1174558.6348 | 2667210.6225 | 1174561.175 | 2667205.0219 | 1174562.1907 | 2667193.6916 | 1174562.0972 | 2667174.6451 | 1174562.1285 | 2667155.0872 | 1174562.7545 | 2667142.6521 | 1174560.9477 | 2667132.7485 | 1174557.0348 | 2667122.0626 | 1174551.2787 | 2667112.545 | 1174548.3929 | 2667103.1677 | 1174547.3208 | 2667083.4956 | 1174551.3254 | 2667067.1942 | 1174557.4913 | 2667046.0177 | 1174565.437 | 2667036.3916 | 1174568.1979
139 | 2667001.4815 | 1174575.6566 | 2667005.5841 | 1174575.1689 | 2667026.5422 | 1174571.0227 | 2667036.3916 | 1174568.1979
140 | 2667275.1766 | 1174735.1744 | 2667296.9965 | 1174729.1378 | 2667320.0599 | 1174719.2685 | 2667326.7862 | 1174713.7958
141 | 2667275.1766 | 1174735.1744 | 2667269.4362 | 1174732.2973 | 2667260.2789 | 1174728.0034 | 2667246.182 | 1174721.6021
142 | 2667275.1766 | 1174735.1744 | 2667270.1865 | 1174741.0774
143 | 2667155.9758 | 1175029.1842 | 2667151.7616 | 1175033.5507
144 | 2667270.1865 | 1174741.0774 | 2667274.4147 | 1174751.2972 | 2667278.3571 | 1174759.0458 | 2667281.8027 | 1174762.0083 | 2667283.7065 | 1174764.7423 | 2667287.7121 | 1174768.2114 | 2667286.9563 | 1174771.527 | 2667280.9546 | 1174772.8716 | 2667276.4372 | 1174777.5348 | 2667264.4421 | 1174795.8552
145 | 2667253.0645 | 1174792.5147 | 2667259.7845 | 1174794.6134 | 2667264.4421 | 1174795.8552
146 | 2667253.0645 | 1174792.5147 | 2667254.1348 | 1174788.4355 | 2667253.9577 | 1174781.7186 | 2667252.0396 | 1174775.4936 | 2667248.5846 | 1174769.2736
147 | 2667215.9267 | 1174760.6696 | 2667229.1071 | 1174760.0613 | 2667236.6347 | 1174761.0573 | 2667244.0532 | 1174764.2755 | 2667248.5846 | 1174769.2736
148 | 2667200.4142 | 1174761.9745 | 2667215.9267 | 1174760.6696
149 | 2667216.3768 | 1174768.946 | 2667215.9267 | 1174760.6696
150 | 2667200.4142 | 1174761.9745 | 2667176.5884 | 1174764.5912
151 | 2667216.3768 | 1174768.946 | 2667200.0671 | 1174770.431 | 2667200.8604 | 1174781.5239 | 2667200.8604 | 1174781.5239
152 | 2667163.8714 | 1174764.2375 | 2667174.3254 | 1174764.8397 | 2667176.5884 | 1174764.5912
153 | 2667204.3376 | 1174785.076 | 2667200.8604 | 1174781.5239
154 | 2667163.8714 | 1174764.2375 | 2667150.1346 | 1174763.4461 | 2667132.9497 | 1174761.1526 | 2667116.3146 | 1174758.9209 | 2667083.3075 | 1174754.8497 | 2667072.4004 | 1174753.8606 | 2667061.617 | 1174753.4399 | 2667048.8314 | 1174754.2976 | 2667036.9524 | 1174757.489 | 2667023.5032 | 1174763.6868 | 2667010.6312 | 1174770.2245 | 2666999.524 | 1174775.5147 | 2666991.4427 | 1174778.2372 | 2666983.3855 | 1174780.1706 | 2666974.7581 | 1174781.1193 | 2666966.4751 | 1174780.6822 | 2666958.094 | 1174779.4325 | 2666923.5248 | 1174772.8433 | 2666915.1761 | 1174772.1165 | 2666907.061 | 1174772.3818 | 2666899.0255 | 1174774.4267 | 2666891.4288 | 1174777.5772 | 2666852.6364 | 1174795.244 | 2666841.4 | 1174799.4507
155 | 2666777.8475 | 1175482.0449 | 2666783.1012 | 1175481.2029 | 2666795.6719 | 1175478.2188 | 2666810.2859 | 1175476.4249 | 2666823.8943 | 1175477.0545 | 2666834.0468 | 1175479.7802 | 2666842.8676 | 1175482.6467 | 2666845.7498 | 1175483.8115
156 | 2666841.4 | 1174799.4507 | 2666836.9201 | 1174801.1279 | 2666824.3625 | 1174804.8824
157 | 2666855.1797 | 1174643.1418 | 2666836.5207 | 1174640.6771 | 2666827.756 | 1174642.2693 | 2666819.1323 | 1174645.6308 | 2666795.4148 | 1174657.985 | 2666779.3861 | 1174674.5744
158 | 2666855.1797 | 1174643.1418 | 2666858.6139 | 1174638.2328 | 2666872.8408 | 1174618.5245 | 2666876.24 | 1174614.0154 | 2666885.403 | 1174602.7556 | 2666898.4095 | 1174593.7732 | 2666916.5192 | 1174585.1812 | 2666937.614 | 1174579.0462 | 2666937.614 | 1174579.0462
159 | 2666779.3861 | 1174674.5744 | 2666776.575 | 1174677.4838
160 | 2666937.614 | 1174579.0462 | 2666960.3319 | 1174577.5209 | 2666983.5268 | 1174577.7909 | 2667001.4815 | 1174575.6566
161 | 2666752.117 | 1174692.3266 | 2666762.4707 | 1174688.7359 | 2666774.0432 | 1174680.1042 | 2666776.575 | 1174677.4838
162 | 2666749.9127 | 1174851.2036 | 2666756.7684 | 1174843.2266 | 2666767.143 | 1174830.2235 | 2666773.0033 | 1174824.3854 | 2666780.6331 | 1174819.6342 | 2666795.5545 | 1174813.708 | 2666816.4149 | 1174807.2587 | 2666824.3625 | 1174804.8824

## bus_geodata
| x | y | coords
0 | 2668745.112 | 1176063.5341
1 | 2668748.8733 | 1176065.5499
2 | 2668780.6323 | 1176085.7586
3 | 2667922.7474 | 1175098.261
4 | 2667898.0626 | 1175019.7149
5 | 2668215.9494 | 1175323.4268
6 | 2667765.0735 | 1174930.7506
7 | 2668792.1708 | 1176073.4505
8 | 2668827.2216 | 1176210.4225
9 | 2668757.1175 | 1176045.8775
10 | 2668878.699 | 1176160.1912
11 | 2668743.2986 | 1176036.8817
12 | 2668905.7862 | 1175947.593
13 | 2668895.9996 | 1176177.863
14 | 2668411.1181 | 1175505.6352
15 | 2668407.7502 | 1175503.4543
16 | 2668343.3299 | 1175575.695
17 | 2668325.444 | 1175457.9799
18 | 2668331.0479 | 1175503.5295
19 | 2668313.8048 | 1175576.3363
20 | 2668346.6338 | 1175586.2997
21 | 2668399.9739 | 1175192.4442
22 | 2668310.0544 | 1175575.9163
23 | 2668353.0615 | 1175606.9313
24 | 2669411.3817 | 1175291.2989
25 | 2668658.5797 | 1175981.5017
26 | 2668274.0367 | 1175569.0427
27 | 2668353.3452 | 1175607.8421
28 | 2668454.2695 | 1175859.1651
29 | 2667324.9368 | 1175065.8824
30 | 2667347.4077 | 1174980.773
31 | 2667286.6475 | 1175102.4445
32 | 2667349.4889 | 1174978.7568
33 | 2667256.4202 | 1175089.2872
34 | 2667405.487 | 1175157.7106
35 | 2667445.6355 | 1174958.3129
36 | 2667472.4409 | 1174910.8427
37 | 2667238.9366 | 1175151.6389
38 | 2667251.9893 | 1175087.6144
39 | 2667444.0429 | 1175455.3431
40 | 2667049.0881 | 1175596.0552
41 | 2667240.323 | 1175083.9471
42 | 2667654.6956 | 1176097.3796
43 | 2667374.6795 | 1176043.5438
44 | 2667808.6369 | 1176046.9559
45 | 2667031.0528 | 1175742.6147
46 | 2667354.9512 | 1175464.2138
47 | 2667438.6999 | 1175456.585
48 | 2667229.3248 | 1175473.647
49 | 2667520.4111 | 1175437.9929
50 | 2667707.6756 | 1175545.4521
51 | 2666816.0716 | 1175530.0975
52 | 2666761.9877 | 1175493.4416
53 | 2667212.7189 | 1175077.1897
54 | 2667670.6628 | 1174858.3541
55 | 2667658.2227 | 1174831.174
56 | 2667671.5228 | 1174860.2331
57 | 2667651.1968 | 1174815.8233
58 | 2667705.3669 | 1174844.2897
59 | 2667528.0764 | 1174751.4562
60 | 2667707.3212 | 1174767.2729
61 | 2667800.4131 | 1174929.0814
62 | 2667722.8403 | 1174831.7845
63 | 2667578.3337 | 1174604.9927
64 | 2667706.0025 | 1174765.1816
65 | 2667808.1949 | 1174930.026
66 | 2667730.294 | 1174841.5087
67 | 2667732.5926 | 1174812.6905
68 | 2667551.1807 | 1174581.0973
69 | 2668187.0675 | 1174165.0005
70 | 2667703.4197 | 1174757.301
71 | 2667907.5106 | 1175027.2306
72 | 2668258.7554 | 1175603.9773
73 | 2668260.2317 | 1175608.2783
74 | 2668238.7391 | 1175558.4953
75 | 2668260.4856 | 1175609.0182
76 | 2668233.5692 | 1175549.2901
77 | 2668268.9293 | 1175633.6185
78 | 2668091.4818 | 1175541.374
79 | 2668340.5656 | 1175772.9938
80 | 2668348.0213 | 1175780.141
81 | 2668314.7953 | 1175747.279
82 | 2668351.497 | 1175783.473
83 | 2668303.6922 | 1175871.768
84 | 2668357.7038 | 1175789.4433
85 | 2668392.25 | 1175729.534
86 | 2668306.8782 | 1175876.6182
87 | 2668364.3269 | 1175795.8104
88 | 2668387.0559 | 1175713.1501
89 | 2668313.9408 | 1175932.8904
90 | 2668355.0207 | 1175926.024
91 | 2668386.2624 | 1175710.7145
92 | 2668381.4469 | 1175695.9335
93 | 2668377.426 | 1175683.5913
94 | 2668374.6667 | 1175805.6988
95 | 2668366.4136 | 1175649.789
96 | 2668379.4833 | 1175810.1985
97 | 2668389.9745 | 1175819.6807
98 | 2668394.5809 | 1175823.7423
99 | 2668446.6466 | 1175861.3016
100 | 2668407.3428 | 1175895.1728
101 | 2668393.8945 | 1175862.4899
102 | 2668391.2145 | 1175875.4326
103 | 2668385.5218 | 1175877.5559
104 | 2668380.9448 | 1175879.263
105 | 2668355.332 | 1175614.2194
106 | 2668334.7762 | 1175664.872
107 | 2668324.5074 | 1175669.7676
108 | 2667825.8414 | 1176068.9614
109 | 2667776.613 | 1174862.8947
110 | 2667752.4866 | 1174794.1866
111 | 2667785.7053 | 1174862.0334
112 | 2668301.7082 | 1173772.9213
113 | 2667509.8213 | 1173945.8166
114 | 2668582.6493 | 1172988.1406
115 | 2667338.5007 | 1173984.6162
116 | 2668601.224 | 1172955.3022
117 | 2668310.4663 | 1172929.3128
118 | 2668606.8135 | 1172929.3179
119 | 2668312.834 | 1172918.2223
120 | 2668613.828 | 1172934.5677
121 | 2667938.385 | 1175060.9912
122 | 2667913.0672 | 1175032.6416
123 | 2668636.3458 | 1172945.787
124 | 2667207.865 | 1175076.2916
125 | 2667303.279 | 1174857.492
126 | 2667207.5786 | 1174994.0195
127 | 2667396.0203 | 1174696.1854
128 | 2667200.0325 | 1175042.4847
129 | 2667202.4668 | 1175075.2915
130 | 2667192.2779 | 1175038.5846
131 | 2667133.5017 | 1175059.6279
132 | 2667543.4361 | 1174583.745
133 | 2667222.4191 | 1174072.5749
134 | 2667270.4437 | 1174506.036
135 | 2667036.3916 | 1174568.1979
136 | 2667475.1942 | 1174688.1157
137 | 2667326.7862 | 1174713.7958
138 | 2667275.1766 | 1174735.1744
139 | 2667151.7616 | 1175033.5507
140 | 2667155.9758 | 1175029.1842
141 | 2667246.182 | 1174721.6021
142 | 2667270.1865 | 1174741.0774
143 | 2667264.4421 | 1174795.8552
144 | 2667248.5846 | 1174769.2736
145 | 2667253.0645 | 1174792.5147
146 | 2667215.9267 | 1174760.6696
147 | 2667200.4142 | 1174761.9745
148 | 2667216.3768 | 1174768.946
149 | 2667176.5884 | 1174764.5912
150 | 2667200.8604 | 1174781.5239
151 | 2667163.8714 | 1174764.2375
152 | 2667204.3376 | 1174785.076
153 | 2666845.7498 | 1175483.8115
154 | 2666777.8475 | 1175482.0449
155 | 2666841.4 | 1174799.4507
156 | 2666855.1797 | 1174643.1418
157 | 2666779.3861 | 1174674.5744
158 | 2666937.614 | 1174579.0462
159 | 2666776.575 | 1174677.4838
160 | 2667001.4815 | 1174575.6566
161 | 2666752.117 | 1174692.3266
162 | 2666824.3625 | 1174804.8824
163 | 2666749.9127 | 1174851.2036
164 | 2668215.9494 | 1175323.4268

## line_std_types
| c_nf_per_km | r_ohm_per_km | x_ohm_per_km | max_i_ka | type | q_mm2 | alpha | voltage_rating
NAYY 4x50 SE | 210 | 0.642 | 0.083 | 0.142 | cs | 50 | 0.00403 | LV
NAYY 4x120 SE | 264 | 0.225 | 0.08 | 0.242 | cs | 120 | 0.00403 | LV
NAYY 4x150 SE | 261 | 0.208 | 0.08 | 0.27 | cs | 150 | 0.00403 | LV
NA2XS2Y 1x95 RM/25 12/20 kV | 216 | 0.313 | 0.132 | 0.252 | cs | 95 | 0.00403 | MV
NA2XS2Y 1x185 RM/25 12/20 kV | 273 | 0.161 | 0.117 | 0.362 | cs | 185 | 0.00403 | MV
NA2XS2Y 1x240 RM/25 12/20 kV | 304 | 0.122 | 0.112 | 0.421 | cs | 240 | 0.00403 | MV
NA2XS2Y 1x95 RM/25 6/10 kV | 315 | 0.313 | 0.123 | 0.249 | cs | 95 | 0.00403 | MV
NA2XS2Y 1x185 RM/25 6/10 kV | 406 | 0.161 | 0.11 | 0.358 | cs | 185 | 0.00403 | MV
NA2XS2Y 1x240 RM/25 6/10 kV | 456 | 0.122 | 0.105 | 0.416 | cs | 240 | 0.00403 | MV
NA2XS2Y 1x150 RM/25 12/20 kV | 250 | 0.206 | 0.116 | 0.319 | cs | 150 | 0.00403 | MV
NA2XS2Y 1x120 RM/25 12/20 kV | 230 | 0.253 | 0.119 | 0.283 | cs | 120 | 0.00403 | MV
NA2XS2Y 1x70 RM/25 12/20 kV | 190 | 0.443 | 0.132 | 0.22 | cs | 70 | 0.00403 | MV
NA2XS2Y 1x150 RM/25 6/10 kV | 360 | 0.206 | 0.11 | 0.315 | cs | 150 | 0.00403 | MV
NA2XS2Y 1x120 RM/25 6/10 kV | 340 | 0.253 | 0.113 | 0.28 | cs | 120 | 0.00403 | MV
NA2XS2Y 1x70 RM/25 6/10 kV | 280 | 0.443 | 0.123 | 0.217 | cs | 70 | 0.00403 | MV
N2XS(FL)2Y 1x120 RM/35 64/110 kV | 112 | 0.153 | 0.166 | 0.366 | cs | 120 | 0.00393 | HV
N2XS(FL)2Y 1x185 RM/35 64/110 kV | 125 | 0.099 | 0.156 | 0.457 | cs | 185 | 0.00393 | HV
N2XS(FL)2Y 1x240 RM/35 64/110 kV | 135 | 0.075 | 0.149 | 0.526 | cs | 240 | 0.00393 | HV
N2XS(FL)2Y 1x300 RM/35 64/110 kV | 144 | 0.06 | 0.144 | 0.588 | cs | 300 | 0.00393 | HV
15-AL1/3-ST1A 0.4 | 11 | 1.8769 | 0.35 | 0.105 | ol | 16 | 0.00403 | LV
24-AL1/4-ST1A 0.4 | 11.25 | 1.2012 | 0.335 | 0.14 | ol | 24 | 0.00403 | LV
48-AL1/8-ST1A 0.4 | 12.2 | 0.5939 | 0.3 | 0.21 | ol | 48 | 0.00403 | LV
94-AL1/15-ST1A 0.4 | 13.2 | 0.306 | 0.29 | 0.35 | ol | 94 | 0.00403 | LV
34-AL1/6-ST1A 10.0 | 9.7 | 0.8342 | 0.36 | 0.17 | ol | 34 | 0.00403 | MV
48-AL1/8-ST1A 10.0 | 10.1 | 0.5939 | 0.35 | 0.21 | ol | 48 | 0.00403 | MV
70-AL1/11-ST1A 10.0 | 10.4 | 0.4132 | 0.339 | 0.29 | ol | 70 | 0.00403 | MV
94-AL1/15-ST1A 10.0 | 10.75 | 0.306 | 0.33 | 0.35 | ol | 94 | 0.00403 | MV
122-AL1/20-ST1A 10.0 | 11.1 | 0.2376 | 0.323 | 0.41 | ol | 122 | 0.00403 | MV
149-AL1/24-ST1A 10.0 | 11.25 | 0.194 | 0.315 | 0.47 | ol | 149 | 0.00403 | MV
34-AL1/6-ST1A 20.0 | 9.15 | 0.8342 | 0.382 | 0.17 | ol | 34 | 0.00403 | MV
48-AL1/8-ST1A 20.0 | 9.5 | 0.5939 | 0.372 | 0.21 | ol | 48 | 0.00403 | MV
70-AL1/11-ST1A 20.0 | 9.7 | 0.4132 | 0.36 | 0.29 | ol | 70 | 0.00403 | MV
94-AL1/15-ST1A 20.0 | 10 | 0.306 | 0.35 | 0.35 | ol | 94 | 0.00403 | MV
122-AL1/20-ST1A 20.0 | 10.3 | 0.2376 | 0.344 | 0.41 | ol | 122 | 0.00403 | MV
149-AL1/24-ST1A 20.0 | 10.5 | 0.194 | 0.337 | 0.47 | ol | 149 | 0.00403 | MV
184-AL1/30-ST1A 20.0 | 10.75 | 0.1571 | 0.33 | 0.535 | ol | 184 | 0.00403 | MV
243-AL1/39-ST1A 20.0 | 11 | 0.1188 | 0.32 | 0.645 | ol | 243 | 0.00403 | MV
48-AL1/8-ST1A 110.0 | 8 | 0.5939 | 0.46 | 0.21 | ol | 48 | 0.00403 | HV
70-AL1/11-ST1A 110.0 | 8.4 | 0.4132 | 0.45 | 0.29 | ol | 70 | 0.00403 | HV
94-AL1/15-ST1A 110.0 | 8.65 | 0.306 | 0.44 | 0.35 | ol | 94 | 0.00403 | HV
122-AL1/20-ST1A 110.0 | 8.5 | 0.2376 | 0.43 | 0.41 | ol | 122 | 0.00403 | HV
149-AL1/24-ST1A 110.0 | 8.75 | 0.194 | 0.41 | 0.47 | ol | 149 | 0.00403 | HV
184-AL1/30-ST1A 110.0 | 8.8 | 0.1571 | 0.4 | 0.535 | ol | 184 | 0.00403 | HV
243-AL1/39-ST1A 110.0 | 9 | 0.1188 | 0.39 | 0.645 | ol | 243 | 0.00403 | HV
305-AL1/39-ST1A 110.0 | 9.2 | 0.0949 | 0.38 | 0.74 | ol | 305 | 0.00403 | HV
490-AL1/64-ST1A 110.0 | 9.75 | 0.059 | 0.37 | 0.96 | ol | 490 | 0.00403 | HV
679-AL1/86-ST1A 110.0 | 9.95 | 0.042 | 0.36 | 1.15 | ol | 679 | 0.00403 | HV
490-AL1/64-ST1A 220.0 | 10 | 0.059 | 0.285 | 0.96 | ol | 490 | 0.00403 | HV
679-AL1/86-ST1A 220.0 | 11.7 | 0.042 | 0.275 | 1.15 | ol | 679 | 0.00403 | HV
490-AL1/64-ST1A 380.0 | 11 | 0.059 | 0.253 | 0.96 | ol | 490 | 0.00403 | HV
679-AL1/86-ST1A 380.0 | 14.6 | 0.042 | 0.25 | 1.15 | ol | 679 | 0.00403 | HV

## trafo_std_types
| i0_percent | pfe_kw | vkr_percent | sn_mva | vn_lv_kv | vn_hv_kv | vk_percent | shift_degree | vector_group | tap_side | tap_neutral | tap_min | tap_max | tap_step_degree | tap_step_percent | tap_phase_shifter
160 MVA 380/110 kV | 0.06 | 60 | 0.25 | 160 | 110 | 380 | 12.2 | 0 | Yy0 | hv | 0 | -9 | 9 | 0 | 1.5 | FALSE
100 MVA 220/110 kV | 0.06 | 55 | 0.26 | 100 | 110 | 220 | 12 | 0 | Yy0 | hv | 0 | -9 | 9 | 0 | 1.5 | FALSE
63 MVA 110/20 kV | 0.04 | 22 | 0.32 | 63 | 20 | 110 | 18 | 150 | YNd5 | hv | 0 | -9 | 9 | 0 | 1.5 | FALSE
40 MVA 110/20 kV | 0.05 | 18 | 0.34 | 40 | 20 | 110 | 16.2 | 150 | YNd5 | hv | 0 | -9 | 9 | 0 | 1.5 | FALSE
25 MVA 110/20 kV | 0.07 | 14 | 0.41 | 25 | 20 | 110 | 12 | 150 | YNd5 | hv | 0 | -9 | 9 | 0 | 1.5 | FALSE
63 MVA 110/10 kV | 0.04 | 22 | 0.32 | 63 | 10 | 110 | 18 | 150 | YNd5 | hv | 0 | -9 | 9 | 0 | 1.5 | FALSE
40 MVA 110/10 kV | 0.05 | 18 | 0.34 | 40 | 10 | 110 | 16.2 | 150 | YNd5 | hv | 0 | -9 | 9 | 0 | 1.5 | FALSE
25 MVA 110/10 kV | 0.07 | 14 | 0.41 | 25 | 10 | 110 | 12 | 150 | YNd5 | hv | 0 | -9 | 9 | 0 | 1.5 | FALSE
0.25 MVA 20/0.4 kV | 0.32 | 0.8 | 1.44 | 0.25 | 0.4 | 20 | 6 | 150 | Yzn5 | hv | 0 | -2 | 2 | 0 | 2.5 | FALSE
0.4 MVA 20/0.4 kV | 0.3375 | 1.35 | 1.425 | 0.4 | 0.4 | 20 | 6 | 150 | Dyn5 | hv | 0 | -2 | 2 | 0 | 2.5 | FALSE
0.63 MVA 20/0.4 kV | 0.2619 | 1.65 | 1.206 | 0.63 | 0.4 | 20 | 6 | 150 | Dyn5 | hv | 0 | -2 | 2 | 0 | 2.5 | FALSE
0.25 MVA 10/0.4 kV | 0.24 | 0.6 | 1.2 | 0.25 | 0.4 | 10 | 4 | 150 | Dyn5 | hv | 0 | -2 | 2 | 0 | 2.5 | FALSE
0.4 MVA 10/0.4 kV | 0.2375 | 0.95 | 1.325 | 0.4 | 0.4 | 10 | 4 | 150 | Dyn5 | hv | 0 | -2 | 2 | 0 | 2.5 | FALSE
0.63 MVA 10/0.4 kV | 0.1873 | 1.18 | 1.0794 | 0.63 | 0.4 | 10 | 4 | 150 | Dyn5 | hv | 0 | -2 | 2 | 0 | 2.5 | FALSE

## trafo3w_std_types
| sn_hv_mva | sn_mv_mva | sn_lv_mva | vn_hv_kv | vn_mv_kv | vn_lv_kv | vk_hv_percent | vk_mv_percent | vk_lv_percent | vkr_hv_percent | vkr_mv_percent | vkr_lv_percent | pfe_kw | i0_percent | shift_mv_degree | shift_lv_degree | vector_group | tap_side | tap_neutral | tap_min | tap_max | tap_step_percent
63/25/38 MVA 110/20/10 kV | 63 | 25 | 38 | 110 | 20 | 10 | 10.4 | 10.4 | 10.4 | 0.28 | 0.32 | 0.35 | 35 | 0.89 | 0 | 0 | YN0yn0yn0 | hv | 0 | -10 | 10 | 1.2
63/25/38 MVA 110/10/10 kV | 63 | 25 | 38 | 110 | 10 | 10 | 10.4 | 10.4 | 10.4 | 0.28 | 0.32 | 0.35 | 35 | 0.89 | 0 | 0 | YN0yn0yn0 | hv | 0 | -10 | 10 | 1.2

## fuse_std_types
| fuse_type | i_rated_a | t_avg | t_min | t_total | x_avg | x_min | x_total
HV 100A | HV 100A | 100 | 0 | [10.0, 3.64, 0.854, 0.281, 0.1, 0.0531, 0.022, 0.01] | [10.0, 4.267, 1.21, 0.403, 0.1, 0.058, 0.022, 0.01] | 0 | [300.0, 350.0, 450.0, 550.0, 700.0, 850.0, 1200.0, 1752.0] | [600.0, 700.0, 900.0, 1150.0, 1665.0, 2000.0, 3000.0, 4313.0]
HV 10A | HV 10A | 10 | 0 | [10.0, 1675.0, 0.344, 0.156, 0.1, 0.0417, 0.0171, 0.01] | [10.0, 1.3, 0.3, 0.155, 0.1, 0.0555, 0.023, 0.01] | 0 | [30.0, 32.0, 35.0, 37.0, 39.0, 50.0, 70.0, 88.0] | [60.0, 70.0, 80.0, 87.0, 94.0, 110.0, 150.0, 216.0]
HV 125A | HV 125A | 125 | 0 | [10.0, 1.82, 0.344, 0.1, 0.0467, 0.0269, 0.01] | [10.0, 2.478, 0.426, 0.1, 0.0427, 0.0211, 0.01] | 0 | [375.0, 500.0, 700.0, 925.0, 1200.0, 1500.0, 2341.0] | [750.0, 1000.0, 1500.0, 2200.0, 3000.0, 4000.0, 5765.0]
HV 160A | HV 160A | 160 | 0 | [10.0, 4.15, 1.03, 0.198, 0.1, 0.051, 0.0172, 0.01] | [10.0, 2.3, 0.734, 0.274, 0.1, 0.046, 0.0177, 0.01] | 0 | [480.0, 550.0, 700.0, 1000.0, 1260.0, 1600.0, 2500.0, 3227.0] | [960.0, 1300.0, 1700.0, 2200.0, 2996.0, 4000.0, 6000.0, 7946.0]
HV 16A | HV 16A | 16 | 0 | [10.0, 0.352, 0.164, 0.1, 0.0649, 0.0342, 0.01] | [10.0, 2.34, 0.722, 0.181, 0.1, 0.055, 0.0296, 0.01] | 0 | [48.0, 60.0, 65.0, 71.0, 80.0, 100.0, 162.0] | [96.0, 110.0, 125.0, 150.0, 168.0, 200.0, 250.0, 398.0]
HV 200A | HV 200A | 200 | 0 | [10.0, 4.267, 1.21, 0.403, 0.1, 0.058, 0.022, 0.01] | [10.0, 3.73, 1.654, 0.328, 0.1, 0.0531, 0.019, 0.01] | 0 | [600.0, 700.0, 900.0, 1150.0, 1665.0, 2000.0, 3000.0, 4313.0] | [1200.0, 1500.0, 1800.0, 2700.0, 3960.0, 5000.0, 7500.0, 10620.0]
HV 20A | HV 20A | 20 | 0 | [10.0, 1.3, 0.3, 0.155, 0.1, 0.0555, 0.023, 0.01] | [10.0, 1.3, 0.161, 0.1, 0.0611, 0.0399, 0.0141, 0.01] | 0 | [60.0, 70.0, 80.0, 87.0, 94.0, 110.0, 150.0, 216.0] | [120.0, 150.0, 200.0, 223.0, 260.0, 300.0, 450.0, 532.0]
HV 25A | HV 25A | 25 | 0 | [10.0, 2.512, 0.833, 0.299, 0.1, 0.0372, 0.0223, 0.01] | [10.0, 3.125, 0.597, 0.198, 0.1, 0.0378, 0.022, 0.01] | 0 | [75.0, 82.0, 90.0, 100.0, 124.0, 170.0, 200.0, 289.0] | [150.0, 170.0, 210.0, 250.0, 294.0, 400.0, 500.0, 711.0]
HV 31.5A | HV 31.5A | 31.5 | 0 | [10.0, 2.34, 0.722, 0.181, 0.1, 0.055, 0.0296, 0.01] | [10.0, 2.84, 0.368, 0.164, 0.1, 0.0621, 0.0378, 0.0195, 0.01] | 0 | [95.0, 110.0, 125.0, 150.0, 165.0, 200.0, 250.0, 390.0] | [189.0, 220.0, 300.0, 350.0, 393.0, 450.0, 530.0, 700.0, 960.0]
HV 40A | HV 40A | 40 | 0 | [10.0, 1.3, 0.161, 0.1, 0.0611, 0.0399, 0.0141, 0.01] | [10.0, 2.05, 0.369, 0.198, 0.1, 0.051, 0.0298, 0.01] | 0 | [120.0, 150.0, 200.0, 223.0, 260.0, 300.0, 450.0, 532.0] | [240.0, 300.0, 400.0, 450.0, 530.0, 650.0, 800.0, 1311.0]
HV 50A | HV 50A | 50 | 0 | [10.0, 3.215, 0.597, 0.198, 0.1, 0.0378, 0.022, 0.01] | [10.0, 3.64, 0.854, 0.281, 0.1, 0.0531, 0.022, 0.01] | 0 | [150.0, 170.0, 210.0, 250.0, 294.0, 400.0, 500.0, 711.0] | [300.0, 350.0, 450.0, 550.0, 700.0, 850.0, 1200.0, 1752.0]
HV 6.3A | HV 6.3A | 6.3 | 0 | [10.0, 1.39, 0.344, 0.168, 0.1, 0.056, 0.0263, 0.01] | [10.0, 1.711, 0.516, 0.198, 0.1, 0.0634, 0.0303, 0.01] | 0 | [19.0, 19.5, 20.4, 20.8, 22.0, 25.0, 32.0, 48.0] | [38.0, 40.0, 43.0, 48.0, 53.0, 60.0, 75.0, 118.0]
HV 63A | HV 63A | 63 | 0 | [10.0, 2.84, 0.368, 0.164, 0.1, 0.0621, 0.0378, 0.0195, 0.01] | [10.0, 1.82, 0.344, 0.1, 0.0467, 0.0269, 0.01] | 0 | [189.0, 220.0, 300.0, 350.0, 393.0, 450.0, 530.0, 700.0, 961.0] | [378.0, 500.0, 700.0, 934.0, 1200.0, 1500.0, 2366.0]
HV 80A | HV 80A | 80 | 0 | [10.0, 2.05, 0.369, 0.198, 0.1, 0.051, 0.0298, 0.01] | [10.0, 4.15, 1.03, 0.198, 0.1, 0.051, 0.0172, 0.01] | 0 | [240.0, 300.0, 400.0, 450.0, 530.0, 650.0, 800.0, 1311.0] | [480.0, 550.0, 700.0, 1000.0, 1260.0, 1600.0, 2500.0, 3227.0]
Siemens NH-1-100 | Siemens NH-1-100 | 100 | [5400.0, 2000.0, 400.0, 20.0, 1.0, 0.2, 0.012, 0.004] | 0 | 0 | [150.0, 190.0, 250.0, 430.0, 900.0, 1250.0, 2700.0, 3600.0] | 0 | 0
Siemens NH-1-125 | Siemens NH-1-125 | 125 | [4800.0, 120.0, 7.0, 0.1, 0.004] | 0 | 0 | [180.0, 400.0, 740.0, 2000.0, 4250.0] | 0 | 0
Siemens NH-1-16 | Siemens NH-1-16 | 16 | [4000.0, 400.0, 2.0, 0.1, 0.04, 0.01] | 0 | 0 | [26.0, 35.0, 75.0, 150.0, 200.0, 300.0] | 0 | 0
Siemens NH-1-160 | Siemens NH-1-160 | 160 | [4800.0, 120.0, 7.0, 0.1, 0.004] | 0 | 0 | [210.0, 500.0, 900.0, 2300.0, 5000.0] | 0 | 0
Siemens NH-1-25 | Siemens NH-1-25 | 25 | [4000.0, 1000.0, 10.0, 0.2, 0.02, 0.01] | 0 | 0 | [40.0, 50.0, 100.0, 210.0, 400.0, 500.0] | 0 | 0
Siemens NH-1-50 | Siemens NH-1-50 | 50 | [4000.0, 40.0, 4.0, 1.0, 0.02, 0.01] | 0 | 0 | [86.0, 200.0, 300.0, 400.0, 1000.0, 1280.0] | 0 | 0
Siemens NH-1-63 | Siemens NH-1-63 | 63 | [4000.0, 100.0, 10.0, 2.0, 0.04, 0.01] | 0 | 0 | [100.0, 200.0, 300.0, 400.0, 1000.0, 1500.0] | 0 | 0
Siemens NH-1-80 | Siemens NH-1-80 | 80 | [4800.0, 120.0, 7.0, 0.1, 0.01] | 0 | 0 | [150.58, 250.0, 450.0, 1150.0, 2470.0] | 0 | 0
Siemens NH-2-1000 | Siemens NH-2-1000 | 1000 | [4800.0, 120.0, 7.0, 0.1, 0.004] | 0 | 0 | [1900.0, 3500.0, 8400.0, 24000.0, 52000.0] | 0 | 0
Siemens NH-2-200 | Siemens NH-2-200 | 200 | [4800.0, 120.0, 7.0, 0.1, 0.004] | 0 | 0 | [280.0, 650.0, 1200.0, 3000.0, 7000.0] | 0 | 0
Siemens NH-2-224 | Siemens NH-2-224 | 224 | [4800.0, 120.0, 7.0, 0.2, 0.04, 0.004] | 0 | 0 | [400.0, 750.0, 1453.0, 3025.0, 4315.0, 7600.0] | 0 | 0
Siemens NH-2-250 | Siemens NH-2-250 | 250 | [4800.0, 120.0, 7.0, 0.1, 0.004] | 0 | 0 | [450.0, 800.0, 1650.0, 4000.0, 8500.0] | 0 | 0
Siemens NH-2-315 | Siemens NH-2-315 | 315 | [4800.0, 120.0, 7.0, 0.1, 0.004] | 0 | 0 | [550.0, 920.0, 1900.0, 5000.0, 11000.0] | 0 | 0
Siemens NH-2-355 | Siemens NH-2-355 | 355 | [4800.0, 120.0, 6.0, 0.1, 0.004] | 0 | 0 | [650.0, 1116.27, 2350.0, 5840.0, 12790.0] | 0 | 0
Siemens NH-2-400 | Siemens NH-2-400 | 400 | [4800.0, 120.0, 7.0, 0.1, 0.004] | 0 | 0 | [720.0, 1350.0, 2800.0, 6500.0, 15000.0] | 0 | 0
Siemens NH-2-425 | Siemens NH-2-425 | 425 | [4800.0, 120.0, 7.0, 0.1, 0.004] | 0 | 0 | [850.0, 1500.0, 3050.0, 7500.0, 16500.0] | 0 | 0
Siemens NH-2-630 | Siemens NH-2-630 | 630 | [4800.0, 120.0, 7.0, 0.1, 0.004] | 0 | 0 | [1200.0, 2000.0, 4800.0, 12000.0, 26000.0] | 0 | 0

## dtypes
| element | column | dtype
0 | bus | name | object
1 | bus | vn_kv | float64
2 | bus | type | object
3 | bus | zone | object
4 | bus | in_service | bool
5 | load | name | object
6 | load | bus | uint32
7 | load | p_mw | float64
8 | load | q_mvar | float64
9 | load | const_z_percent | float64
10 | load | const_i_percent | float64
11 | load | sn_mva | float64
12 | load | scaling | float64
13 | load | in_service | bool
14 | load | type | object
15 | ext_grid | name | object
16 | ext_grid | bus | uint32
17 | ext_grid | vm_pu | float64
18 | ext_grid | va_degree | float64
19 | ext_grid | slack_weight | float64
20 | ext_grid | in_service | bool
21 | line | name | object
22 | line | std_type | object
23 | line | from_bus | uint32
24 | line | to_bus | uint32
25 | line | length_km | float64
26 | line | r_ohm_per_km | float64
27 | line | x_ohm_per_km | float64
28 | line | c_nf_per_km | float64
29 | line | g_us_per_km | float64
30 | line | max_i_ka | float64
31 | line | df | float64
32 | line | parallel | uint32
33 | line | type | object
34 | line | in_service | bool
35 | trafo | name | object
36 | trafo | std_type | object
37 | trafo | hv_bus | uint32
38 | trafo | lv_bus | uint32
39 | trafo | sn_mva | float64
40 | trafo | vn_hv_kv | float64
41 | trafo | vn_lv_kv | float64
42 | trafo | vk_percent | float64
43 | trafo | vkr_percent | float64
44 | trafo | pfe_kw | float64
45 | trafo | i0_percent | float64
46 | trafo | shift_degree | float64
47 | trafo | tap_side | object
48 | trafo | tap_neutral | int32
49 | trafo | tap_min | int32
50 | trafo | tap_max | int32
51 | trafo | tap_step_percent | float64
52 | trafo | tap_step_degree | float64
53 | trafo | tap_pos | int32
54 | trafo | tap_phase_shifter | bool
55 | trafo | parallel | uint32
56 | trafo | df | float64
57 | trafo | in_service | bool
58 | line_geodata | coords | object
59 | bus_geodata | x | float64
60 | bus_geodata | y | float64
61 | bus_geodata | coords | object

## parameters
| version | format_version | converged | OPF_converged | name | f_hz | sn_mva
0 | 2.14.6 | 2.14.0 | FALSE | FALSE |  | 50 | 1