## bus
| name | vn_kv | type | zone | in_service
0 | bus_LV_785-6_0_3_node_0 | 0.4 | n |  | TRUE
1 | bus_LV_785-6_0_3_node_2 | 0.4 | n |  | TRUE
2 | bus_LV_785-6_0_3_node_115 | 0.4 | n |  | TRUE
3 | bus_LV_785-6_0_3_node_109 | 0.4 | n |  | TRUE
4 | bus_LV_785-6_0_3_node_156 | 0.4 | n |  | TRUE
5 | bus_LV_785-6_0_3_node_158 | 0.4 | n |  | TRUE
6 | bus_LV_785-6_0_3_node_155 | 0.4 | n |  | TRUE
7 | bus_LV_785-6_0_3_node_4 | 0.4 | n |  | TRUE
8 | bus_LV_785-6_0_3_node_5 | 0.4 | n |  | TRUE
9 | bus_LV_785-6_0_3_node_7 | 0.4 | n |  | TRUE
10 | bus_LV_785-6_0_3_node_8 | 0.4 | n |  | TRUE
11 | bus_LV_785-6_0_3_node_6 | 0.4 | n |  | TRUE
12 | bus_LV_785-6_0_3_node_9 | 0.4 | n |  | TRUE
13 | bus_LV_785-6_0_3_node_10 | 0.4 | n |  | TRUE
14 | bus_LV_785-6_0_3_node_39 | 0.4 | n |  | TRUE
15 | bus_LV_785-6_0_3_node_13 | 0.4 | n |  | TRUE
16 | bus_LV_785-6_0_3_node_11 | 0.4 | n |  | TRUE
17 | bus_LV_785-6_0_3_node_12 | 0.4 | n |  | TRUE
18 | bus_LV_785-6_0_3_node_16 | 0.4 | n |  | TRUE
19 | bus_LV_785-6_0_3_node_18 | 0.4 | n |  | TRUE
20 | bus_LV_785-6_0_3_node_37 | 0.4 | n |  | TRUE
21 | bus_LV_785-6_0_3_node_34 | 0.4 | n |  | TRUE
22 | bus_LV_785-6_0_3_node_40 | 0.4 | n |  | TRUE
23 | bus_LV_785-6_0_3_node_14 | 0.4 | n |  | TRUE
24 | bus_LV_785-6_0_3_node_17 | 0.4 | n |  | TRUE
25 | bus_LV_785-6_0_3_node_38 | 0.4 | n |  | TRUE
26 | bus_LV_785-6_0_3_node_62 | 0.4 | n |  | TRUE
27 | bus_LV_785-6_0_3_node_44 | 0.4 | n |  | TRUE
28 | bus_LV_785-6_0_3_node_35 | 0.4 | n |  | TRUE
29 | bus_LV_785-6_0_3_node_15 | 0.4 | n |  | TRUE
30 | bus_LV_785-6_0_3_node_42 | 0.4 | n |  | TRUE
31 | bus_LV_785-6_0_3_node_33 | 0.4 | n |  | TRUE
32 | bus_LV_785-6_0_3_node_19 | 0.4 | n |  | TRUE
33 | bus_LV_785-6_0_3_node_20 | 0.4 | n |  | TRUE
34 | bus_LV_785-6_0_3_node_27 | 0.4 | n |  | TRUE
35 | bus_LV_785-6_0_3_node_30 | 0.4 | n |  | TRUE
36 | bus_LV_785-6_0_3_node_21 | 0.4 | n |  | TRUE
37 | bus_LV_785-6_0_3_node_22 | 0.4 | n |  | TRUE
38 | bus_LV_785-6_0_3_node_23 | 0.4 | n |  | TRUE
39 | bus_LV_785-6_0_3_node_24 | 0.4 | n |  | TRUE
40 | bus_LV_785-6_0_3_node_25 | 0.4 | n |  | TRUE
41 | bus_LV_785-6_0_3_node_26 | 0.4 | n |  | TRUE
42 | bus_LV_785-6_0_3_node_28 | 0.4 | n |  | TRUE
43 | bus_LV_785-6_0_3_node_29 | 0.4 | n |  | TRUE
44 | bus_LV_785-6_0_3_node_31 | 0.4 | n |  | TRUE
45 | bus_LV_785-6_0_3_node_36 | 0.4 | n |  | TRUE
46 | bus_LV_785-6_0_3_node_60 | 0.4 | n |  | TRUE
47 | bus_LV_785-6_0_3_node_58 | 0.4 | n |  | TRUE
48 | bus_LV_785-6_0_3_node_68 | 0.4 | n |  | TRUE
49 | bus_LV_785-6_0_3_node_113 | 0.4 | n |  | TRUE
50 | bus_LV_785-6_0_3_node_91 | 0.4 | n |  | TRUE
51 | bus_LV_785-6_0_3_node_66 | 0.4 | n |  | TRUE
52 | bus_LV_785-6_0_3_node_43 | 0.4 | n |  | TRUE
53 | bus_LV_785-6_0_3_node_41 | 0.4 | n |  | TRUE
54 | bus_LV_785-6_0_3_node_45 | 0.4 | n |  | TRUE
55 | bus_LV_785-6_0_3_node_46 | 0.4 | n |  | TRUE
56 | bus_LV_785-6_0_3_node_128 | 0.4 | n |  | TRUE
57 | bus_LV_785-6_0_3_node_167 | 0.4 | n |  | TRUE
58 | bus_LV_785-6_0_3_node_47 | 0.4 | n |  | TRUE
59 | bus_LV_785-6_0_3_node_48 | 0.4 | n |  | TRUE
60 | bus_LV_785-6_0_3_node_49 | 0.4 | n |  | TRUE
61 | bus_LV_785-6_0_3_node_51 | 0.4 | n |  | TRUE
62 | bus_LV_785-6_0_3_node_81 | 0.4 | n |  | TRUE
63 | bus_LV_785-6_0_3_node_83 | 0.4 | n |  | TRUE
64 | bus_LV_785-6_0_3_node_79 | 0.4 | n |  | TRUE
65 | bus_LV_785-6_0_3_node_52 | 0.4 | n |  | TRUE
66 | bus_LV_785-6_0_3_node_53 | 0.4 | n |  | TRUE
67 | bus_LV_785-6_0_3_node_54 | 0.4 | n |  | TRUE
68 | bus_LV_785-6_0_3_node_55 | 0.4 | n |  | TRUE
69 | bus_LV_785-6_0_3_node_56 | 0.4 | n |  | TRUE
70 | bus_LV_785-6_0_3_node_57 | 0.4 | n |  | TRUE
71 | bus_LV_785-6_0_3_node_160 | 0.4 | n |  | TRUE
72 | bus_LV_785-6_0_3_node_161 | 0.4 | n |  | TRUE
73 | bus_LV_785-6_0_3_node_63 | 0.4 | n |  | TRUE
74 | bus_LV_785-6_0_3_node_165 | 0.4 | n |  | TRUE
75 | bus_LV_785-6_0_3_node_187 | 0.4 | n |  | TRUE
76 | bus_LV_785-6_0_3_node_64 | 0.4 | n |  | TRUE
77 | bus_LV_785-6_0_3_node_59 | 0.4 | n |  | TRUE
78 | bus_LV_785-6_0_3_node_84 | 0.4 | n |  | TRUE
79 | bus_LV_785-6_0_3_node_171 | 0.4 | n |  | TRUE
80 | bus_LV_785-6_0_3_node_65 | 0.4 | n |  | TRUE
81 | bus_LV_785-6_0_3_node_67 | 0.4 | n |  | TRUE
82 | bus_LV_785-6_0_3_node_129 | 0.4 | n |  | TRUE
83 | bus_LV_785-6_0_3_node_78 | 0.4 | n |  | TRUE
84 | bus_LV_785-6_0_3_node_69 | 0.4 | n |  | TRUE
85 | bus_LV_785-6_0_3_node_70 | 0.4 | n |  | TRUE
86 | bus_LV_785-6_0_3_node_71 | 0.4 | n |  | TRUE
87 | bus_LV_785-6_0_3_node_72 | 0.4 | n |  | TRUE
88 | bus_LV_785-6_0_3_node_73 | 0.4 | n |  | TRUE
89 | bus_LV_785-6_0_3_node_76 | 0.4 | n |  | TRUE
90 | bus_LV_785-6_0_3_node_74 | 0.4 | n |  | TRUE
91 | bus_LV_785-6_0_3_node_77 | 0.4 | n |  | TRUE
92 | bus_LV_785-6_0_3_node_75 | 0.4 | n |  | TRUE
93 | bus_LV_785-6_0_3_node_110 | 0.4 | n |  | TRUE
94 | bus_LV_785-6_0_3_node_111 | 0.4 | n |  | TRUE
95 | bus_LV_785-6_0_3_node_80 | 0.4 | n |  | TRUE
96 | bus_LV_785-6_0_3_node_82 | 0.4 | n |  | TRUE
97 | bus_LV_785-6_0_3_node_117 | 0.4 | n |  | TRUE
98 | bus_LV_785-6_0_3_node_114 | 0.4 | n |  | TRUE
99 | bus_LV_785-6_0_3_node_101 | 0.4 | n |  | TRUE
100 | bus_LV_785-6_0_3_node_169 | 0.4 | n |  | TRUE
101 | bus_LV_785-6_0_3_node_85 | 0.4 | n |  | TRUE
102 | bus_LV_785-6_0_3_node_86 | 0.4 | n |  | TRUE
103 | bus_LV_785-6_0_3_node_87 | 0.4 | n |  | TRUE
104 | bus_LV_785-6_0_3_node_88 | 0.4 | n |  | TRUE
105 | bus_LV_785-6_0_3_node_89 | 0.4 | n |  | TRUE
106 | bus_LV_785-6_0_3_node_90 | 0.4 | n |  | TRUE
107 | bus_LV_785-6_0_3_node_107 | 0.4 | n |  | TRUE
108 | bus_LV_785-6_0_3_node_118 | 0.4 | n |  | TRUE
109 | bus_LV_785-6_0_3_node_123 | 0.4 | n |  | TRUE
110 | bus_LV_785-6_0_3_node_108 | 0.4 | n |  | TRUE
111 | bus_LV_785-6_0_3_node_119 | 0.4 | n |  | TRUE
112 | bus_LV_785-6_0_3_node_124 | 0.4 | n |  | TRUE
113 | bus_LV_785-6_0_3_node_92 | 0.4 | n |  | TRUE
114 | bus_LV_785-6_0_3_node_93 | 0.4 | n |  | TRUE
115 | bus_LV_785-6_0_3_node_94 | 0.4 | n |  | TRUE
116 | bus_LV_785-6_0_3_node_95 | 0.4 | n |  | TRUE
117 | bus_LV_785-6_0_3_node_96 | 0.4 | n |  | TRUE
118 | bus_LV_785-6_0_3_node_97 | 0.4 | n |  | TRUE
119 | bus_LV_785-6_0_3_node_98 | 0.4 | n |  | TRUE
120 | bus_LV_785-6_0_3_node_112 | 0.4 | n |  | TRUE
121 | bus_LV_785-6_0_3_node_189 | 0.4 | n |  | TRUE
122 | bus_LV_785-6_0_3_node_99 | 0.4 | n |  | TRUE
123 | bus_LV_785-6_0_3_node_190 | 0.4 | n |  | TRUE
124 | bus_LV_785-6_0_3_node_100 | 0.4 | n |  | TRUE
125 | bus_LV_785-6_0_3_node_131 | 0.4 | n |  | TRUE
126 | bus_LV_785-6_0_3_node_157 | 0.4 | n |  | TRUE
127 | bus_LV_785-6_0_3_node_132 | 0.4 | n |  | TRUE
128 | bus_LV_785-6_0_3_node_139 | 0.4 | n |  | TRUE
129 | bus_LV_785-6_0_3_node_102 | 0.4 | n |  | TRUE
130 | bus_LV_785-6_0_3_node_103 | 0.4 | n |  | TRUE
131 | bus_LV_785-6_0_3_node_104 | 0.4 | n |  | TRUE
132 | bus_LV_785-6_0_3_node_105 | 0.4 | n |  | TRUE
133 | bus_LV_785-6_0_3_node_106 | 0.4 | n |  | TRUE
134 | bus_LV_785-6_0_3_node_122 | 0.4 | n |  | TRUE
135 | bus_LV_785-6_0_3_node_141 | 0.4 | n |  | TRUE
136 | bus_LV_785-6_0_3_node_154 | 0.4 | n |  | TRUE
137 | bus_LV_785-6_0_3_node_176 | 0.4 | n |  | TRUE
138 | bus_LV_785-6_0_3_node_127 | 0.4 | n |  | TRUE
139 | bus_LV_785-6_0_3_node_130 | 0.4 | n |  | TRUE
140 | bus_LV_785-6_0_3_node_120 | 0.4 | n |  | TRUE
141 | bus_LV_785-6_0_3_node_121 | 0.4 | n |  | TRUE
142 | bus_LV_785-6_0_3_node_177 | 0.4 | n |  | TRUE
143 | bus_LV_785-6_0_3_node_178 | 0.4 | n |  | TRUE
144 | bus_LV_785-6_0_3_node_140 | 0.4 | n |  | TRUE
145 | bus_LV_785-6_0_3_node_152 | 0.4 | n |  | TRUE
146 | bus_LV_785-6_0_3_node_125 | 0.4 | n |  | TRUE
147 | bus_LV_785-6_0_3_node_126 | 0.4 | n |  | TRUE
148 | bus_LV_785-6_0_3_node_166 | 0.4 | n |  | TRUE
149 | bus_LV_785-6_0_3_node_188 | 0.4 | n |  | TRUE
150 | bus_LV_785-6_0_3_node_146 | 0.4 | n |  | TRUE
151 | bus_LV_785-6_0_3_node_144 | 0.4 | n |  | TRUE
152 | bus_LV_785-6_0_3_node_133 | 0.4 | n |  | TRUE
153 | bus_LV_785-6_0_3_node_134 | 0.4 | n |  | TRUE
154 | bus_LV_785-6_0_3_node_135 | 0.4 | n |  | TRUE
155 | bus_LV_785-6_0_3_node_136 | 0.4 | n |  | TRUE
156 | bus_LV_785-6_0_3_node_137 | 0.4 | n |  | TRUE
157 | bus_LV_785-6_0_3_node_138 | 0.4 | n |  | TRUE
158 | bus_LV_785-6_0_3_node_142 | 0.4 | n |  | TRUE
159 | bus_LV_785-6_0_3_node_143 | 0.4 | n |  | TRUE
160 | bus_LV_785-6_0_3_node_145 | 0.4 | n |  | TRUE
161 | bus_LV_785-6_0_3_node_147 | 0.4 | n |  | TRUE
162 | bus_LV_785-6_0_3_node_175 | 0.4 | n |  | TRUE
163 | bus_LV_785-6_0_3_node_174 | 0.4 | n |  | TRUE
164 | bus_LV_785-6_0_3_node_148 | 0.4 | n |  | TRUE
165 | bus_LV_785-6_0_3_node_149 | 0.4 | n |  | TRUE
166 | bus_LV_785-6_0_3_node_150 | 0.4 | n |  | TRUE
167 | bus_LV_785-6_0_3_node_151 | 0.4 | n |  | TRUE
168 | bus_LV_785-6_0_3_node_153 | 0.4 | n |  | TRUE
169 | bus_LV_785-6_0_3_node_159 | 0.4 | n |  | TRUE
170 | bus_LV_785-6_0_3_node_163 | 0.4 | n |  | TRUE
171 | bus_LV_785-6_0_3_node_162 | 0.4 | n |  | TRUE
172 | bus_LV_785-6_0_3_node_164 | 0.4 | n |  | TRUE
173 | bus_LV_785-6_0_3_node_168 | 0.4 | n |  | TRUE
174 | bus_LV_785-6_0_3_node_170 | 0.4 | n |  | TRUE
175 | bus_LV_785-6_0_3_node_172 | 0.4 | n |  | TRUE
176 | bus_LV_785-6_0_3_node_173 | 0.4 | n |  | TRUE
177 | bus_LV_785-6_0_3_node_184 | 0.4 | n |  | TRUE
178 | bus_LV_785-6_0_3_node_194 | 0.4 | n |  | TRUE
179 | bus_LV_785-6_0_3_node_195 | 0.4 | n |  | TRUE
180 | bus_LV_785-6_0_3_node_193 | 0.4 | n |  | TRUE
181 | bus_LV_785-6_0_3_node_185 | 0.4 | n |  | TRUE
182 | bus_LV_785-6_0_3_node_186 | 0.4 | n |  | TRUE
183 | bus_LV_785-6_0_3_node_183 | 0.4 | n |  | TRUE
184 | bus_LV_785-6_0_3_node_182 | 0.4 | n |  | TRUE
185 | bus_LV_785-6_0_3_node_191 | 0.4 | n |  | TRUE
186 | bus_LV_785-6_0_3_node_179 | 0.4 | n |  | TRUE
187 | bus_LV_785-6_0_3_node_180 | 0.4 | n |  | TRUE
188 | bus_LV_785-6_0_3_node_181 | 0.4 | n |  | TRUE
189 | bus_LV_785-6_0_3_node_192 | 0.4 | n |  | TRUE
190 | bus_MV_139_0_node_127 | 20 | n |  | TRUE

## load
| name | bus | p_mw | q_mvar | const_z_percent | const_i_percent | sn_mva | scaling | in_service | type
0 | LV_785-6_0_3_load_0 | 0 | 0.00010139 | 2.5411e-05 | 0 | 0 |  | 1 | TRUE | wye
1 | LV_785-6_0_3_load_2 | 1 | 0.00025623 | 6.4217e-05 | 0 | 0 |  | 1 | TRUE | wye
2 | LV_785-6_0_3_load_115 | 2 | 0.00033492 | 8.3939e-05 | 0 | 0 |  | 1 | TRUE | wye
3 | LV_785-6_0_3_load_109 | 3 | 0.00024452 | 6.1282e-05 | 0 | 0 |  | 1 | TRUE | wye
4 | LV_785-6_0_3_load_158 | 5 | 0.00010418 | 2.6111e-05 | 0 | 0 |  | 1 | TRUE | wye
5 | LV_785-6_0_3_load_155 | 6 | 0.00046619 | 0.00011684 | 0 | 0 |  | 1 | TRUE | wye
6 | LV_785-6_0_3_load_4 | 7 | 0.0046389 | 0.0011626 | 0 | 0 |  | 1 | TRUE | wye
7 | LV_785-6_0_3_load_9 | 12 | 0.0018961 | 0.00047522 | 0 | 0 |  | 1 | TRUE | wye
8 | LV_785-6_0_3_load_10 | 13 | 0.0011302 | 0.00028326 | 0 | 0 |  | 1 | TRUE | wye
9 | LV_785-6_0_3_load_39 | 14 | 0.00058619 | 0.00014691 | 0 | 0 |  | 1 | TRUE | wye
10 | LV_785-6_0_3_load_13 | 15 | 0.0010209 | 0.00025585 | 0 | 0 |  | 1 | TRUE | wye
11 | LV_785-6_0_3_load_16 | 18 | 0.00033526 | 8.4024e-05 | 0 | 0 |  | 1 | TRUE | wye
12 | LV_785-6_0_3_load_18 | 19 | 0.00015724 | 3.9409e-05 | 0 | 0 |  | 1 | TRUE | wye
13 | LV_785-6_0_3_load_34 | 21 | 0.00037775 | 9.4673e-05 | 0 | 0 |  | 1 | TRUE | wye
14 | LV_785-6_0_3_load_40 | 22 | 0.00033301 | 8.3461e-05 | 0 | 0 |  | 1 | TRUE | wye
15 | LV_785-6_0_3_load_17 | 24 | 0.00014894 | 3.7329e-05 | 0 | 0 |  | 1 | TRUE | wye
16 | LV_785-6_0_3_load_62 | 26 | 0.0012082 | 0.0003028 | 0 | 0 |  | 1 | TRUE | wye
17 | LV_785-6_0_3_load_44 | 27 | 0.0011477 | 0.00028765 | 0 | 0 |  | 1 | TRUE | wye
18 | LV_785-6_0_3_load_35 | 28 | 0.0014571 | 0.00036519 | 0 | 0 |  | 1 | TRUE | wye
19 | LV_785-6_0_3_load_15 | 29 | 0.00020354 | 5.1013e-05 | 0 | 0 |  | 1 | TRUE | wye
20 | LV_785-6_0_3_load_42 | 30 | 0.00025693 | 6.4393e-05 | 0 | 0 |  | 1 | TRUE | wye
21 | LV_785-6_0_3_load_33 | 31 | 0.0024854 | 0.0006229 | 0 | 0 |  | 1 | TRUE | wye
22 | LV_785-6_0_3_load_19 | 32 | 7.994e-05 | 2.0035e-05 | 0 | 0 |  | 1 | TRUE | wye
23 | LV_785-6_0_3_load_20 | 33 | 0.00039078 | 9.794e-05 | 0 | 0 |  | 1 | TRUE | wye
24 | LV_785-6_0_3_load_30 | 35 | 9.2021e-05 | 2.3063e-05 | 0 | 0 |  | 1 | TRUE | wye
25 | LV_785-6_0_3_load_21 | 36 | 0.0014152 | 0.00035469 | 0 | 0 |  | 1 | TRUE | wye
26 | LV_785-6_0_3_load_22 | 37 | 0.00089989 | 0.00022553 | 0 | 0 |  | 1 | TRUE | wye
27 | LV_785-6_0_3_load_24 | 39 | 0.00053829 | 0.00013491 | 0 | 0 |  | 1 | TRUE | wye
28 | LV_785-6_0_3_load_25 | 40 | 0.00049588 | 0.00012428 | 0 | 0 |  | 1 | TRUE | wye
29 | LV_785-6_0_3_load_29 | 43 | 0.001276 | 0.00031981 | 0 | 0 |  | 1 | TRUE | wye
30 | LV_785-6_0_3_load_31 | 44 | 0.00027505 | 6.8934e-05 | 0 | 0 |  | 1 | TRUE | wye
31 | LV_785-6_0_3_load_36 | 45 | 0.0011128 | 0.0002789 | 0 | 0 |  | 1 | TRUE | wye
32 | LV_785-6_0_3_load_58 | 47 | 0.0060243 | 0.0015098 | 0 | 0 |  | 1 | TRUE | wye
33 | LV_785-6_0_3_load_113 | 49 | 0.0010641 | 0.00026669 | 0 | 0 |  | 1 | TRUE | wye
34 | LV_785-6_0_3_load_91 | 50 | 0.00038219 | 9.5786e-05 | 0 | 0 |  | 1 | TRUE | wye
35 | LV_785-6_0_3_load_66 | 51 | 0.00076973 | 0.00019291 | 0 | 0 |  | 1 | TRUE | wye
36 | LV_785-6_0_3_load_43 | 52 | 0.0016099 | 0.00040347 | 0 | 0 |  | 1 | TRUE | wye
37 | LV_785-6_0_3_load_41 | 53 | 0.00046396 | 0.00011628 | 0 | 0 |  | 1 | TRUE | wye
38 | LV_785-6_0_3_load_45 | 54 | 0.00087827 | 0.00022012 | 0 | 0 |  | 1 | TRUE | wye
39 | LV_785-6_0_3_load_46 | 55 | 0.00059973 | 0.00015031 | 0 | 0 |  | 1 | TRUE | wye
40 | LV_785-6_0_3_load_128 | 56 | 0.00029624 | 7.4246e-05 | 0 | 0 |  | 1 | TRUE | wye
41 | LV_785-6_0_3_load_167 | 57 | 0.00054329 | 0.00013616 | 0 | 0 |  | 1 | TRUE | wye
42 | LV_785-6_0_3_load_47 | 58 | 0.0018168 | 0.00045533 | 0 | 0 |  | 1 | TRUE | wye
43 | LV_785-6_0_3_load_48 | 59 | 0.00052701 | 0.00013208 | 0 | 0 |  | 1 | TRUE | wye
44 | LV_785-6_0_3_load_49 | 60 | 0.0012268 | 0.00030746 | 0 | 0 |  | 1 | TRUE | wye
45 | LV_785-6_0_3_load_51 | 61 | 0.0014037 | 0.0003518 | 0 | 0 |  | 1 | TRUE | wye
46 | LV_785-6_0_3_load_83 | 63 | 0.00068872 | 0.00017261 | 0 | 0 |  | 1 | TRUE | wye
47 | LV_785-6_0_3_load_79 | 64 | 0.0014297 | 0.00035831 | 0 | 0 |  | 1 | TRUE | wye
48 | LV_785-6_0_3_load_52 | 65 | 0.00045163 | 0.00011319 | 0 | 0 |  | 1 | TRUE | wye
49 | LV_785-6_0_3_load_53 | 66 | 0.00040114 | 0.00010053 | 0 | 0 |  | 1 | TRUE | wye
50 | LV_785-6_0_3_load_55 | 68 | 0.00075455 | 0.00018911 | 0 | 0 |  | 1 | TRUE | wye
51 | LV_785-6_0_3_load_56 | 69 | 0.00020332 | 5.0957e-05 | 0 | 0 |  | 1 | TRUE | wye
52 | LV_785-6_0_3_load_57 | 70 | 0.0027018 | 0.00067713 | 0 | 0 |  | 1 | TRUE | wye
53 | LV_785-6_0_3_load_160 | 71 | 0.00051602 | 0.00012933 | 0 | 0 |  | 1 | TRUE | wye
54 | LV_785-6_0_3_load_161 | 72 | 0.00035207 | 8.8238e-05 | 0 | 0 |  | 1 | TRUE | wye
55 | LV_785-6_0_3_load_63 | 73 | 0.00092736 | 0.00023242 | 0 | 0 |  | 1 | TRUE | wye
56 | LV_785-6_0_3_load_165 | 74 | 0.00070801 | 0.00017744 | 0 | 0 |  | 1 | TRUE | wye
57 | LV_785-6_0_3_load_187 | 75 | 0.00030549 | 7.6564e-05 | 0 | 0 |  | 1 | TRUE | wye
58 | LV_785-6_0_3_load_59 | 77 | 0.00081698 | 0.00020475 | 0 | 0 |  | 1 | TRUE | wye
59 | LV_785-6_0_3_load_84 | 78 | 0.00043985 | 0.00011024 | 0 | 0 |  | 1 | TRUE | wye
60 | LV_785-6_0_3_load_65 | 80 | 0.0042336 | 0.001061 | 0 | 0 |  | 1 | TRUE | wye
61 | LV_785-6_0_3_load_67 | 81 | 0.0027239 | 0.00068268 | 0 | 0 |  | 1 | TRUE | wye
62 | LV_785-6_0_3_load_129 | 82 | 0.00068004 | 0.00017043 | 0 | 0 |  | 1 | TRUE | wye
63 | LV_785-6_0_3_load_78 | 83 | 0.00062264 | 0.00015605 | 0 | 0 |  | 1 | TRUE | wye
64 | LV_785-6_0_3_load_69 | 84 | 0.0063316 | 0.0015869 | 0 | 0 |  | 1 | TRUE | wye
65 | LV_785-6_0_3_load_70 | 85 | 0.0020054 | 0.00050261 | 0 | 0 |  | 1 | TRUE | wye
66 | LV_785-6_0_3_load_71 | 86 | 0.0016791 | 0.00042082 | 0 | 0 |  | 1 | TRUE | wye
67 | LV_785-6_0_3_load_72 | 87 | 0.00103 | 0.00025813 | 0 | 0 |  | 1 | TRUE | wye
68 | LV_785-6_0_3_load_73 | 88 | 0.0018826 | 0.00047183 | 0 | 0 |  | 1 | TRUE | wye
69 | LV_785-6_0_3_load_76 | 89 | 0.00063464 | 0.00015906 | 0 | 0 |  | 1 | TRUE | wye
70 | LV_785-6_0_3_load_74 | 90 | 0.0022577 | 0.00056583 | 0 | 0 |  | 1 | TRUE | wye
71 | LV_785-6_0_3_load_77 | 91 | 0.0010213 | 0.00025595 | 0 | 0 |  | 1 | TRUE | wye
72 | LV_785-6_0_3_load_75 | 92 | 0.0012174 | 0.00030512 | 0 | 0 |  | 1 | TRUE | wye
73 | LV_785-6_0_3_load_110 | 93 | 0.0010785 | 0.00027029 | 0 | 0 |  | 1 | TRUE | wye
74 | LV_785-6_0_3_load_111 | 94 | 0.0011656 | 0.00029212 | 0 | 0 |  | 1 | TRUE | wye
75 | LV_785-6_0_3_load_80 | 95 | 0.0012871 | 0.00032259 | 0 | 0 |  | 1 | TRUE | wye
76 | LV_785-6_0_3_load_82 | 96 | 0.001294 | 0.0003243 | 0 | 0 |  | 1 | TRUE | wye
77 | LV_785-6_0_3_load_117 | 97 | 0.00073664 | 0.00018462 | 0 | 0 |  | 1 | TRUE | wye
78 | LV_785-6_0_3_load_114 | 98 | 0.0007027 | 0.00017611 | 0 | 0 |  | 1 | TRUE | wye
79 | LV_785-6_0_3_load_85 | 101 | 0.0021657 | 0.00054278 | 0 | 0 |  | 1 | TRUE | wye
80 | LV_785-6_0_3_load_86 | 102 | 0.00070846 | 0.00017756 | 0 | 0 |  | 1 | TRUE | wye
81 | LV_785-6_0_3_load_88 | 104 | 0.0028895 | 0.00072418 | 0 | 0 |  | 1 | TRUE | wye
82 | LV_785-6_0_3_load_89 | 105 | 0.0014579 | 0.00036537 | 0 | 0 |  | 1 | TRUE | wye
83 | LV_785-6_0_3_load_90 | 106 | 0.0026562 | 0.00066571 | 0 | 0 |  | 1 | TRUE | wye
84 | LV_785-6_0_3_load_107 | 107 | 0.0010338 | 0.0002591 | 0 | 0 |  | 1 | TRUE | wye
85 | LV_785-6_0_3_load_118 | 108 | 0.0010823 | 0.00027126 | 0 | 0 |  | 1 | TRUE | wye
86 | LV_785-6_0_3_load_123 | 109 | 0.00060975 | 0.00015282 | 0 | 0 |  | 1 | TRUE | wye
87 | LV_785-6_0_3_load_108 | 110 | 0.0015652 | 0.00039227 | 0 | 0 |  | 1 | TRUE | wye
88 | LV_785-6_0_3_load_124 | 112 | 0.0020507 | 0.00051396 | 0 | 0 |  | 1 | TRUE | wye
89 | LV_785-6_0_3_load_92 | 113 | 0.00078762 | 0.0001974 | 0 | 0 |  | 1 | TRUE | wye
90 | LV_785-6_0_3_load_93 | 114 | 0.0019531 | 0.00048949 | 0 | 0 |  | 1 | TRUE | wye
91 | LV_785-6_0_3_load_95 | 116 | 0.00086881 | 0.00021774 | 0 | 0 |  | 1 | TRUE | wye
92 | LV_785-6_0_3_load_96 | 117 | 0.00052699 | 0.00013208 | 0 | 0 |  | 1 | TRUE | wye
93 | LV_785-6_0_3_load_97 | 118 | 0.0031436 | 0.00078785 | 0 | 0 |  | 1 | TRUE | wye
94 | LV_785-6_0_3_load_98 | 119 | 0.00050697 | 0.00012706 | 0 | 0 |  | 1 | TRUE | wye
95 | LV_785-6_0_3_load_112 | 120 | 0.0014544 | 0.0003645 | 0 | 0 |  | 1 | TRUE | wye
96 | LV_785-6_0_3_load_189 | 121 | 0.0014925 | 0.00037406 | 0 | 0 |  | 1 | TRUE | wye
97 | LV_785-6_0_3_load_190 | 123 | 0.0023245 | 0.00058257 | 0 | 0 |  | 1 | TRUE | wye
98 | LV_785-6_0_3_load_100 | 124 | 0.0014258 | 0.00035735 | 0 | 0 |  | 1 | TRUE | wye
99 | LV_785-6_0_3_load_131 | 125 | 0.0019288 | 0.0004834 | 0 | 0 |  | 1 | TRUE | wye
100 | LV_785-6_0_3_load_157 | 126 | 0.0005632 | 0.00014115 | 0 | 0 |  | 1 | TRUE | wye
101 | LV_785-6_0_3_load_132 | 127 | 0.00022784 | 5.7101e-05 | 0 | 0 |  | 1 | TRUE | wye
102 | LV_785-6_0_3_load_139 | 128 | 0.00089794 | 0.00022504 | 0 | 0 |  | 1 | TRUE | wye
103 | LV_785-6_0_3_load_102 | 129 | 9.8374e-05 | 2.4655e-05 | 0 | 0 |  | 1 | TRUE | wye
104 | LV_785-6_0_3_load_103 | 130 | 0.00028934 | 7.2516e-05 | 0 | 0 |  | 1 | TRUE | wye
105 | LV_785-6_0_3_load_104 | 131 | 0.00017902 | 4.4868e-05 | 0 | 0 |  | 1 | TRUE | wye
106 | LV_785-6_0_3_load_105 | 132 | 0.00022362 | 5.6044e-05 | 0 | 0 |  | 1 | TRUE | wye
107 | LV_785-6_0_3_load_106 | 133 | 0.00010091 | 2.5292e-05 | 0 | 0 |  | 1 | TRUE | wye
108 | LV_785-6_0_3_load_141 | 135 | 0.00019494 | 4.8857e-05 | 0 | 0 |  | 1 | TRUE | wye
109 | LV_785-6_0_3_load_154 | 136 | 0.00010519 | 2.6364e-05 | 0 | 0 |  | 1 | TRUE | wye
110 | LV_785-6_0_3_load_176 | 137 | 0.0013169 | 0.00033004 | 0 | 0 |  | 1 | TRUE | wye
111 | LV_785-6_0_3_load_127 | 138 | 0.0006897 | 0.00017286 | 0 | 0 |  | 1 | TRUE | wye
112 | LV_785-6_0_3_load_130 | 139 | 0.00060195 | 0.00015086 | 0 | 0 |  | 1 | TRUE | wye
113 | LV_785-6_0_3_load_120 | 140 | 0.00070903 | 0.0001777 | 0 | 0 |  | 1 | TRUE | wye
114 | LV_785-6_0_3_load_121 | 141 | 0.00037094 | 9.2966e-05 | 0 | 0 |  | 1 | TRUE | wye
115 | LV_785-6_0_3_load_177 | 142 | 0.00082263 | 0.00020617 | 0 | 0 |  | 1 | TRUE | wye
116 | LV_785-6_0_3_load_178 | 143 | 0.00025568 | 6.4079e-05 | 0 | 0 |  | 1 | TRUE | wye
117 | LV_785-6_0_3_load_140 | 144 | 0.00042036 | 0.00010535 | 0 | 0 |  | 1 | TRUE | wye
118 | LV_785-6_0_3_load_152 | 145 | 0.00016224 | 4.0661e-05 | 0 | 0 |  | 1 | TRUE | wye
119 | LV_785-6_0_3_load_125 | 146 | 0.00091406 | 0.00022908 | 0 | 0 |  | 1 | TRUE | wye
120 | LV_785-6_0_3_load_126 | 147 | 0.00064041 | 0.0001605 | 0 | 0 |  | 1 | TRUE | wye
121 | LV_785-6_0_3_load_166 | 148 | 0.00031895 | 7.9935e-05 | 0 | 0 |  | 1 | TRUE | wye
122 | LV_785-6_0_3_load_188 | 149 | 0.00066127 | 0.00016573 | 0 | 0 |  | 1 | TRUE | wye
123 | LV_785-6_0_3_load_146 | 150 | 0.00011933 | 2.9906e-05 | 0 | 0 |  | 1 | TRUE | wye
124 | LV_785-6_0_3_load_144 | 151 | 0.00048898 | 0.00012255 | 0 | 0 |  | 1 | TRUE | wye
125 | LV_785-6_0_3_load_133 | 152 | 0.00085591 | 0.00021451 | 0 | 0 |  | 1 | TRUE | wye
126 | LV_785-6_0_3_load_134 | 153 | 0.00030086 | 7.5404e-05 | 0 | 0 |  | 1 | TRUE | wye
127 | LV_785-6_0_3_load_135 | 154 | 9.1339e-05 | 2.2892e-05 | 0 | 0 |  | 1 | TRUE | wye
128 | LV_785-6_0_3_load_136 | 155 | 0.00040634 | 0.00010184 | 0 | 0 |  | 1 | TRUE | wye
129 | LV_785-6_0_3_load_137 | 156 | 0.00019162 | 4.8025e-05 | 0 | 0 |  | 1 | TRUE | wye
130 | LV_785-6_0_3_load_138 | 157 | 0.00075854 | 0.00019011 | 0 | 0 |  | 1 | TRUE | wye
131 | LV_785-6_0_3_load_142 | 158 | 0.00037703 | 9.4492e-05 | 0 | 0 |  | 1 | TRUE | wye
132 | LV_785-6_0_3_load_143 | 159 | 0.00034593 | 8.6699e-05 | 0 | 0 |  | 1 | TRUE | wye
133 | LV_785-6_0_3_load_145 | 160 | 0.00021325 | 5.3445e-05 | 0 | 0 |  | 1 | TRUE | wye
134 | LV_785-6_0_3_load_147 | 161 | 0.00028724 | 7.199e-05 | 0 | 0 |  | 1 | TRUE | wye
135 | LV_785-6_0_3_load_175 | 162 | 0.00025805 | 6.4673e-05 | 0 | 0 |  | 1 | TRUE | wye
136 | LV_785-6_0_3_load_174 | 163 | 0.00016389 | 4.1075e-05 | 0 | 0 |  | 1 | TRUE | wye
137 | LV_785-6_0_3_load_148 | 164 | 0.0001273 | 3.1905e-05 | 0 | 0 |  | 1 | TRUE | wye
138 | LV_785-6_0_3_load_149 | 165 | 0.00015593 | 3.9079e-05 | 0 | 0 |  | 1 | TRUE | wye
139 | LV_785-6_0_3_load_151 | 167 | 0.00018012 | 4.5143e-05 | 0 | 0 |  | 1 | TRUE | wye
140 | LV_785-6_0_3_load_153 | 168 | 0.00012468 | 3.1247e-05 | 0 | 0 |  | 1 | TRUE | wye
141 | LV_785-6_0_3_load_159 | 169 | 0.0002098 | 5.2582e-05 | 0 | 0 |  | 1 | TRUE | wye
142 | LV_785-6_0_3_load_163 | 170 | 0.00057172 | 0.00014329 | 0 | 0 |  | 1 | TRUE | wye
143 | LV_785-6_0_3_load_162 | 171 | 0.00049667 | 0.00012448 | 0 | 0 |  | 1 | TRUE | wye
144 | LV_785-6_0_3_load_164 | 172 | 0.00026481 | 6.6369e-05 | 0 | 0 |  | 1 | TRUE | wye
145 | LV_785-6_0_3_load_168 | 173 | 0.00012305 | 3.0839e-05 | 0 | 0 |  | 1 | TRUE | wye
146 | LV_785-6_0_3_load_184 | 177 | 0.00019358 | 4.8516e-05 | 0 | 0 |  | 1 | TRUE | wye
147 | LV_785-6_0_3_load_194 | 178 | 0.00096417 | 0.00024164 | 0 | 0 |  | 1 | TRUE | wye
148 | LV_785-6_0_3_load_195 | 179 | 0.0013603 | 0.00034094 | 0 | 0 |  | 1 | TRUE | wye
149 | LV_785-6_0_3_load_193 | 180 | 0.00011731 | 2.9401e-05 | 0 | 0 |  | 1 | TRUE | wye
150 | LV_785-6_0_3_load_183 | 183 | 0.00015487 | 3.8813e-05 | 0 | 0 |  | 1 | TRUE | wye
151 | LV_785-6_0_3_load_182 | 184 | 0.00015382 | 3.855e-05 | 0 | 0 |  | 1 | TRUE | wye
152 | LV_785-6_0_3_load_191 | 185 | 0.00016261 | 4.0755e-05 | 0 | 0 |  | 1 | TRUE | wye
153 | LV_785-6_0_3_load_179 | 186 | 0.00023014 | 5.7679e-05 | 0 | 0 |  | 1 | TRUE | wye
154 | LV_785-6_0_3_load_180 | 187 | 0.00015438 | 3.8691e-05 | 0 | 0 |  | 1 | TRUE | wye
155 | LV_785-6_0_3_load_181 | 188 | 0.00017772 | 4.4541e-05 | 0 | 0 |  | 1 | TRUE | wye
156 | LV_785-6_0_3_load_192 | 189 | 0.0013226 | 0.00033147 | 0 | 0 |  | 1 | TRUE | wye

## ext_grid
| name | bus | vm_pu | va_degree | slack_weight | in_service
0 |  | 90 | 1 | 0 | 1 | TRUE

## line
| name | std_type | from_bus | to_bus | length_km | r_ohm_per_km | x_ohm_per_km | c_nf_per_km | g_us_per_km | max_i_ka | df | parallel | type | in_service
0 | LV_785-6_0_3_line_0 | NAYY 4x150 SE | 0 | 1 | 0.024993 | 0.208 | 0.08 | 261 | 0 | 0.27 | 1 | 1 | cs | TRUE
1 | LV_785-6_0_3_line_1 | NAYY 4x150 SE | 1 | 2 | 0.12303 | 0.208 | 0.08 | 261 | 0 | 0.27 | 1 | 1 | cs | TRUE
2 | LV_785-6_0_3_line_2 | NAYY 4x150 SE | 2 | 3 | 0.045062 | 0.208 | 0.08 | 261 | 0 | 0.27 | 1 | 1 | cs | TRUE
3 | LV_785-6_0_3_line_3 | NAYY 4x150 SE | 3 | 132 | 0.032803 | 0.208 | 0.08 | 261 | 0 | 0.27 | 1 | 1 | cs | TRUE
4 | LV_785-6_0_3_line_4 | NAYY 4x150 SE | 4 | 5 | 0.0607 | 0.208 | 0.08 | 261 | 0 | 0.27 | 1 | 1 | cs | TRUE
5 | LV_785-6_0_3_line_5 | NAYY 4x150 SE | 4 | 6 | 0.089405 | 0.208 | 0.08 | 261 | 0 | 0.27 | 1 | 1 | cs | TRUE
6 | LV_785-6_0_3_line_6 | NAYY 4x150 SE | 5 | 169 | 0.077033 | 0.208 | 0.08 | 261 | 0 | 0.27 | 1 | 1 | cs | TRUE
7 | LV_785-6_0_3_line_7 | NAYY 4x150 SE | 6 | 168 | 0.021351 | 0.208 | 0.08 | 261 | 0 | 0.27 | 1 | 1 | cs | TRUE
8 | LV_785-6_0_3_line_8 | NAYY 4x150 SE | 7 | 8 | 0.027115 | 0.208 | 0.08 | 261 | 0 | 0.27 | 1 | 1 | cs | TRUE
9 | LV_785-6_0_3_line_9 | NAYY 4x150 SE | 8 | 9 | 0.068581 | 0.208 | 0.08 | 261 | 0 | 0.27 | 1 | 1 | cs | TRUE
10 | LV_785-6_0_3_line_10 | NAYY 4x150 SE | 8 | 10 | 0.073488 | 0.208 | 0.08 | 261 | 0 | 0.27 | 1 | 1 | cs | TRUE
11 | LV_785-6_0_3_line_11 | NAYY 4x150 SE | 9 | 12 | 0.044496 | 0.208 | 0.08 | 261 | 0 | 0.27 | 1 | 1 | cs | TRUE
12 | LV_785-6_0_3_line_12 | NAYY 4x150 SE | 10 | 14 | 0.12428 | 0.208 | 0.08 | 261 | 0 | 0.27 | 1 | 1 | cs | TRUE
13 | LV_785-6_0_3_line_13 | NAYY 4x150 SE | 11 | 12 | 0.018157 | 0.208 | 0.08 | 261 | 0 | 0.27 | 1 | 1 | cs | TRUE
14 | LV_785-6_0_3_line_14 | NAYY 4x150 SE | 11 | 13 | 0.016525 | 0.208 | 0.08 | 261 | 0 | 0.27 | 1 | 1 | cs | TRUE
15 | LV_785-6_0_3_line_15 | NAYY 4x150 SE | 13 | 15 | 0.041564 | 0.208 | 0.08 | 261 | 0 | 0.27 | 1 | 1 | cs | TRUE
16 | LV_785-6_0_3_line_16 | NAYY 4x150 SE | 14 | 22 | 0.020828 | 0.208 | 0.08 | 261 | 0 | 0.27 | 1 | 1 | cs | TRUE
17 | LV_785-6_0_3_line_17 | NAYY 4x150 SE | 15 | 23 | 0.01952 | 0.208 | 0.08 | 261 | 0 | 0.27 | 1 | 1 | cs | TRUE
18 | LV_785-6_0_3_line_18 | NAYY 4x150 SE | 16 | 17 | 0.054618 | 0.208 | 0.08 | 261 | 0 | 0.27 | 1 | 1 | cs | TRUE
19 | LV_785-6_0_3_line_19 | NAYY 4x150 SE | 16 | 18 | 0.018825 | 0.208 | 0.08 | 261 | 0 | 0.27 | 1 | 1 | cs | TRUE
20 | LV_785-6_0_3_line_20 | NAYY 4x150 SE | 16 | 19 | 0.039682 | 0.208 | 0.08 | 261 | 0 | 0.27 | 1 | 1 | cs | TRUE
21 | LV_785-6_0_3_line_21 | NAYY 4x150 SE | 17 | 20 | 0.1417 | 0.208 | 0.08 | 261 | 0 | 0.27 | 1 | 1 | cs | TRUE
22 | LV_785-6_0_3_line_22 | NAYY 4x150 SE | 17 | 21 | 0.0094412 | 0.208 | 0.08 | 261 | 0 | 0.27 | 1 | 1 | cs | TRUE
23 | LV_785-6_0_3_line_23 | NAYY 4x150 SE | 18 | 23 | 0.029927 | 0.208 | 0.08 | 261 | 0 | 0.27 | 1 | 1 | cs | TRUE
24 | LV_785-6_0_3_line_24 | NAYY 4x150 SE | 19 | 24 | 0.015681 | 0.208 | 0.08 | 261 | 0 | 0.27 | 1 | 1 | cs | TRUE
25 | LV_785-6_0_3_line_25 | NAYY 4x150 SE | 20 | 25 | 0.023067 | 0.208 | 0.08 | 261 | 0 | 0.27 | 1 | 1 | cs | TRUE
26 | LV_785-6_0_3_line_26 | NAYY 4x150 SE | 20 | 26 | 0.047964 | 0.208 | 0.08 | 261 | 0 | 0.27 | 1 | 1 | cs | TRUE
27 | LV_785-6_0_3_line_27 | NAYY 4x150 SE | 21 | 28 | 0.016969 | 0.208 | 0.08 | 261 | 0 | 0.27 | 1 | 1 | cs | TRUE
28 | LV_785-6_0_3_line_28 | NAYY 4x150 SE | 22 | 53 | 0.029418 | 0.208 | 0.08 | 261 | 0 | 0.27 | 1 | 1 | cs | TRUE
29 | LV_785-6_0_3_line_29 | NAYY 4x150 SE | 23 | 29 | 0.026354 | 0.208 | 0.08 | 261 | 0 | 0.27 | 1 | 1 | cs | TRUE
30 | LV_785-6_0_3_line_30 | NAYY 4x150 SE | 24 | 32 | 0.02301 | 0.208 | 0.08 | 261 | 0 | 0.27 | 1 | 1 | cs | TRUE
31 | LV_785-6_0_3_line_31 | NAYY 4x150 SE | 25 | 27 | 0.020436 | 0.208 | 0.08 | 261 | 0 | 0.27 | 1 | 1 | cs | TRUE
32 | LV_785-6_0_3_line_32 | NAYY 4x150 SE | 26 | 46 | 0.014493 | 0.208 | 0.08 | 261 | 0 | 0.27 | 1 | 1 | cs | TRUE
33 | LV_785-6_0_3_line_33 | NAYY 4x150 SE | 27 | 52 | 0.005326 | 0.208 | 0.08 | 261 | 0 | 0.27 | 1 | 1 | cs | TRUE
34 | LV_785-6_0_3_line_34 | NAYY 4x150 SE | 28 | 45 | 0.0071234 | 0.208 | 0.08 | 261 | 0 | 0.27 | 1 | 1 | cs | TRUE
35 | LV_785-6_0_3_line_35 | NAYY 4x150 SE | 29 | 30 | 0.029013 | 0.208 | 0.08 | 261 | 0 | 0.27 | 1 | 1 | cs | TRUE
36 | LV_785-6_0_3_line_36 | NAYY 4x150 SE | 30 | 31 | 0.018524 | 0.208 | 0.08 | 261 | 0 | 0.27 | 1 | 1 | cs | TRUE
37 | LV_785-6_0_3_line_37 | NAYY 4x150 SE | 31 | 42 | 0.022617 | 0.208 | 0.08 | 261 | 0 | 0.27 | 1 | 1 | cs | TRUE
38 | LV_785-6_0_3_line_38 | NAYY 4x150 SE | 32 | 33 | 0.02642 | 0.208 | 0.08 | 261 | 0 | 0.27 | 1 | 1 | cs | TRUE
39 | LV_785-6_0_3_line_39 | NAYY 4x150 SE | 33 | 34 | 0.023008 | 0.208 | 0.08 | 261 | 0 | 0.27 | 1 | 1 | cs | TRUE
40 | LV_785-6_0_3_line_40 | NAYY 4x150 SE | 34 | 35 | 0.040971 | 0.208 | 0.08 | 261 | 0 | 0.27 | 1 | 1 | cs | TRUE
41 | LV_785-6_0_3_line_41 | NAYY 4x150 SE | 35 | 39 | 0.028516 | 0.208 | 0.08 | 261 | 0 | 0.27 | 1 | 1 | cs | TRUE
42 | LV_785-6_0_3_line_42 | NAYY 4x150 SE | 36 | 37 | 0.01067 | 0.208 | 0.08 | 261 | 0 | 0.27 | 1 | 1 | cs | TRUE
43 | LV_785-6_0_3_line_43 | NAYY 4x150 SE | 36 | 38 | 0.099851 | 0.208 | 0.08 | 261 | 0 | 0.27 | 1 | 1 | cs | TRUE
44 | LV_785-6_0_3_line_44 | NAYY 4x150 SE | 38 | 39 | 0.081759 | 0.208 | 0.08 | 261 | 0 | 0.27 | 1 | 1 | cs | TRUE
45 | LV_785-6_0_3_line_45 | NAYY 4x150 SE | 40 | 41 | 0.01001 | 0.208 | 0.08 | 261 | 0 | 0.27 | 1 | 1 | cs | TRUE
46 | LV_785-6_0_3_line_46 | NAYY 4x150 SE | 41 | 42 | 0.023389 | 0.208 | 0.08 | 261 | 0 | 0.27 | 1 | 1 | cs | TRUE
47 | LV_785-6_0_3_line_47 | NAYY 4x150 SE | 41 | 43 | 0.02627 | 0.208 | 0.08 | 261 | 0 | 0.27 | 1 | 1 | cs | TRUE
48 | LV_785-6_0_3_line_48 | NAYY 4x150 SE | 42 | 44 | 0.0046093 | 0.208 | 0.08 | 261 | 0 | 0.27 | 1 | 1 | cs | TRUE
49 | LV_785-6_0_3_line_49 | NAYY 4x150 SE | 46 | 47 | 0.025466 | 0.208 | 0.08 | 261 | 0 | 0.27 | 1 | 1 | cs | TRUE
50 | LV_785-6_0_3_line_50 | NAYY 4x150 SE | 47 | 77 | 0.056577 | 0.208 | 0.08 | 261 | 0 | 0.27 | 1 | 1 | cs | TRUE
51 | LV_785-6_0_3_line_51 | NAYY 4x150 SE | 48 | 49 | 0.013454 | 0.208 | 0.08 | 261 | 0 | 0.27 | 1 | 2 | cs | TRUE
52 | LV_785-6_0_3_line_52 | NAYY 4x150 SE | 48 | 50 | 0.026681 | 0.208 | 0.08 | 261 | 0 | 0.27 | 1 | 2 | cs | TRUE
53 | LV_785-6_0_3_line_53 | NAYY 4x150 SE | 48 | 51 | 0.017315 | 0.208 | 0.08 | 261 | 0 | 0.27 | 1 | 1 | cs | TRUE
54 | LV_785-6_0_3_line_54 | NAYY 4x150 SE | 49 | 82 | 0.052115 | 0.208 | 0.08 | 261 | 0 | 0.27 | 1 | 2 | cs | TRUE
55 | LV_785-6_0_3_line_55 | NAYY 4x150 SE | 50 | 83 | 0.00096319 | 0.208 | 0.08 | 261 | 0 | 0.27 | 1 | 2 | cs | TRUE
56 | LV_785-6_0_3_line_56 | NAYY 4x150 SE | 51 | 80 | 0.016039 | 0.208 | 0.08 | 261 | 0 | 0.27 | 1 | 1 | cs | TRUE
57 | LV_785-6_0_3_line_57 | NAYY 4x150 SE | 52 | 54 | 0.013545 | 0.208 | 0.08 | 261 | 0 | 0.27 | 1 | 1 | cs | TRUE
58 | LV_785-6_0_3_line_58 | NAYY 4x150 SE | 54 | 55 | 0.01347 | 0.208 | 0.08 | 261 | 0 | 0.27 | 1 | 1 | cs | TRUE
59 | LV_785-6_0_3_line_59 | NAYY 4x150 SE | 55 | 56 | 0.020415 | 0.208 | 0.08 | 261 | 0 | 0.27 | 1 | 1 | cs | TRUE
60 | LV_785-6_0_3_line_60 | NAYY 4x150 SE | 56 | 57 | 0.00045957 | 0.208 | 0.08 | 261 | 0 | 0.27 | 1 | 1 | cs | TRUE
61 | LV_785-6_0_3_line_61 | NAYY 4x150 SE | 57 | 148 | 0.011427 | 0.208 | 0.08 | 261 | 0 | 0.27 | 1 | 1 | cs | TRUE
62 | LV_785-6_0_3_line_62 | NAYY 4x150 SE | 58 | 59 | 0.025004 | 0.208 | 0.08 | 261 | 0 | 0.27 | 1 | 1 | cs | TRUE
63 | LV_785-6_0_3_line_63 | NAYY 4x150 SE | 58 | 60 | 0.014978 | 0.208 | 0.08 | 261 | 0 | 0.27 | 1 | 1 | cs | TRUE
64 | LV_785-6_0_3_line_64 | NAYY 4x150 SE | 60 | 61 | 0.024066 | 0.208 | 0.08 | 261 | 0 | 0.27 | 1 | 1 | cs | TRUE
65 | LV_785-6_0_3_line_65 | NAYY 4x150 SE | 61 | 62 | 0.026154 | 0.208 | 0.08 | 261 | 0 | 0.27 | 1 | 1 | cs | TRUE
66 | LV_785-6_0_3_line_66 | NAYY 4x150 SE | 62 | 63 | 0.043338 | 0.208 | 0.08 | 261 | 0 | 0.27 | 1 | 1 | cs | TRUE
67 | LV_785-6_0_3_line_67 | NAYY 4x150 SE | 62 | 64 | 0.031809 | 0.208 | 0.08 | 261 | 0 | 0.27 | 1 | 1 | cs | TRUE
68 | LV_785-6_0_3_line_68 | NAYY 4x150 SE | 63 | 98 | 0.00058692 | 0.208 | 0.08 | 261 | 0 | 0.27 | 1 | 1 | cs | TRUE
69 | LV_785-6_0_3_line_69 | NAYY 4x150 SE | 64 | 95 | 0.024903 | 0.208 | 0.08 | 261 | 0 | 0.27 | 1 | 1 | cs | TRUE
70 | LV_785-6_0_3_line_70 | NAYY 4x150 SE | 65 | 66 | 0.064075 | 0.208 | 0.08 | 261 | 0 | 0.27 | 1 | 1 | cs | TRUE
71 | LV_785-6_0_3_line_71 | NAYY 4x150 SE | 65 | 67 | 0.05062 | 0.208 | 0.08 | 261 | 0 | 0.27 | 1 | 1 | cs | TRUE
72 | LV_785-6_0_3_line_72 | NAYY 4x150 SE | 66 | 68 | 0.037503 | 0.208 | 0.08 | 261 | 0 | 0.27 | 1 | 1 | cs | TRUE
73 | LV_785-6_0_3_line_73 | NAYY 4x150 SE | 67 | 69 | 0.078649 | 0.208 | 0.08 | 261 | 0 | 0.27 | 1 | 1 | cs | TRUE
74 | LV_785-6_0_3_line_74 | NAYY 4x150 SE | 67 | 70 | 0.011138 | 0.208 | 0.08 | 261 | 0 | 0.27 | 1 | 1 | cs | TRUE
75 | LV_785-6_0_3_line_75 | NAYY 4x150 SE | 68 | 71 | 0.020837 | 0.208 | 0.08 | 261 | 0 | 0.27 | 1 | 1 | cs | TRUE
76 | LV_785-6_0_3_line_76 | NAYY 4x150 SE | 68 | 72 | 0.009568 | 0.208 | 0.08 | 261 | 0 | 0.27 | 1 | 2 | cs | TRUE
77 | LV_785-6_0_3_line_77 | NAYY 4x150 SE | 70 | 73 | 0.0079892 | 0.208 | 0.08 | 261 | 0 | 0.27 | 1 | 1 | cs | TRUE
78 | LV_785-6_0_3_line_78 | NAYY 4x150 SE | 71 | 74 | 0.002614 | 0.208 | 0.08 | 261 | 0 | 0.27 | 1 | 1 | cs | TRUE
79 | LV_785-6_0_3_line_79 | NAYY 4x150 SE | 72 | 75 | 0.016687 | 0.208 | 0.08 | 261 | 0 | 0.27 | 1 | 2 | cs | TRUE
80 | LV_785-6_0_3_line_80 | NAYY 4x150 SE | 73 | 76 | 0.058941 | 0.208 | 0.08 | 261 | 0 | 0.27 | 1 | 1 | cs | TRUE
81 | LV_785-6_0_3_line_81 | NAYY 4x150 SE | 74 | 170 | 0.001408 | 0.208 | 0.08 | 261 | 0 | 0.27 | 1 | 1 | cs | TRUE
82 | LV_785-6_0_3_line_82 | NAYY 4x150 SE | 75 | 149 | 0.0057231 | 0.208 | 0.08 | 261 | 0 | 0.27 | 1 | 2 | cs | TRUE
83 | LV_785-6_0_3_line_83 | NAYY 4x150 SE | 76 | 78 | 0.054128 | 0.208 | 0.08 | 261 | 0 | 0.27 | 1 | 1 | cs | TRUE
84 | LV_785-6_0_3_line_84 | NAYY 4x150 SE | 78 | 79 | 0.01925 | 0.208 | 0.08 | 261 | 0 | 0.27 | 1 | 1 | cs | TRUE
85 | LV_785-6_0_3_line_85 | NAYY 4x150 SE | 79 | 100 | 0.017982 | 0.208 | 0.08 | 261 | 0 | 0.27 | 1 | 1 | cs | TRUE
86 | LV_785-6_0_3_line_86 | NAYY 4x150 SE | 80 | 81 | 0.062299 | 0.208 | 0.08 | 261 | 0 | 0.27 | 1 | 1 | cs | TRUE
87 | LV_785-6_0_3_line_87 | NAYY 4x150 SE | 82 | 139 | 0.033327 | 0.208 | 0.08 | 261 | 0 | 0.27 | 1 | 2 | cs | TRUE
88 | LV_785-6_0_3_line_88 | NAYY 4x150 SE | 83 | 91 | 0.0098866 | 0.208 | 0.08 | 261 | 0 | 0.27 | 1 | 2 | cs | TRUE
89 | LV_785-6_0_3_line_89 | NAYY 4x150 SE | 84 | 85 | 0.0079649 | 0.208 | 0.08 | 261 | 0 | 0.27 | 1 | 2 | cs | TRUE
90 | LV_785-6_0_3_line_90 | NAYY 4x150 SE | 84 | 86 | 0.0082346 | 0.208 | 0.08 | 261 | 0 | 0.27 | 1 | 2 | cs | TRUE
91 | LV_785-6_0_3_line_91 | NAYY 4x150 SE | 85 | 87 | 0.019486 | 0.208 | 0.08 | 261 | 0 | 0.27 | 1 | 2 | cs | TRUE
92 | LV_785-6_0_3_line_92 | NAYY 4x150 SE | 86 | 88 | 0.0046633 | 0.208 | 0.08 | 261 | 0 | 0.27 | 1 | 2 | cs | TRUE
93 | LV_785-6_0_3_line_93 | NAYY 4x150 SE | 87 | 89 | 0.0098436 | 0.208 | 0.08 | 261 | 0 | 0.27 | 1 | 2 | cs | TRUE
94 | LV_785-6_0_3_line_94 | NAYY 4x150 SE | 88 | 90 | 0.016077 | 0.208 | 0.08 | 261 | 0 | 0.27 | 1 | 2 | cs | TRUE
95 | LV_785-6_0_3_line_95 | NAYY 4x150 SE | 89 | 91 | 0.008566 | 0.208 | 0.08 | 261 | 0 | 0.27 | 1 | 2 | cs | TRUE
96 | LV_785-6_0_3_line_96 | NAYY 4x150 SE | 90 | 92 | 0.005936 | 0.208 | 0.08 | 261 | 0 | 0.27 | 1 | 1 | cs | TRUE
97 | LV_785-6_0_3_line_97 | NAYY 4x150 SE | 92 | 93 | 0.00013244 | 0.208 | 0.08 | 261 | 0 | 0.27 | 1 | 1 | cs | TRUE
98 | LV_785-6_0_3_line_98 | NAYY 4x150 SE | 93 | 94 | 0.00055236 | 0.208 | 0.08 | 261 | 0 | 0.27 | 1 | 1 | cs | TRUE
99 | LV_785-6_0_3_line_99 | NAYY 4x150 SE | 94 | 137 | 0.0062733 | 0.208 | 0.08 | 261 | 0 | 0.27 | 1 | 1 | cs | TRUE
100 | LV_785-6_0_3_line_100 | NAYY 4x150 SE | 95 | 96 | 0.0085857 | 0.208 | 0.08 | 261 | 0 | 0.27 | 1 | 1 | cs | TRUE
101 | LV_785-6_0_3_line_101 | NAYY 4x150 SE | 96 | 97 | 0.01049 | 0.208 | 0.08 | 261 | 0 | 0.27 | 1 | 1 | cs | TRUE
102 | LV_785-6_0_3_line_102 | NAYY 4x150 SE | 97 | 99 | 0.023137 | 0.208 | 0.08 | 261 | 0 | 0.27 | 1 | 1 | cs | TRUE
103 | LV_785-6_0_3_line_103 | NAYY 4x150 SE | 99 | 126 | 0.035282 | 0.208 | 0.08 | 261 | 0 | 0.27 | 1 | 1 | cs | TRUE
104 | LV_785-6_0_3_line_104 | NAYY 4x150 SE | 99 | 122 | 0.039353 | 0.208 | 0.08 | 261 | 0 | 0.27 | 1 | 1 | cs | TRUE
105 | LV_785-6_0_3_line_105 | NAYY 4x150 SE | 100 | 175 | 0.0821 | 0.208 | 0.08 | 261 | 0 | 0.27 | 1 | 1 | cs | TRUE
106 | LV_785-6_0_3_line_106 | NAYY 4x150 SE | 100 | 173 | 0.019562 | 0.208 | 0.08 | 261 | 0 | 0.27 | 1 | 1 | cs | TRUE
107 | LV_785-6_0_3_line_107 | NAYY 4x150 SE | 101 | 102 | 0.015325 | 0.208 | 0.08 | 261 | 0 | 0.27 | 1 | 1 | cs | TRUE
108 | LV_785-6_0_3_line_108 | NAYY 4x150 SE | 101 | 103 | 0.0030141 | 0.208 | 0.08 | 261 | 0 | 0.27 | 1 | 1 | cs | TRUE
109 | LV_785-6_0_3_line_109 | NAYY 4x150 SE | 102 | 104 | 0.0089642 | 0.208 | 0.08 | 261 | 0 | 0.27 | 1 | 1 | cs | TRUE
110 | LV_785-6_0_3_line_110 | NAYY 4x150 SE | 103 | 105 | 0.018639 | 0.208 | 0.08 | 261 | 0 | 0.27 | 1 | 1 | cs | TRUE
111 | LV_785-6_0_3_line_111 | NAYY 4x150 SE | 103 | 106 | 0.020988 | 0.208 | 0.08 | 261 | 0 | 0.27 | 1 | 1 | cs | TRUE
112 | LV_785-6_0_3_line_112 | NAYY 4x150 SE | 104 | 107 | 0.0078716 | 0.208 | 0.08 | 261 | 0 | 0.27 | 1 | 1 | cs | TRUE
113 | LV_785-6_0_3_line_113 | NAYY 4x150 SE | 105 | 108 | 0.034555 | 0.208 | 0.08 | 261 | 0 | 0.27 | 1 | 1 | cs | TRUE
114 | LV_785-6_0_3_line_114 | NAYY 4x150 SE | 106 | 109 | 0.01048 | 0.208 | 0.08 | 261 | 0 | 0.27 | 1 | 1 | cs | TRUE
115 | LV_785-6_0_3_line_115 | NAYY 4x150 SE | 107 | 110 | 0.0096174 | 0.208 | 0.08 | 261 | 0 | 0.27 | 1 | 1 | cs | TRUE
116 | LV_785-6_0_3_line_116 | NAYY 4x150 SE | 108 | 111 | 0.058632 | 0.208 | 0.08 | 261 | 0 | 0.27 | 1 | 1 | cs | TRUE
117 | LV_785-6_0_3_line_117 | NAYY 4x150 SE | 109 | 112 | 0.008652 | 0.208 | 0.08 | 261 | 0 | 0.27 | 1 | 1 | cs | TRUE
118 | LV_785-6_0_3_line_118 | NAYY 4x150 SE | 110 | 120 | 0.01042 | 0.208 | 0.08 | 261 | 0 | 0.27 | 1 | 1 | cs | TRUE
119 | LV_785-6_0_3_line_119 | NAYY 4x150 SE | 111 | 140 | 0.099329 | 0.208 | 0.08 | 261 | 0 | 0.27 | 1 | 1 | cs | TRUE
120 | LV_785-6_0_3_line_120 | NAYY 4x150 SE | 111 | 141 | 0.064909 | 0.208 | 0.08 | 261 | 0 | 0.27 | 1 | 1 | cs | TRUE
121 | LV_785-6_0_3_line_121 | NAYY 4x150 SE | 112 | 146 | 0.020871 | 0.208 | 0.08 | 261 | 0 | 0.27 | 1 | 1 | cs | TRUE
122 | LV_785-6_0_3_line_122 | NAYY 4x150 SE | 113 | 114 | 0.0014359 | 0.208 | 0.08 | 261 | 0 | 0.27 | 1 | 1 | cs | TRUE
123 | LV_785-6_0_3_line_123 | NAYY 4x150 SE | 113 | 115 | 0.015781 | 0.208 | 0.08 | 261 | 0 | 0.27 | 1 | 1 | cs | TRUE
124 | LV_785-6_0_3_line_124 | NAYY 4x150 SE | 114 | 116 | 0.017921 | 0.208 | 0.08 | 261 | 0 | 0.27 | 1 | 1 | cs | TRUE
125 | LV_785-6_0_3_line_125 | NAYY 4x150 SE | 115 | 117 | 0.0026025 | 0.208 | 0.08 | 261 | 0 | 0.27 | 1 | 1 | cs | TRUE
126 | LV_785-6_0_3_line_126 | NAYY 4x150 SE | 115 | 118 | 0.046381 | 0.208 | 0.08 | 261 | 0 | 0.27 | 1 | 1 | cs | TRUE
127 | LV_785-6_0_3_line_127 | NAYY 4x150 SE | 116 | 119 | 0.024612 | 0.208 | 0.08 | 261 | 0 | 0.27 | 1 | 1 | cs | TRUE
128 | LV_785-6_0_3_line_128 | NAYY 4x150 SE | 117 | 120 | 0.02656 | 0.208 | 0.08 | 261 | 0 | 0.27 | 1 | 1 | cs | TRUE
129 | LV_785-6_0_3_line_129 | NAYY 4x150 SE | 118 | 121 | 0.00012063 | 0.208 | 0.08 | 261 | 0 | 0.27 | 1 | 1 | cs | TRUE
130 | LV_785-6_0_3_line_130 | NAYY 4x150 SE | 119 | 122 | 0.014734 | 0.208 | 0.08 | 261 | 0 | 0.27 | 1 | 1 | cs | TRUE
131 | LV_785-6_0_3_line_131 | NAYY 4x150 SE | 121 | 123 | 0.015256 | 0.208 | 0.08 | 261 | 0 | 0.27 | 1 | 1 | cs | TRUE
132 | LV_785-6_0_3_line_132 | NAYY 4x150 SE | 124 | 125 | 0.023843 | 0.208 | 0.08 | 261 | 0 | 0.27 | 1 | 1 | cs | TRUE
133 | LV_785-6_0_3_line_133 | NAYY 4x150 SE | 125 | 127 | 0.05744 | 0.208 | 0.08 | 261 | 0 | 0.27 | 1 | 1 | cs | TRUE
134 | LV_785-6_0_3_line_134 | NAYY 4x150 SE | 126 | 128 | 0.0055244 | 0.208 | 0.08 | 261 | 0 | 0.27 | 1 | 1 | cs | TRUE
135 | LV_785-6_0_3_line_135 | NAYY 4x150 SE | 127 | 150 | 0.0073864 | 0.208 | 0.08 | 261 | 0 | 0.27 | 1 | 1 | cs | TRUE
136 | LV_785-6_0_3_line_136 | NAYY 4x150 SE | 128 | 157 | 0.0067113 | 0.208 | 0.08 | 261 | 0 | 0.27 | 1 | 1 | cs | TRUE
137 | LV_785-6_0_3_line_137 | NAYY 4x150 SE | 129 | 130 | 0.0098621 | 0.208 | 0.08 | 261 | 0 | 0.27 | 1 | 1 | cs | TRUE
138 | LV_785-6_0_3_line_138 | NAYY 4x150 SE | 129 | 131 | 0.018473 | 0.208 | 0.08 | 261 | 0 | 0.27 | 1 | 1 | cs | TRUE
139 | LV_785-6_0_3_line_139 | NAYY 4x150 SE | 130 | 132 | 0.012124 | 0.208 | 0.08 | 261 | 0 | 0.27 | 1 | 1 | cs | TRUE
140 | LV_785-6_0_3_line_140 | NAYY 4x150 SE | 131 | 133 | 0.016482 | 0.208 | 0.08 | 261 | 0 | 0.27 | 1 | 1 | cs | TRUE
141 | LV_785-6_0_3_line_141 | NAYY 4x150 SE | 133 | 134 | 0.025303 | 0.208 | 0.08 | 261 | 0 | 0.27 | 1 | 1 | cs | TRUE
142 | LV_785-6_0_3_line_142 | NAYY 4x150 SE | 134 | 135 | 0.019571 | 0.208 | 0.08 | 261 | 0 | 0.27 | 1 | 1 | cs | TRUE
143 | LV_785-6_0_3_line_143 | NAYY 4x150 SE | 134 | 136 | 0.020353 | 0.208 | 0.08 | 261 | 0 | 0.27 | 1 | 1 | cs | TRUE
144 | LV_785-6_0_3_line_144 | NAYY 4x150 SE | 135 | 144 | 0.014531 | 0.208 | 0.08 | 261 | 0 | 0.27 | 1 | 1 | cs | TRUE
145 | LV_785-6_0_3_line_145 | NAYY 4x150 SE | 136 | 145 | 0.038149 | 0.208 | 0.08 | 261 | 0 | 0.27 | 1 | 1 | cs | TRUE
146 | LV_785-6_0_3_line_146 | NAYY 4x150 SE | 137 | 138 | 0.0080395 | 0.208 | 0.08 | 261 | 0 | 0.27 | 1 | 1 | cs | TRUE
147 | LV_785-6_0_3_line_147 | NAYY 4x150 SE | 138 | 147 | 0.006514 | 0.208 | 0.08 | 261 | 0 | 0.27 | 1 | 1 | cs | TRUE
148 | LV_785-6_0_3_line_148 | NAYY 4x150 SE | 139 | 149 | 0.026166 | 0.208 | 0.08 | 261 | 0 | 0.27 | 1 | 2 | cs | TRUE
149 | LV_785-6_0_3_line_149 | NAYY 4x150 SE | 140 | 142 | 0.14519 | 0.208 | 0.08 | 261 | 0 | 0.27 | 1 | 1 | cs | TRUE
150 | LV_785-6_0_3_line_150 | NAYY 4x150 SE | 142 | 143 | 0.016071 | 0.208 | 0.08 | 261 | 0 | 0.27 | 1 | 1 | cs | TRUE
151 | LV_785-6_0_3_line_151 | NAYY 4x150 SE | 144 | 156 | 0.016213 | 0.208 | 0.08 | 261 | 0 | 0.27 | 1 | 1 | cs | TRUE
152 | LV_785-6_0_3_line_152 | NAYY 4x150 SE | 145 | 166 | 0.0029621 | 0.208 | 0.08 | 261 | 0 | 0.27 | 1 | 1 | cs | TRUE
153 | LV_785-6_0_3_line_153 | NAYY 4x150 SE | 146 | 147 | 0.0015785 | 0.208 | 0.08 | 261 | 0 | 0.27 | 1 | 1 | cs | TRUE
154 | LV_785-6_0_3_line_154 | NAYY 4x150 SE | 148 | 172 | 0.01337 | 0.208 | 0.08 | 261 | 0 | 0.27 | 1 | 1 | cs | TRUE
155 | LV_785-6_0_3_line_155 | NAYY 4x150 SE | 150 | 151 | 0.014059 | 0.208 | 0.08 | 261 | 0 | 0.27 | 1 | 1 | cs | TRUE
156 | LV_785-6_0_3_line_156 | NAYY 4x150 SE | 151 | 158 | 0.005295 | 0.208 | 0.08 | 261 | 0 | 0.27 | 1 | 1 | cs | TRUE
157 | LV_785-6_0_3_line_157 | NAYY 4x150 SE | 152 | 153 | 0.0012363 | 0.208 | 0.08 | 261 | 0 | 0.27 | 1 | 1 | cs | TRUE
158 | LV_785-6_0_3_line_158 | NAYY 4x150 SE | 152 | 154 | 0.028453 | 0.208 | 0.08 | 261 | 0 | 0.27 | 1 | 1 | cs | TRUE
159 | LV_785-6_0_3_line_159 | NAYY 4x150 SE | 153 | 155 | 0.0094627 | 0.208 | 0.08 | 261 | 0 | 0.27 | 1 | 1 | cs | TRUE
160 | LV_785-6_0_3_line_160 | NAYY 4x150 SE | 154 | 156 | 0.020096 | 0.208 | 0.08 | 261 | 0 | 0.27 | 1 | 1 | cs | TRUE
161 | LV_785-6_0_3_line_161 | NAYY 4x150 SE | 155 | 157 | 0.063205 | 0.208 | 0.08 | 261 | 0 | 0.27 | 1 | 1 | cs | TRUE
162 | LV_785-6_0_3_line_162 | NAYY 4x150 SE | 158 | 159 | 0.010228 | 0.208 | 0.08 | 261 | 0 | 0.27 | 1 | 1 | cs | TRUE
163 | LV_785-6_0_3_line_163 | NAYY 4x150 SE | 159 | 160 | 0.0031117 | 0.208 | 0.08 | 261 | 0 | 0.27 | 1 | 1 | cs | TRUE
164 | LV_785-6_0_3_line_164 | NAYY 4x150 SE | 160 | 161 | 0.006905 | 0.208 | 0.08 | 261 | 0 | 0.27 | 1 | 1 | cs | TRUE
165 | LV_785-6_0_3_line_165 | NAYY 4x150 SE | 161 | 162 | 0.0005037 | 0.208 | 0.08 | 261 | 0 | 0.27 | 1 | 1 | cs | TRUE
166 | LV_785-6_0_3_line_166 | NAYY 4x150 SE | 162 | 163 | 0.0014389 | 0.208 | 0.08 | 261 | 0 | 0.27 | 1 | 1 | cs | TRUE
167 | LV_785-6_0_3_line_167 | NAYY 4x150 SE | 163 | 167 | 0.011802 | 0.208 | 0.08 | 261 | 0 | 0.27 | 1 | 1 | cs | TRUE
168 | LV_785-6_0_3_line_168 | NAYY 4x150 SE | 164 | 165 | 0.010945 | 0.208 | 0.08 | 261 | 0 | 0.27 | 1 | 1 | cs | TRUE
169 | LV_785-6_0_3_line_169 | NAYY 4x150 SE | 164 | 166 | 0.013434 | 0.208 | 0.08 | 261 | 0 | 0.27 | 1 | 1 | cs | TRUE
170 | LV_785-6_0_3_line_170 | NAYY 4x150 SE | 165 | 167 | 0.0021202 | 0.208 | 0.08 | 261 | 0 | 0.27 | 1 | 1 | cs | TRUE
171 | LV_785-6_0_3_line_171 | NAYY 4x150 SE | 166 | 168 | 0.00098479 | 0.208 | 0.08 | 261 | 0 | 0.27 | 1 | 1 | cs | TRUE
172 | LV_785-6_0_3_line_172 | NAYY 4x150 SE | 170 | 171 | 0.0058853 | 0.208 | 0.08 | 261 | 0 | 0.27 | 1 | 1 | cs | TRUE
173 | LV_785-6_0_3_line_173 | NAYY 4x150 SE | 171 | 172 | 0.022333 | 0.208 | 0.08 | 261 | 0 | 0.27 | 1 | 1 | cs | TRUE
174 | LV_785-6_0_3_line_174 | NAYY 4x150 SE | 173 | 174 | 0.1545 | 0.208 | 0.08 | 261 | 0 | 0.27 | 1 | 1 | cs | TRUE
175 | LV_785-6_0_3_line_175 | NAYY 4x150 SE | 174 | 176 | 0.098129 | 0.208 | 0.08 | 261 | 0 | 0.27 | 1 | 1 | cs | TRUE
176 | LV_785-6_0_3_line_176 | NAYY 4x150 SE | 175 | 177 | 0.026714 | 0.208 | 0.08 | 261 | 0 | 0.27 | 1 | 1 | cs | TRUE
177 | LV_785-6_0_3_line_177 | NAYY 4x150 SE | 176 | 178 | 0.041947 | 0.208 | 0.08 | 261 | 0 | 0.27 | 1 | 1 | cs | TRUE
178 | LV_785-6_0_3_line_178 | NAYY 4x150 SE | 176 | 179 | 0.051281 | 0.208 | 0.08 | 261 | 0 | 0.27 | 1 | 1 | cs | TRUE
179 | LV_785-6_0_3_line_179 | NAYY 4x150 SE | 176 | 180 | 0.17021 | 0.208 | 0.08 | 261 | 0 | 0.27 | 1 | 1 | cs | TRUE
180 | LV_785-6_0_3_line_180 | NAYY 4x150 SE | 177 | 184 | 0.0091996 | 0.208 | 0.08 | 261 | 0 | 0.27 | 1 | 1 | cs | TRUE
181 | LV_785-6_0_3_line_181 | NAYY 4x150 SE | 179 | 185 | 0.09332 | 0.208 | 0.08 | 261 | 0 | 0.27 | 1 | 1 | cs | TRUE
182 | LV_785-6_0_3_line_182 | NAYY 4x150 SE | 181 | 182 | 0.12914 | 0.208 | 0.08 | 261 | 0 | 0.27 | 1 | 1 | cs | TRUE
183 | LV_785-6_0_3_line_183 | NAYY 4x150 SE | 181 | 183 | 0.059014 | 0.208 | 0.08 | 261 | 0 | 0.27 | 1 | 1 | cs | TRUE
184 | LV_785-6_0_3_line_184 | NAYY 4x150 SE | 182 | 189 | 0.16769 | 0.208 | 0.08 | 261 | 0 | 0.27 | 1 | 1 | cs | TRUE
185 | LV_785-6_0_3_line_185 | NAYY 4x150 SE | 183 | 188 | 0.011983 | 0.208 | 0.08 | 261 | 0 | 0.27 | 1 | 1 | cs | TRUE
186 | LV_785-6_0_3_line_186 | NAYY 4x150 SE | 184 | 187 | 0.016413 | 0.208 | 0.08 | 261 | 0 | 0.27 | 1 | 1 | cs | TRUE
187 | LV_785-6_0_3_line_187 | NAYY 4x150 SE | 186 | 187 | 0.004604 | 0.208 | 0.08 | 261 | 0 | 0.27 | 1 | 1 | cs | TRUE
188 | LV_785-6_0_3_line_188 | NAYY 4x150 SE | 186 | 188 | 0.022389 | 0.208 | 0.08 | 261 | 0 | 0.27 | 1 | 1 | cs | TRUE

## trafo
| name | std_type | hv_bus | lv_bus | sn_mva | vn_hv_kv | vn_lv_kv | vk_percent | vkr_percent | pfe_kw | i0_percent | shift_degree | tap_side | tap_neutral | tap_min | tap_max | tap_step_percent | tap_step_degree | tap_pos | tap_phase_shifter | parallel | df | in_service
0 | LV_785-6_0_3_trafo_74 | 0.25 MVA 20/0.4 kV | 190 | 90 | 0.25 | 20 | 0.4 | 6 | 1.44 | 0.8 | 0.32 | 150 | hv | 0 | -2 | 2 | 2.5 | 0 | 0 | FALSE | 1 | 1 | TRUE

## line_geodata
| x0 | y0 | x1 | y1 | x2 | y2 | x3 | y3 | x4 | y4 | x5 | y5 | x6 | y6 | x7 | y7 | x8 | y8 | x9 | y9 | x10 | y10 | x11 | y11 | x12 | y12 | x13 | y13 | x14 | y14 | x15 | y15 | x16 | y16
0 | 2655041.1146 | 1175285.0603 | 2655037.888 | 1175276.7818 | 2655033.4305 | 1175271.0155 | 2655024.6464 | 1175271.8076
1 | 2655094.0728 | 1175396.1142 | 2655041.1146 | 1175285.0603
2 | 2655134.1347 | 1175376.306 | 2655122.6762 | 1175379.1489 | 2655094.0728 | 1175396.1142
3 | 2655134.1347 | 1175376.306 | 2655148.5588 | 1175372.7275 | 2655166.4439 | 1175371.3028
4 | 2655180.0769 | 1175213.1854 | 2655213.166 | 1175162.2971
5 | 2655180.0769 | 1175213.1854 | 2655175.1527 | 1175222.434 | 2655172.3722 | 1175235.4934 | 2655177.5855 | 1175248.0148 | 2655184.09 | 1175254.8005 | 2655193.6687 | 1175265.639 | 2655207.2193 | 1175281.8168 | 2655211.6077 | 1175287.3271
6 | 2655252.7995 | 1175096.4236 | 2655237.6362 | 1175117.5401 | 2655217.3997 | 1175155.786 | 2655213.166 | 1175162.2971
7 | 2655211.6077 | 1175287.3271 | 2655216.4772 | 1175293.4416 | 2655223.97 | 1175304.7132
8 | 2656098.0872 | 1175513.3788 | 2656071.8853 | 1175520.356
9 | 2656067.1411 | 1175464.4185 | 2656100.6528 | 1175483.442 | 2656098.0872 | 1175513.3788
10 | 2656098.0872 | 1175513.3788 | 2656134.8138 | 1175503.3166 | 2656165.3929 | 1175521.1679
11 | 2656067.1411 | 1175464.4185 | 2656061.712 | 1175474.3955 | 2656029.8048 | 1175483.3417
12 | 2656165.3929 | 1175521.1679 | 2656157.0735 | 1175529.5725 | 2656131.1686 | 1175536.6897 | 2656099.101 | 1175545.5838 | 2656048.4271 | 1175558.564
13 | 2656021.4904 | 1175493.6195 | 2656019.6946 | 1175486.1764 | 2656029.8048 | 1175483.3417
14 | 2656021.4904 | 1175493.6195 | 2656005.4389 | 1175497.5459
15 | 2655965.0651 | 1175507.4219 | 2656005.4389 | 1175497.5459
16 | 2656028.2509 | 1175563.7321 | 2656028.2509 | 1175563.7321 | 2656048.4271 | 1175558.564
17 | 2655946.104 | 1175512.06 | 2655965.0651 | 1175507.4219
18 | 2655944.9301 | 1175463.3224 | 2655949.8978 | 1175458.5438 | 2655954.2686 | 1175454.6491 | 2655959.0185 | 1175451.0803 | 2655964.0031 | 1175448.592 | 2655985.6633 | 1175440.8786 | 2655983.3506 | 1175447.872
19 | 2655944.9301 | 1175463.3224 | 2655945.3834 | 1175482.1422
20 | 2655944.9301 | 1175463.3224 | 2655914.3458 | 1175488.6054
21 | 2655929.8137 | 1175344.7276 | 2655932.0506 | 1175345.8713 | 2655933.962 | 1175347.49 | 2655935.4414 | 1175349.516 | 2655936.4137 | 1175351.8263 | 2655936.8241 | 1175355.3654 | 2655936.0501 | 1175358.849 | 2655934.1871 | 1175361.8889 | 2655931.4215 | 1175364.1533 | 2655939.6196 | 1175372.8566 | 2655954.0864 | 1175388.9224 | 2655967.0253 | 1175402.406 | 2655987.7601 | 1175420.1646 | 2655997.6556 | 1175427.1718 | 2655992.4241 | 1175434.8272 | 2655985.6633 | 1175440.8786 | 2655983.3506 | 1175447.872
22 | 2655983.3506 | 1175447.872 | 2655986.0081 | 1175456.9315
23 | 2655946.104 | 1175512.06 | 2655945.3834 | 1175482.1422
24 | 2655902.2595 | 1175498.5967 | 2655914.3458 | 1175488.6054
25 | 2655913.1657 | 1175334.6448 | 2655915.3047 | 1175337.2773 | 2655920.2641 | 1175345.6948 | 2655923.2959 | 1175344.389 | 2655926.5786 | 1175344.0527 | 2655929.8137 | 1175344.7276
26 | 2655929.8137 | 1175344.7276 | 2655940.3784 | 1175337.3776 | 2655970.2957 | 1175319.0332
27 | 2655986.0081 | 1175456.9315 | 2655987.7292 | 1175462.7988 | 2655991.3914 | 1175464.3894 | 2655998.0966 | 1175462.9301
28 | 2656028.2509 | 1175563.7321 | 2656020.9399 | 1175592.2273
29 | 2655946.104 | 1175512.06 | 2655945.4018 | 1175534.0878 | 2655944.0821 | 1175538.1964
30 | 2655884.5251 | 1175513.2572 | 2655902.2595 | 1175498.5967
31 | 2655913.1657 | 1175334.6448 | 2655918.6141 | 1175326.6912 | 2655916.0858 | 1175316.1964
32 | 2655982.6509 | 1175311.4574 | 2655970.2957 | 1175319.0332
33 | 2655914.8383 | 1175311.0185 | 2655916.0858 | 1175316.1964
34 | 2656005.0571 | 1175461.4152 | 2655998.0966 | 1175462.9301
35 | 2655944.0821 | 1175538.1964 | 2655940.4497 | 1175549.5056 | 2655931.8356 | 1175564.3179
36 | 2655931.8356 | 1175564.3179 | 2655922.5231 | 1175580.3312
37 | 2655911.1531 | 1175599.8826 | 2655922.5231 | 1175580.3312
38 | 2655884.5251 | 1175513.2572 | 2655864.1623 | 1175530.0904
39 | 2655846.429 | 1175544.75 | 2655864.1623 | 1175530.0904
40 | 2655846.429 | 1175544.75 | 2655815.1253 | 1175571.1836
41 | 2655815.1253 | 1175571.1836 | 2655793.3382 | 1175589.5812
42 | 2655645.17 | 1175712.0543 | 2655653.2712 | 1175705.11
43 | 2655730.8713 | 1175642.3297 | 2655715.7629 | 1175653.3844 | 2655682.4602 | 1175680.1902 | 2655664.2914 | 1175695.6635 | 2655653.2712 | 1175705.11
44 | 2655730.8713 | 1175642.3297 | 2655793.3382 | 1175589.5812
45 | 2655888.4902 | 1175593.846 | 2655881.9776 | 1175586.2441
46 | 2655911.1531 | 1175599.8826 | 2655888.4902 | 1175593.846
47 | 2655888.4902 | 1175593.846 | 2655877.4778 | 1175604.9941 | 2655869.2492 | 1175611.676
48 | 2655911.1531 | 1175599.8826 | 2655910.0464 | 1175604.357
49 | 2655982.6509 | 1175311.4574 | 2656004.0672 | 1175297.6778
50 | 2656004.0672 | 1175297.6778 | 2656051.6467 | 1175267.0645
51 | 2655858.0773 | 1175319.924 | 2655855.2051 | 1175306.7797
52 | 2655858.0773 | 1175319.924 | 2655831.5385 | 1175317.1728
53 | 2655858.0773 | 1175319.924 | 2655861.8644 | 1175336.8203
54 | 2655844.0798 | 1175255.8656 | 2655855.2051 | 1175306.7797
55 | 2655830.5805 | 1175317.0734 | 2655831.5385 | 1175317.1728
56 | 2655865.3723 | 1175352.4707 | 2655861.8644 | 1175336.8203
57 | 2655914.8383 | 1175311.0185 | 2655912.0268 | 1175299.3482 | 2655911.5621 | 1175297.8789
58 | 2655911.5621 | 1175297.8789 | 2655907.5002 | 1175285.0362
59 | 2655900.8611 | 1175265.7355 | 2655904.935 | 1175276.9254 | 2655907.5002 | 1175285.0362
60 | 2655900.7039 | 1175265.3036 | 2655900.8611 | 1175265.7355
61 | 2655900.7039 | 1175265.3036 | 2655896.7947 | 1175254.5658
62 | 2655527.6529 | 1175453.982 | 2655537.9547 | 1175476.7655
63 | 2655521.4818 | 1175440.3341 | 2655527.6529 | 1175453.982
64 | 2655521.4818 | 1175440.3341 | 2655511.5664 | 1175418.4054
65 | 2655500.7907 | 1175394.5739 | 2655511.5664 | 1175418.4054
66 | 2655500.7907 | 1175394.5739 | 2655541.3595 | 1175379.3299
67 | 2655500.7907 | 1175394.5739 | 2655487.7308 | 1175365.5692
68 | 2655541.3595 | 1175379.3299 | 2655541.909 | 1175379.1234
69 | 2655477.5063 | 1175342.8619 | 2655487.7308 | 1175365.5692
70 | 2655977.3566 | 1175194.1881 | 2655926.9264 | 1175193.5401 | 2655913.288 | 1175193.3004
71 | 2656027.9722 | 1175194.8384 | 2655977.3566 | 1175194.1881
72 | 2655875.7904 | 1175192.6413 | 2655913.288 | 1175193.3004
73 | 2656027.9722 | 1175194.8384 | 2656024.1464 | 1175162.4405 | 2656036.5185 | 1175154.7962 | 2656068.1009 | 1175153.8572
74 | 2656027.9722 | 1175194.8384 | 2656039.1097 | 1175194.8679
75 | 2655875.7904 | 1175192.6413 | 2655878.3966 | 1175213.3143
76 | 2655875.7904 | 1175192.6413 | 2655866.4251 | 1175194.6001
77 | 2656039.1097 | 1175194.8679 | 2656047.0989 | 1175194.8891
78 | 2655878.7236 | 1175215.9078 | 2655878.3966 | 1175213.3143
79 | 2655866.4251 | 1175194.6001 | 2655850.0917 | 1175198.0163
80 | 2656106.04 | 1175195.0453 | 2656047.0989 | 1175194.8891
81 | 2655878.7236 | 1175215.9078 | 2655878.8997 | 1175217.3047
82 | 2655845.4293 | 1175201.3353 | 2655850.0917 | 1175198.0163 | 2655850.0917 | 1175198.0163
83 | 2656106.04 | 1175195.0453 | 2656132.5098 | 1175191.4351 | 2656155.2661 | 1175176.1498
84 | 2656171.2455 | 1175165.4165 | 2656155.2661 | 1175176.1498
85 | 2656171.2455 | 1175165.4165 | 2656173.7173 | 1175159.4363 | 2656181.2224 | 1175150.6906
86 | 2655865.3723 | 1175352.4707 | 2655866.4448 | 1175357.2557 | 2655867.1305 | 1175369.0018 | 2655866.3169 | 1175374.2749 | 2655864.0311 | 1175379.2119 | 2655834.5673 | 1175397.8293
87 | 2655836.9654 | 1175223.3071 | 2655844.0798 | 1175255.8656
88 | 2655830.5805 | 1175317.0734 | 2655820.7466 | 1175316.054
89 | 2655775.1301 | 1175311.3249 | 2655783.0525 | 1175312.1462
90 | 2655775.1301 | 1175311.3249 | 2655766.9394 | 1175310.4758
91 | 2655802.4351 | 1175314.1556 | 2655783.0525 | 1175312.1462
92 | 2655762.301 | 1175309.9949 | 2655766.9394 | 1175310.4758
93 | 2655812.2262 | 1175315.1707 | 2655802.4351 | 1175314.1556
94 | 2655746.3358 | 1175308.1132 | 2655756.294 | 1175309.3722 | 2655762.301 | 1175309.9949
95 | 2655812.2262 | 1175315.1707 | 2655820.7466 | 1175316.054
96 | 2655746.3358 | 1175308.1132 | 2655740.4467 | 1175307.3686
97 | 2655740.3153 | 1175307.352 | 2655740.4467 | 1175307.3686
98 | 2655739.7673 | 1175307.2827 | 2655740.3153 | 1175307.352
99 | 2655739.7673 | 1175307.2827 | 2655733.5435 | 1175306.4959
100 | 2655477.5063 | 1175342.8619 | 2655473.9813 | 1175335.0332
101 | 2655469.6745 | 1175325.4683 | 2655473.9813 | 1175335.0332
102 | 2655460.1752 | 1175304.3714 | 2655469.6745 | 1175325.4683
103 | 2655460.1752 | 1175304.3714 | 2655426.8738 | 1175316.0251
104 | 2655460.1752 | 1175304.3714 | 2655498.4642 | 1175294.8311
105 | 2656181.2224 | 1175150.6906 | 2656197.1129 | 1175146.9706 | 2656202.5256 | 1175142.8746 | 2656237.883 | 1175117.6474 | 2656247.7542 | 1175109.3353 | 2656249.5992 | 1175107.4293
106 | 2656181.2224 | 1175150.6906 | 2656176.7782 | 1175142.7892 | 2656171.6699 | 1175133.6194
107 | 2655654.0217 | 1175296.615 | 2655638.7333 | 1175295.562
108 | 2655657.0287 | 1175296.8221 | 2655654.0217 | 1175296.615
109 | 2655629.7903 | 1175294.946 | 2655638.7333 | 1175295.562
110 | 2655657.0287 | 1175296.8221 | 2655659.5558 | 1175278.3553
111 | 2655657.0287 | 1175296.8221 | 2655677.8513 | 1175299.4547
112 | 2655629.7903 | 1175294.946 | 2655621.9373 | 1175294.4051
113 | 2655659.5558 | 1175278.3553 | 2655661.0552 | 1175267.3989 | 2655656.8039 | 1175244.2898
114 | 2655677.8513 | 1175299.4547 | 2655688.2488 | 1175300.7693
115 | 2655612.3426 | 1175293.7442 | 2655621.9373 | 1175294.4051
116 | 2655626.0663 | 1175194.6682 | 2655630.11 | 1175198.8413 | 2655645.0791 | 1175221.0588 | 2655656.7612 | 1175244.0574 | 2655656.8039 | 1175244.2898
117 | 2655688.2488 | 1175300.7693 | 2655696.8325 | 1175301.8545
118 | 2655601.9472 | 1175293.0282 | 2655612.3426 | 1175293.7442
119 | 2655626.0663 | 1175194.6682 | 2655636.8924 | 1175175.6025 | 2655655.9747 | 1175130.1989 | 2655672.9016 | 1175107.7026
120 | 2655564.8555 | 1175182.0834 | 2655617.517 | 1175185.8508 | 2655626.0663 | 1175194.6682
121 | 2655717.539 | 1175304.4724 | 2655696.8325 | 1175301.8545
122 | 2655557.088 | 1175291.7753 | 2655555.6537 | 1175291.8412
123 | 2655572.8521 | 1175291.0504 | 2655557.088 | 1175291.7753
124 | 2655555.6537 | 1175291.8412 | 2655538.2372 | 1175292.6421 | 2655537.7514 | 1175292.6688
125 | 2655572.8521 | 1175291.0504 | 2655575.4488 | 1175291.2252
126 | 2655572.8521 | 1175291.0504 | 2655564.646 | 1175278.2008 | 2655553.339 | 1175249.1922
127 | 2655513.1762 | 1175294.0214 | 2655537.7514 | 1175292.6688
128 | 2655601.9472 | 1175293.0282 | 2655589.8893 | 1175292.1976 | 2655575.4488 | 1175291.2252
129 | 2655553.339 | 1175249.1922 | 2655553.2952 | 1175249.0798
130 | 2655498.4642 | 1175294.8311 | 2655513.1762 | 1175294.0214
131 | 2655547.7546 | 1175234.8652 | 2655553.2952 | 1175249.0798
132 | 2655365.2029 | 1175280.6972 | 2655389.0402 | 1175281.2276
133 | 2655307.8165 | 1175280.6335 | 2655318.8146 | 1175279.665 | 2655365.2029 | 1175280.6972
134 | 2655426.8738 | 1175316.0251 | 2655421.6595 | 1175317.8498
135 | 2655307.8165 | 1175280.6335 | 2655300.4586 | 1175281.2814
136 | 2655421.6595 | 1175317.8498 | 2655415.3249 | 1175320.0666
137 | 2655188.3609 | 1175369.5569 | 2655178.53 | 1175370.34
138 | 2655188.3609 | 1175369.5569 | 2655200.7336 | 1175368.5713 | 2655206.73 | 1175367.6878
139 | 2655178.53 | 1175370.34 | 2655166.4439 | 1175371.3028
140 | 2655223.036 | 1175365.2852 | 2655206.73 | 1175367.6878
141 | 2655248.0936 | 1175361.781 | 2655240.7159 | 1175362.6802 | 2655223.036 | 1175365.2852
142 | 2655248.0936 | 1175361.781 | 2655267.362 | 1175358.3514
143 | 2655248.0936 | 1175361.781 | 2655244.3494 | 1175345.8156 | 2655242.9112 | 1175342.1324
144 | 2655267.362 | 1175358.3514 | 2655281.4102 | 1175355.851 | 2655281.6678 | 1175355.8037
145 | 2655242.9112 | 1175342.1324 | 2655236.1414 | 1175324.7952 | 2655226.0459 | 1175308.0693
146 | 2655725.5675 | 1175305.4875 | 2655733.5435 | 1175306.4959
147 | 2655725.5675 | 1175305.4875 | 2655719.105 | 1175304.6704
148 | 2655845.4293 | 1175201.3353 | 2655840.0255 | 1175205.1821 | 2655836.5569 | 1175209.8747 | 2655835.4272 | 1175216.2677 | 2655836.9654 | 1175223.3071
149 | 2655778.9487 | 1175013.0004 | 2655767.665 | 1175015.3279 | 2655747.7242 | 1175043.5582 | 2655705.5041 | 1175073.6272 | 2655680.2642 | 1175097.9175 | 2655672.9016 | 1175107.7026
150 | 2655778.9487 | 1175013.0004 | 2655794.6888 | 1175009.7537
151 | 2655281.6678 | 1175355.8037 | 2655297.6128 | 1175352.8703
152 | 2655224.5152 | 1175305.5333 | 2655226.0459 | 1175308.0693
153 | 2655719.105 | 1175304.6704 | 2655717.539 | 1175304.4724
154 | 2655896.7947 | 1175254.5658 | 2655893.97 | 1175246.8069 | 2655891.5189 | 1175242.3202
155 | 2655300.4586 | 1175281.2814 | 2655298.8149 | 1175281.4262 | 2655286.9261 | 1175284.9795
156 | 2655281.8529 | 1175286.4958 | 2655286.9261 | 1175284.9795
157 | 2655345.1244 | 1175343.0478 | 2655346.3172 | 1175342.7226
158 | 2655345.1244 | 1175343.0478 | 2655332.9156 | 1175346.3758 | 2655317.3773 | 1175349.2344
159 | 2655355.4468 | 1175340.2339 | 2655346.3172 | 1175342.7226
160 | 2655297.6128 | 1175352.8703 | 2655317.3773 | 1175349.2344
161 | 2655355.4468 | 1175340.2339 | 2655365.6178 | 1175337.4613 | 2655415.3249 | 1175320.0666
162 | 2655281.8529 | 1175286.4958 | 2655278.2474 | 1175287.5735 | 2655272.0722 | 1175289.488
163 | 2655269.1001 | 1175290.4095 | 2655272.0722 | 1175289.488
164 | 2655269.1001 | 1175290.4095 | 2655262.5048 | 1175292.4543
165 | 2655262.5048 | 1175292.4543 | 2655262.0237 | 1175292.6035
166 | 2655260.6494 | 1175293.0296 | 2655262.0237 | 1175292.6035
167 | 2655260.6494 | 1175293.0296 | 2655249.3768 | 1175296.5246
168 | 2655247.3516 | 1175297.1525 | 2655241.4398 | 1175298.9854 | 2655236.9413 | 1175300.5293
169 | 2655224.5152 | 1175305.5333 | 2655228.3795 | 1175303.4677 | 2655236.9413 | 1175300.5293
170 | 2655247.3516 | 1175297.1525 | 2655249.3768 | 1175296.5246
171 | 2655223.97 | 1175304.7132 | 2655224.5152 | 1175305.5333
172 | 2655878.8997 | 1175217.3047 | 2655879.2787 | 1175220.3112 | 2655880.7779 | 1175222.7409
173 | 2655891.5189 | 1175242.3202 | 2655881.1691 | 1175223.3749 | 2655880.7779 | 1175222.7409
174 | 2656100.7812 | 1174997.8659 | 2656114.0785 | 1175012.3203 | 2656125.8078 | 1175032.5854 | 2656131.4575 | 1175053.8388 | 2656136.4758 | 1175066.5816 | 2656142.3164 | 1175079.6767 | 2656151.7237 | 1175098.0525 | 2656169.5377 | 1175129.7921 | 2656171.6699 | 1175133.6194
175 | 2656020.7195 | 1174949.7142 | 2656038.3447 | 1174951.8576 | 2656050.6853 | 1174956.631 | 2656057.0469 | 1174963.0939 | 2656062.1264 | 1174970.1341 | 2656066.8585 | 1174976.7041 | 2656071.8462 | 1174980.4749 | 2656077.56 | 1174981.8068 | 2656085.3683 | 1174983.9809 | 2656096.0501 | 1174991.1847 | 2656100.7812 | 1174997.8659
176 | 2656249.5992 | 1175107.4293 | 2656248.579 | 1175093.9346 | 2656241.5887 | 1175086.0648 | 2656240.7743 | 1175083.538
177 | 2656010.9887 | 1174990.5125 | 2656020.7195 | 1174949.7142
178 | 2655979.9664 | 1174971.4683 | 2655981.5638 | 1174963.3232 | 2655984.4051 | 1174958.6916 | 2655996.8208 | 1174956.2504 | 2656008.0811 | 1174951.4528 | 2656020.7195 | 1174949.7142
179 | 2656020.7195 | 1174949.7142 | 2655973.8668 | 1174786.0766
180 | 2656240.7743 | 1175083.538 | 2656238.3794 | 1175076.107 | 2656238.6138 | 1175074.7346
181 | 2655979.9664 | 1174971.4683 | 2655943.0601 | 1175057.1805
182 | 2656359.9764 | 1174904.8977 | 2656338.6211 | 1174967.8207 | 2656330.191 | 1174985.4735 | 2656307.1651 | 1175021.9887
183 | 2656307.1651 | 1175021.9887 | 2656297.8905 | 1175015.5871 | 2656288.4742 | 1175009.6178 | 2656279.2754 | 1175007.3525 | 2656275.3442 | 1175007.5158 | 2656271.8794 | 1175014.2092 | 2656269.3364 | 1175026.1363 | 2656267.6101 | 1175029.1293
184 | 2656359.9764 | 1174904.8977 | 2656201.8128 | 1174849.1847
185 | 2656261.9661 | 1175039.698 | 2656266.492 | 1175031.0679 | 2656267.6101 | 1175029.1293
186 | 2656238.6138 | 1175074.7346 | 2656240.2641 | 1175065.0742 | 2656244.7139 | 1175060.1828
187 | 2656247.8915 | 1175056.8568 | 2656247.0231 | 1175057.6445 | 2656244.7139 | 1175060.1828
188 | 2656247.8915 | 1175056.8568 | 2656255.235 | 1175050.1952 | 2656261.5257 | 1175040.5377 | 2656261.9661 | 1175039.698

## bus_geodata
| x | y | coords
0 | 2655024.6464 | 1175271.8076
1 | 2655041.1146 | 1175285.0603
2 | 2655094.0728 | 1175396.1142
3 | 2655134.1347 | 1175376.306
4 | 2655180.0769 | 1175213.1854
5 | 2655213.166 | 1175162.2971
6 | 2655211.6077 | 1175287.3271
7 | 2656071.8853 | 1175520.356
8 | 2656098.0872 | 1175513.3788
9 | 2656067.1411 | 1175464.4185
10 | 2656165.3929 | 1175521.1679
11 | 2656021.4904 | 1175493.6195
12 | 2656029.8048 | 1175483.3417
13 | 2656005.4389 | 1175497.5459
14 | 2656048.4271 | 1175558.564
15 | 2655965.0651 | 1175507.4219
16 | 2655944.9301 | 1175463.3224
17 | 2655983.3506 | 1175447.872
18 | 2655945.3834 | 1175482.1422
19 | 2655914.3458 | 1175488.6054
20 | 2655929.8137 | 1175344.7276
21 | 2655986.0081 | 1175456.9315
22 | 2656028.2509 | 1175563.7321
23 | 2655946.104 | 1175512.06
24 | 2655902.2595 | 1175498.5967
25 | 2655913.1657 | 1175334.6448
26 | 2655970.2957 | 1175319.0332
27 | 2655916.0858 | 1175316.1964
28 | 2655998.0966 | 1175462.9301
29 | 2655944.0821 | 1175538.1964
30 | 2655931.8356 | 1175564.3179
31 | 2655922.5231 | 1175580.3312
32 | 2655884.5251 | 1175513.2572
33 | 2655864.1623 | 1175530.0904
34 | 2655846.429 | 1175544.75
35 | 2655815.1253 | 1175571.1836
36 | 2655653.2712 | 1175705.11
37 | 2655645.17 | 1175712.0543
38 | 2655730.8713 | 1175642.3297
39 | 2655793.3382 | 1175589.5812
40 | 2655881.9776 | 1175586.2441
41 | 2655888.4902 | 1175593.846
42 | 2655911.1531 | 1175599.8826
43 | 2655869.2492 | 1175611.676
44 | 2655910.0464 | 1175604.357
45 | 2656005.0571 | 1175461.4152
46 | 2655982.6509 | 1175311.4574
47 | 2656004.0672 | 1175297.6778
48 | 2655858.0773 | 1175319.924
49 | 2655855.2051 | 1175306.7797
50 | 2655831.5385 | 1175317.1728
51 | 2655861.8644 | 1175336.8203
52 | 2655914.8383 | 1175311.0185
53 | 2656020.9399 | 1175592.2273
54 | 2655911.5621 | 1175297.8789
55 | 2655907.5002 | 1175285.0362
56 | 2655900.8611 | 1175265.7355
57 | 2655900.7039 | 1175265.3036
58 | 2655527.6529 | 1175453.982
59 | 2655537.9547 | 1175476.7655
60 | 2655521.4818 | 1175440.3341
61 | 2655511.5664 | 1175418.4054
62 | 2655500.7907 | 1175394.5739
63 | 2655541.3595 | 1175379.3299
64 | 2655487.7308 | 1175365.5692
65 | 2655977.3566 | 1175194.1881
66 | 2655913.288 | 1175193.3004
67 | 2656027.9722 | 1175194.8384
68 | 2655875.7904 | 1175192.6413
69 | 2656068.1009 | 1175153.8572
70 | 2656039.1097 | 1175194.8679
71 | 2655878.3966 | 1175213.3143
72 | 2655866.4251 | 1175194.6001
73 | 2656047.0989 | 1175194.8891
74 | 2655878.7236 | 1175215.9078
75 | 2655850.0917 | 1175198.0163
76 | 2656106.04 | 1175195.0453
77 | 2656051.6467 | 1175267.0645
78 | 2656155.2661 | 1175176.1498
79 | 2656171.2455 | 1175165.4165
80 | 2655865.3723 | 1175352.4707
81 | 2655834.5673 | 1175397.8293
82 | 2655844.0798 | 1175255.8656
83 | 2655830.5805 | 1175317.0734
84 | 2655775.1301 | 1175311.3249
85 | 2655783.0525 | 1175312.1462
86 | 2655766.9394 | 1175310.4758
87 | 2655802.4351 | 1175314.1556
88 | 2655762.301 | 1175309.9949
89 | 2655812.2262 | 1175315.1707
90 | 2655746.3358 | 1175308.1132
91 | 2655820.7466 | 1175316.054
92 | 2655740.4467 | 1175307.3686
93 | 2655740.3153 | 1175307.352
94 | 2655739.7673 | 1175307.2827
95 | 2655477.5063 | 1175342.8619
96 | 2655473.9813 | 1175335.0332
97 | 2655469.6745 | 1175325.4683
98 | 2655541.909 | 1175379.1234
99 | 2655460.1752 | 1175304.3714
100 | 2656181.2224 | 1175150.6906
101 | 2655654.0217 | 1175296.615
102 | 2655638.7333 | 1175295.562
103 | 2655657.0287 | 1175296.8221
104 | 2655629.7903 | 1175294.946
105 | 2655659.5558 | 1175278.3553
106 | 2655677.8513 | 1175299.4547
107 | 2655621.9373 | 1175294.4051
108 | 2655656.8039 | 1175244.2898
109 | 2655688.2488 | 1175300.7693
110 | 2655612.3426 | 1175293.7442
111 | 2655626.0663 | 1175194.6682
112 | 2655696.8325 | 1175301.8545
113 | 2655557.088 | 1175291.7753
114 | 2655555.6537 | 1175291.8412
115 | 2655572.8521 | 1175291.0504
116 | 2655537.7514 | 1175292.6688
117 | 2655575.4488 | 1175291.2252
118 | 2655553.339 | 1175249.1922
119 | 2655513.1762 | 1175294.0214
120 | 2655601.9472 | 1175293.0282
121 | 2655553.2952 | 1175249.0798
122 | 2655498.4642 | 1175294.8311
123 | 2655547.7546 | 1175234.8652
124 | 2655389.0402 | 1175281.2276
125 | 2655365.2029 | 1175280.6972
126 | 2655426.8738 | 1175316.0251
127 | 2655307.8165 | 1175280.6335
128 | 2655421.6595 | 1175317.8498
129 | 2655188.3609 | 1175369.5569
130 | 2655178.53 | 1175370.34
131 | 2655206.73 | 1175367.6878
132 | 2655166.4439 | 1175371.3028
133 | 2655223.036 | 1175365.2852
134 | 2655248.0936 | 1175361.781
135 | 2655267.362 | 1175358.3514
136 | 2655242.9112 | 1175342.1324
137 | 2655733.5435 | 1175306.4959
138 | 2655725.5675 | 1175305.4875
139 | 2655836.9654 | 1175223.3071
140 | 2655672.9016 | 1175107.7026
141 | 2655564.8555 | 1175182.0834
142 | 2655778.9487 | 1175013.0004
143 | 2655794.6888 | 1175009.7537
144 | 2655281.6678 | 1175355.8037
145 | 2655226.0459 | 1175308.0693
146 | 2655717.539 | 1175304.4724
147 | 2655719.105 | 1175304.6704
148 | 2655896.7947 | 1175254.5658
149 | 2655845.4293 | 1175201.3353
150 | 2655300.4586 | 1175281.2814
151 | 2655286.9261 | 1175284.9795
152 | 2655345.1244 | 1175343.0478
153 | 2655346.3172 | 1175342.7226
154 | 2655317.3773 | 1175349.2344
155 | 2655355.4468 | 1175340.2339
156 | 2655297.6128 | 1175352.8703
157 | 2655415.3249 | 1175320.0666
158 | 2655281.8529 | 1175286.4958
159 | 2655272.0722 | 1175289.488
160 | 2655269.1001 | 1175290.4095
161 | 2655262.5048 | 1175292.4543
162 | 2655262.0237 | 1175292.6035
163 | 2655260.6494 | 1175293.0296
164 | 2655236.9413 | 1175300.5293
165 | 2655247.3516 | 1175297.1525
166 | 2655224.5152 | 1175305.5333
167 | 2655249.3768 | 1175296.5246
168 | 2655223.97 | 1175304.7132
169 | 2655252.7995 | 1175096.4236
170 | 2655878.8997 | 1175217.3047
171 | 2655880.7779 | 1175222.7409
172 | 2655891.5189 | 1175242.3202
173 | 2656171.6699 | 1175133.6194
174 | 2656100.7812 | 1174997.8659
175 | 2656249.5992 | 1175107.4293
176 | 2656020.7195 | 1174949.7142
177 | 2656240.7743 | 1175083.538
178 | 2656010.9887 | 1174990.5125
179 | 2655979.9664 | 1174971.4683
180 | 2655973.8668 | 1174786.0766
181 | 2656307.1651 | 1175021.9887
182 | 2656359.9764 | 1174904.8977
183 | 2656267.6101 | 1175029.1293
184 | 2656238.6138 | 1175074.7346
185 | 2655943.0601 | 1175057.1805
186 | 2656247.8915 | 1175056.8568
187 | 2656244.7139 | 1175060.1828
188 | 2656261.9661 | 1175039.698
189 | 2656201.8128 | 1174849.1847
190 | 2655657.0287 | 1175296.8221

## line_std_types
| c_nf_per_km | r_ohm_per_km | x_ohm_per_km | max_i_ka | type | q_mm2 | alpha | voltage_rating
NAYY 4x50 SE | 210 | 0.642 | 0.083 | 0.142 | cs | 50 | 0.00403 | LV
NAYY 4x120 SE | 264 | 0.225 | 0.08 | 0.242 | cs | 120 | 0.00403 | LV
NAYY 4x150 SE | 261 | 0.208 | 0.08 | 0.27 | cs | 150 | 0.00403 | LV
NA2XS2Y 1x95 RM/25 12/20 kV | 216 | 0.313 | 0.132 | 0.252 | cs | 95 | 0.00403 | MV
NA2XS2Y 1x185 RM/25 12/20 kV | 273 | 0.161 | 0.117 | 0.362 | cs | 185 | 0.00403 | MV
NA2XS2Y 1x240 RM/25 12/20 kV | 304 | 0.122 | 0.112 | 0.421 | cs | 240 | 0.00403 | MV
NA2XS2Y 1x95 RM/25 6/10 kV | 315 | 0.313 | 0.123 | 0.249 | cs | 95 | 0.00403 | MV
NA2XS2Y 1x185 RM/25 6/10 kV | 406 | 0.161 | 0.11 | 0.358 | cs | 185 | 0.00403 | MV
NA2XS2Y 1x240 RM/25 6/10 kV | 456 | 0.122 | 0.105 | 0.416 | cs | 240 | 0.00403 | MV
NA2XS2Y 1x150 RM/25 12/20 kV | 250 | 0.206 | 0.116 | 0.319 | cs | 150 | 0.00403 | MV
NA2XS2Y 1x120 RM/25 12/20 kV | 230 | 0.253 | 0.119 | 0.283 | cs | 120 | 0.00403 | MV
NA2XS2Y 1x70 RM/25 12/20 kV | 190 | 0.443 | 0.132 | 0.22 | cs | 70 | 0.00403 | MV
NA2XS2Y 1x150 RM/25 6/10 kV | 360 | 0.206 | 0.11 | 0.315 | cs | 150 | 0.00403 | MV
NA2XS2Y 1x120 RM/25 6/10 kV | 340 | 0.253 | 0.113 | 0.28 | cs | 120 | 0.00403 | MV
NA2XS2Y 1x70 RM/25 6/10 kV | 280 | 0.443 | 0.123 | 0.217 | cs | 70 | 0.00403 | MV
N2XS(FL)2Y 1x120 RM/35 64/110 kV | 112 | 0.153 | 0.166 | 0.366 | cs | 120 | 0.00393 | HV
N2XS(FL)2Y 1x185 RM/35 64/110 kV | 125 | 0.099 | 0.156 | 0.457 | cs | 185 | 0.00393 | HV
N2XS(FL)2Y 1x240 RM/35 64/110 kV | 135 | 0.075 | 0.149 | 0.526 | cs | 240 | 0.00393 | HV
N2XS(FL)2Y 1x300 RM/35 64/110 kV | 144 | 0.06 | 0.144 | 0.588 | cs | 300 | 0.00393 | HV
15-AL1/3-ST1A 0.4 | 11 | 1.8769 | 0.35 | 0.105 | ol | 16 | 0.00403 | LV
24-AL1/4-ST1A 0.4 | 11.25 | 1.2012 | 0.335 | 0.14 | ol | 24 | 0.00403 | LV
48-AL1/8-ST1A 0.4 | 12.2 | 0.5939 | 0.3 | 0.21 | ol | 48 | 0.00403 | LV
94-AL1/15-ST1A 0.4 | 13.2 | 0.306 | 0.29 | 0.35 | ol | 94 | 0.00403 | LV
34-AL1/6-ST1A 10.0 | 9.7 | 0.8342 | 0.36 | 0.17 | ol | 34 | 0.00403 | MV
48-AL1/8-ST1A 10.0 | 10.1 | 0.5939 | 0.35 | 0.21 | ol | 48 | 0.00403 | MV
70-AL1/11-ST1A 10.0 | 10.4 | 0.4132 | 0.339 | 0.29 | ol | 70 | 0.00403 | MV
94-AL1/15-ST1A 10.0 | 10.75 | 0.306 | 0.33 | 0.35 | ol | 94 | 0.00403 | MV
122-AL1/20-ST1A 10.0 | 11.1 | 0.2376 | 0.323 | 0.41 | ol | 122 | 0.00403 | MV
149-AL1/24-ST1A 10.0 | 11.25 | 0.194 | 0.315 | 0.47 | ol | 149 | 0.00403 | MV
34-AL1/6-ST1A 20.0 | 9.15 | 0.8342 | 0.382 | 0.17 | ol | 34 | 0.00403 | MV
48-AL1/8-ST1A 20.0 | 9.5 | 0.5939 | 0.372 | 0.21 | ol | 48 | 0.00403 | MV
70-AL1/11-ST1A 20.0 | 9.7 | 0.4132 | 0.36 | 0.29 | ol | 70 | 0.00403 | MV
94-AL1/15-ST1A 20.0 | 10 | 0.306 | 0.35 | 0.35 | ol | 94 | 0.00403 | MV
122-AL1/20-ST1A 20.0 | 10.3 | 0.2376 | 0.344 | 0.41 | ol | 122 | 0.00403 | MV
149-AL1/24-ST1A 20.0 | 10.5 | 0.194 | 0.337 | 0.47 | ol | 149 | 0.00403 | MV
184-AL1/30-ST1A 20.0 | 10.75 | 0.1571 | 0.33 | 0.535 | ol | 184 | 0.00403 | MV
243-AL1/39-ST1A 20.0 | 11 | 0.1188 | 0.32 | 0.645 | ol | 243 | 0.00403 | MV
48-AL1/8-ST1A 110.0 | 8 | 0.5939 | 0.46 | 0.21 | ol | 48 | 0.00403 | HV
70-AL1/11-ST1A 110.0 | 8.4 | 0.4132 | 0.45 | 0.29 | ol | 70 | 0.00403 | HV
94-AL1/15-ST1A 110.0 | 8.65 | 0.306 | 0.44 | 0.35 | ol | 94 | 0.00403 | HV
122-AL1/20-ST1A 110.0 | 8.5 | 0.2376 | 0.43 | 0.41 | ol | 122 | 0.00403 | HV
149-AL1/24-ST1A 110.0 | 8.75 | 0.194 | 0.41 | 0.47 | ol | 149 | 0.00403 | HV
184-AL1/30-ST1A 110.0 | 8.8 | 0.1571 | 0.4 | 0.535 | ol | 184 | 0.00403 | HV
243-AL1/39-ST1A 110.0 | 9 | 0.1188 | 0.39 | 0.645 | ol | 243 | 0.00403 | HV
305-AL1/39-ST1A 110.0 | 9.2 | 0.0949 | 0.38 | 0.74 | ol | 305 | 0.00403 | HV
490-AL1/64-ST1A 110.0 | 9.75 | 0.059 | 0.37 | 0.96 | ol | 490 | 0.00403 | HV
679-AL1/86-ST1A 110.0 | 9.95 | 0.042 | 0.36 | 1.15 | ol | 679 | 0.00403 | HV
490-AL1/64-ST1A 220.0 | 10 | 0.059 | 0.285 | 0.96 | ol | 490 | 0.00403 | HV
679-AL1/86-ST1A 220.0 | 11.7 | 0.042 | 0.275 | 1.15 | ol | 679 | 0.00403 | HV
490-AL1/64-ST1A 380.0 | 11 | 0.059 | 0.253 | 0.96 | ol | 490 | 0.00403 | HV
679-AL1/86-ST1A 380.0 | 14.6 | 0.042 | 0.25 | 1.15 | ol | 679 | 0.00403 | HV

## trafo_std_types
| i0_percent | pfe_kw | vkr_percent | sn_mva | vn_lv_kv | vn_hv_kv | vk_percent | shift_degree | vector_group | tap_side | tap_neutral | tap_min | tap_max | tap_step_degree | tap_step_percent | tap_phase_shifter
160 MVA 380/110 kV | 0.06 | 60 | 0.25 | 160 | 110 | 380 | 12.2 | 0 | Yy0 | hv | 0 | -9 | 9 | 0 | 1.5 | FALSE
100 MVA 220/110 kV | 0.06 | 55 | 0.26 | 100 | 110 | 220 | 12 | 0 | Yy0 | hv | 0 | -9 | 9 | 0 | 1.5 | FALSE
63 MVA 110/20 kV | 0.04 | 22 | 0.32 | 63 | 20 | 110 | 18 | 150 | YNd5 | hv | 0 | -9 | 9 | 0 | 1.5 | FALSE
40 MVA 110/20 kV | 0.05 | 18 | 0.34 | 40 | 20 | 110 | 16.2 | 150 | YNd5 | hv | 0 | -9 | 9 | 0 | 1.5 | FALSE
25 MVA 110/20 kV | 0.07 | 14 | 0.41 | 25 | 20 | 110 | 12 | 150 | YNd5 | hv | 0 | -9 | 9 | 0 | 1.5 | FALSE
63 MVA 110/10 kV | 0.04 | 22 | 0.32 | 63 | 10 | 110 | 18 | 150 | YNd5 | hv | 0 | -9 | 9 | 0 | 1.5 | FALSE
40 MVA 110/10 kV | 0.05 | 18 | 0.34 | 40 | 10 | 110 | 16.2 | 150 | YNd5 | hv | 0 | -9 | 9 | 0 | 1.5 | FALSE
25 MVA 110/10 kV | 0.07 | 14 | 0.41 | 25 | 10 | 110 | 12 | 150 | YNd5 | hv | 0 | -9 | 9 | 0 | 1.5 | FALSE
0.25 MVA 20/0.4 kV | 0.32 | 0.8 | 1.44 | 0.25 | 0.4 | 20 | 6 | 150 | Yzn5 | hv | 0 | -2 | 2 | 0 | 2.5 | FALSE
0.4 MVA 20/0.4 kV | 0.3375 | 1.35 | 1.425 | 0.4 | 0.4 | 20 | 6 | 150 | Dyn5 | hv | 0 | -2 | 2 | 0 | 2.5 | FALSE
0.63 MVA 20/0.4 kV | 0.2619 | 1.65 | 1.206 | 0.63 | 0.4 | 20 | 6 | 150 | Dyn5 | hv | 0 | -2 | 2 | 0 | 2.5 | FALSE
0.25 MVA 10/0.4 kV | 0.24 | 0.6 | 1.2 | 0.25 | 0.4 | 10 | 4 | 150 | Dyn5 | hv | 0 | -2 | 2 | 0 | 2.5 | FALSE
0.4 MVA 10/0.4 kV | 0.2375 | 0.95 | 1.325 | 0.4 | 0.4 | 10 | 4 | 150 | Dyn5 | hv | 0 | -2 | 2 | 0 | 2.5 | FALSE
0.63 MVA 10/0.4 kV | 0.1873 | 1.18 | 1.0794 | 0.63 | 0.4 | 10 | 4 | 150 | Dyn5 | hv | 0 | -2 | 2 | 0 | 2.5 | FALSE

## trafo3w_std_types
| sn_hv_mva | sn_mv_mva | sn_lv_mva | vn_hv_kv | vn_mv_kv | vn_lv_kv | vk_hv_percent | vk_mv_percent | vk_lv_percent | vkr_hv_percent | vkr_mv_percent | vkr_lv_percent | pfe_kw | i0_percent | shift_mv_degree | shift_lv_degree | vector_group | tap_side | tap_neutral | tap_min | tap_max | tap_step_percent
63/25/38 MVA 110/20/10 kV | 63 | 25 | 38 | 110 | 20 | 10 | 10.4 | 10.4 | 10.4 | 0.28 | 0.32 | 0.35 | 35 | 0.89 | 0 | 0 | YN0yn0yn0 | hv | 0 | -10 | 10 | 1.2
63/25/38 MVA 110/10/10 kV | 63 | 25 | 38 | 110 | 10 | 10 | 10.4 | 10.4 | 10.4 | 0.28 | 0.32 | 0.35 | 35 | 0.89 | 0 | 0 | YN0yn0yn0 | hv | 0 | -10 | 10 | 1.2

## fuse_std_types
| fuse_type | i_rated_a | t_avg | t_min | t_total | x_avg | x_min | x_total
HV 100A | HV 100A | 100 | 0 | [10.0, 3.64, 0.854, 0.281, 0.1, 0.0531, 0.022, 0.01] | [10.0, 4.267, 1.21, 0.403, 0.1, 0.058, 0.022, 0.01] | 0 | [300.0, 350.0, 450.0, 550.0, 700.0, 850.0, 1200.0, 1752.0] | [600.0, 700.0, 900.0, 1150.0, 1665.0, 2000.0, 3000.0, 4313.0]
HV 10A | HV 10A | 10 | 0 | [10.0, 1675.0, 0.344, 0.156, 0.1, 0.0417, 0.0171, 0.01] | [10.0, 1.3, 0.3, 0.155, 0.1, 0.0555, 0.023, 0.01] | 0 | [30.0, 32.0, 35.0, 37.0, 39.0, 50.0, 70.0, 88.0] | [60.0, 70.0, 80.0, 87.0, 94.0, 110.0, 150.0, 216.0]
HV 125A | HV 125A | 125 | 0 | [10.0, 1.82, 0.344, 0.1, 0.0467, 0.0269, 0.01] | [10.0, 2.478, 0.426, 0.1, 0.0427, 0.0211, 0.01] | 0 | [375.0, 500.0, 700.0, 925.0, 1200.0, 1500.0, 2341.0] | [750.0, 1000.0, 1500.0, 2200.0, 3000.0, 4000.0, 5765.0]
HV 160A | HV 160A | 160 | 0 | [10.0, 4.15, 1.03, 0.198, 0.1, 0.051, 0.0172, 0.01] | [10.0, 2.3, 0.734, 0.274, 0.1, 0.046, 0.0177, 0.01] | 0 | [480.0, 550.0, 700.0, 1000.0, 1260.0, 1600.0, 2500.0, 3227.0] | [960.0, 1300.0, 1700.0, 2200.0, 2996.0, 4000.0, 6000.0, 7946.0]
HV 16A | HV 16A | 16 | 0 | [10.0, 0.352, 0.164, 0.1, 0.0649, 0.0342, 0.01] | [10.0, 2.34, 0.722, 0.181, 0.1, 0.055, 0.0296, 0.01] | 0 | [48.0, 60.0, 65.0, 71.0, 80.0, 100.0, 162.0] | [96.0, 110.0, 125.0, 150.0, 168.0, 200.0, 250.0, 398.0]
HV 200A | HV 200A | 200 | 0 | [10.0, 4.267, 1.21, 0.403, 0.1, 0.058, 0.022, 0.01] | [10.0, 3.73, 1.654, 0.328, 0.1, 0.0531, 0.019, 0.01] | 0 | [600.0, 700.0, 900.0, 1150.0, 1665.0, 2000.0, 3000.0, 4313.0] | [1200.0, 1500.0, 1800.0, 2700.0, 3960.0, 5000.0, 7500.0, 10620.0]
HV 20A | HV 20A | 20 | 0 | [10.0, 1.3, 0.3, 0.155, 0.1, 0.0555, 0.023, 0.01] | [10.0, 1.3, 0.161, 0.1, 0.0611, 0.0399, 0.0141, 0.01] | 0 | [60.0, 70.0, 80.0, 87.0, 94.0, 110.0, 150.0, 216.0] | [120.0, 150.0, 200.0, 223.0, 260.0, 300.0, 450.0, 532.0]
HV 25A | HV 25A | 25 | 0 | [10.0, 2.512, 0.833, 0.299, 0.1, 0.0372, 0.0223, 0.01] | [10.0, 3.125, 0.597, 0.198, 0.1, 0.0378, 0.022, 0.01] | 0 | [75.0, 82.0, 90.0, 100.0, 124.0, 170.0, 200.0, 289.0] | [150.0, 170.0, 210.0, 250.0, 294.0, 400.0, 500.0, 711.0]
HV 31.5A | HV 31.5A | 31.5 | 0 | [10.0, 2.34, 0.722, 0.181, 0.1, 0.055, 0.0296, 0.01] | [10.0, 2.84, 0.368, 0.164, 0.1, 0.0621, 0.0378, 0.0195, 0.01] | 0 | [95.0, 110.0, 125.0, 150.0, 165.0, 200.0, 250.0, 390.0] | [189.0, 220.0, 300.0, 350.0, 393.0, 450.0, 530.0, 700.0, 960.0]
HV 40A | HV 40A | 40 | 0 | [10.0, 1.3, 0.161, 0.1, 0.0611, 0.0399, 0.0141, 0.01] | [10.0, 2.05, 0.369, 0.198, 0.1, 0.051, 0.0298, 0.01] | 0 | [120.0, 150.0, 200.0, 223.0, 260.0, 300.0, 450.0, 532.0] | [240.0, 300.0, 400.0, 450.0, 530.0, 650.0, 800.0, 1311.0]
HV 50A | HV 50A | 50 | 0 | [10.0, 3.215, 0.597, 0.198, 0.1, 0.0378, 0.022, 0.01] | [10.0, 3.64, 0.854, 0.281, 0.1, 0.0531, 0.022, 0.01] | 0 | [150.0, 170.0, 210.0, 250.0, 294.0, 400.0, 500.0, 711.0] | [300.0, 350.0, 450.0, 550.0, 700.0, 850.0, 1200.0, 1752.0]
HV 6.3A | HV 6.3A | 6.3 | 0 | [10.0, 1.39, 0.344, 0.168, 0.1, 0.056, 0.0263, 0.01] | [10.0, 1.711, 0.516, 0.198, 0.1, 0.0634, 0.0303, 0.01] | 0 | [19.0, 19.5, 20.4, 20.8, 22.0, 25.0, 32.0, 48.0] | [38.0, 40.0, 43.0, 48.0, 53.0, 60.0, 75.0, 118.0]
HV 63A | HV 63A | 63 | 0 | [10.0, 2.84, 0.368, 0.164, 0.1, 0.0621, 0.0378, 0.0195, 0.01] | [10.0, 1.82, 0.344, 0.1, 0.0467, 0.0269, 0.01] | 0 | [189.0, 220.0, 300.0, 350.0, 393.0, 450.0, 530.0, 700.0, 961.0] | [378.0, 500.0, 700.0, 934.0, 1200.0, 1500.0, 2366.0]
HV 80A | HV 80A | 80 | 0 | [10.0, 2.05, 0.369, 0.198, 0.1, 0.051, 0.0298, 0.01] | [10.0, 4.15, 1.03, 0.198, 0.1, 0.051, 0.0172, 0.01] | 0 | [240.0, 300.0, 400.0, 450.0, 530.0, 650.0, 800.0, 1311.0] | [480.0, 550.0, 700.0, 1000.0, 1260.0, 1600.0, 2500.0, 3227.0]
Siemens NH-1-100 | Siemens NH-1-100 | 100 | [5400.0, 2000.0, 400.0, 20.0, 1.0, 0.2, 0.012, 0.004] | 0 | 0 | [150.0, 190.0, 250.0, 430.0, 900.0, 1250.0, 2700.0, 3600.0] | 0 | 0
Siemens NH-1-125 | Siemens NH-1-125 | 125 | [4800.0, 120.0, 7.0, 0.1, 0.004] | 0 | 0 | [180.0, 400.0, 740.0, 2000.0, 4250.0] | 0 | 0
Siemens NH-1-16 | Siemens NH-1-16 | 16 | [4000.0, 400.0, 2.0, 0.1, 0.04, 0.01] | 0 | 0 | [26.0, 35.0, 75.0, 150.0, 200.0, 300.0] | 0 | 0
Siemens NH-1-160 | Siemens NH-1-160 | 160 | [4800.0, 120.0, 7.0, 0.1, 0.004] | 0 | 0 | [210.0, 500.0, 900.0, 2300.0, 5000.0] | 0 | 0
Siemens NH-1-25 | Siemens NH-1-25 | 25 | [4000.0, 1000.0, 10.0, 0.2, 0.02, 0.01] | 0 | 0 | [40.0, 50.0, 100.0, 210.0, 400.0, 500.0] | 0 | 0
Siemens NH-1-50 | Siemens NH-1-50 | 50 | [4000.0, 40.0, 4.0, 1.0, 0.02, 0.01] | 0 | 0 | [86.0, 200.0, 300.0, 400.0, 1000.0, 1280.0] | 0 | 0
Siemens NH-1-63 | Siemens NH-1-63 | 63 | [4000.0, 100.0, 10.0, 2.0, 0.04, 0.01] | 0 | 0 | [100.0, 200.0, 300.0, 400.0, 1000.0, 1500.0] | 0 | 0
Siemens NH-1-80 | Siemens NH-1-80 | 80 | [4800.0, 120.0, 7.0, 0.1, 0.01] | 0 | 0 | [150.58, 250.0, 450.0, 1150.0, 2470.0] | 0 | 0
Siemens NH-2-1000 | Siemens NH-2-1000 | 1000 | [4800.0, 120.0, 7.0, 0.1, 0.004] | 0 | 0 | [1900.0, 3500.0, 8400.0, 24000.0, 52000.0] | 0 | 0
Siemens NH-2-200 | Siemens NH-2-200 | 200 | [4800.0, 120.0, 7.0, 0.1, 0.004] | 0 | 0 | [280.0, 650.0, 1200.0, 3000.0, 7000.0] | 0 | 0
Siemens NH-2-224 | Siemens NH-2-224 | 224 | [4800.0, 120.0, 7.0, 0.2, 0.04, 0.004] | 0 | 0 | [400.0, 750.0, 1453.0, 3025.0, 4315.0, 7600.0] | 0 | 0
Siemens NH-2-250 | Siemens NH-2-250 | 250 | [4800.0, 120.0, 7.0, 0.1, 0.004] | 0 | 0 | [450.0, 800.0, 1650.0, 4000.0, 8500.0] | 0 | 0
Siemens NH-2-315 | Siemens NH-2-315 | 315 | [4800.0, 120.0, 7.0, 0.1, 0.004] | 0 | 0 | [550.0, 920.0, 1900.0, 5000.0, 11000.0] | 0 | 0
Siemens NH-2-355 | Siemens NH-2-355 | 355 | [4800.0, 120.0, 6.0, 0.1, 0.004] | 0 | 0 | [650.0, 1116.27, 2350.0, 5840.0, 12790.0] | 0 | 0
Siemens NH-2-400 | Siemens NH-2-400 | 400 | [4800.0, 120.0, 7.0, 0.1, 0.004] | 0 | 0 | [720.0, 1350.0, 2800.0, 6500.0, 15000.0] | 0 | 0
Siemens NH-2-425 | Siemens NH-2-425 | 425 | [4800.0, 120.0, 7.0, 0.1, 0.004] | 0 | 0 | [850.0, 1500.0, 3050.0, 7500.0, 16500.0] | 0 | 0
Siemens NH-2-630 | Siemens NH-2-630 | 630 | [4800.0, 120.0, 7.0, 0.1, 0.004] | 0 | 0 | [1200.0, 2000.0, 4800.0, 12000.0, 26000.0] | 0 | 0

## dtypes
| element | column | dtype
0 | bus | name | object
1 | bus | vn_kv | float64
2 | bus | type | object
3 | bus | zone | object
4 | bus | in_service | bool
5 | load | name | object
6 | load | bus | uint32
7 | load | p_mw | float64
8 | load | q_mvar | float64
9 | load | const_z_percent | float64
10 | load | const_i_percent | float64
11 | load | sn_mva | float64
12 | load | scaling | float64
13 | load | in_service | bool
14 | load | type | object
15 | ext_grid | name | object
16 | ext_grid | bus | uint32
17 | ext_grid | vm_pu | float64
18 | ext_grid | va_degree | float64
19 | ext_grid | slack_weight | float64
20 | ext_grid | in_service | bool
21 | line | name | object
22 | line | std_type | object
23 | line | from_bus | uint32
24 | line | to_bus | uint32
25 | line | length_km | float64
26 | line | r_ohm_per_km | float64
27 | line | x_ohm_per_km | float64
28 | line | c_nf_per_km | float64
29 | line | g_us_per_km | float64
30 | line | max_i_ka | float64
31 | line | df | float64
32 | line | parallel | uint32
33 | line | type | object
34 | line | in_service | bool
35 | trafo | name | object
36 | trafo | std_type | object
37 | trafo | hv_bus | uint32
38 | trafo | lv_bus | uint32
39 | trafo | sn_mva | float64
40 | trafo | vn_hv_kv | float64
41 | trafo | vn_lv_kv | float64
42 | trafo | vk_percent | float64
43 | trafo | vkr_percent | float64
44 | trafo | pfe_kw | float64
45 | trafo | i0_percent | float64
46 | trafo | shift_degree | float64
47 | trafo | tap_side | object
48 | trafo | tap_neutral | int32
49 | trafo | tap_min | int32
50 | trafo | tap_max | int32
51 | trafo | tap_step_percent | float64
52 | trafo | tap_step_degree | float64
53 | trafo | tap_pos | int32
54 | trafo | tap_phase_shifter | bool
55 | trafo | parallel | uint32
56 | trafo | df | float64
57 | trafo | in_service | bool
58 | line_geodata | coords | object
59 | bus_geodata | x | float64
60 | bus_geodata | y | float64
61 | bus_geodata | coords | object

## parameters
| version | format_version | converged | OPF_converged | name | f_hz | sn_mva
0 | 2.14.6 | 2.14.0 | FALSE | FALSE |  | 50 | 1