## bus
| name | vn_kv | type | zone | in_service
0 | bus_LV_791-2_1_5_node_6 | 0.4 | n |  | TRUE
1 | bus_LV_791-2_1_5_node_433 | 0.4 | n |  | TRUE
2 | bus_LV_791-2_1_5_node_12 | 0.4 | n |  | TRUE
3 | bus_LV_791-2_1_5_node_13 | 0.4 | n |  | TRUE
4 | bus_LV_791-2_1_5_node_14 | 0.4 | n |  | TRUE
5 | bus_LV_791-2_1_5_node_15 | 0.4 | n |  | TRUE
6 | bus_LV_791-2_1_5_node_16 | 0.4 | n |  | TRUE
7 | bus_LV_791-2_1_5_node_17 | 0.4 | n |  | TRUE
8 | bus_LV_791-2_1_5_node_242 | 0.4 | n |  | TRUE
9 | bus_LV_791-2_1_5_node_72 | 0.4 | n |  | TRUE
10 | bus_LV_791-2_1_5_node_51 | 0.4 | n |  | TRUE
11 | bus_LV_791-2_1_5_node_18 | 0.4 | n |  | TRUE
12 | bus_LV_791-2_1_5_node_19 | 0.4 | n |  | TRUE
13 | bus_LV_791-2_1_5_node_20 | 0.4 | n |  | TRUE
14 | bus_LV_791-2_1_5_node_28 | 0.4 | n |  | TRUE
15 | bus_LV_791-2_1_5_node_21 | 0.4 | n |  | TRUE
16 | bus_LV_791-2_1_5_node_22 | 0.4 | n |  | TRUE
17 | bus_LV_791-2_1_5_node_65 | 0.4 | n |  | TRUE
18 | bus_LV_791-2_1_5_node_47 | 0.4 | n |  | TRUE
19 | bus_LV_791-2_1_5_node_23 | 0.4 | n |  | TRUE
20 | bus_LV_791-2_1_5_node_24 | 0.4 | n |  | TRUE
21 | bus_LV_791-2_1_5_node_25 | 0.4 | n |  | TRUE
22 | bus_LV_791-2_1_5_node_26 | 0.4 | n |  | TRUE
23 | bus_LV_791-2_1_5_node_27 | 0.4 | n |  | TRUE
24 | bus_LV_791-2_1_5_node_33 | 0.4 | n |  | TRUE
25 | bus_LV_791-2_1_5_node_29 | 0.4 | n |  | TRUE
26 | bus_LV_791-2_1_5_node_32 | 0.4 | n |  | TRUE
27 | bus_LV_791-2_1_5_node_30 | 0.4 | n |  | TRUE
28 | bus_LV_791-2_1_5_node_31 | 0.4 | n |  | TRUE
29 | bus_LV_791-2_1_5_node_46 | 0.4 | n |  | TRUE
30 | bus_LV_791-2_1_5_node_59 | 0.4 | n |  | TRUE
31 | bus_LV_791-2_1_5_node_34 | 0.4 | n |  | TRUE
32 | bus_LV_791-2_1_5_node_43 | 0.4 | n |  | TRUE
33 | bus_LV_791-2_1_5_node_35 | 0.4 | n |  | TRUE
34 | bus_LV_791-2_1_5_node_36 | 0.4 | n |  | TRUE
35 | bus_LV_791-2_1_5_node_37 | 0.4 | n |  | TRUE
36 | bus_LV_791-2_1_5_node_38 | 0.4 | n |  | TRUE
37 | bus_LV_791-2_1_5_node_39 | 0.4 | n |  | TRUE
38 | bus_LV_791-2_1_5_node_40 | 0.4 | n |  | TRUE
39 | bus_LV_791-2_1_5_node_233 | 0.4 | n |  | TRUE
40 | bus_LV_791-2_1_5_node_52 | 0.4 | n |  | TRUE
41 | bus_LV_791-2_1_5_node_42 | 0.4 | n |  | TRUE
42 | bus_LV_791-2_1_5_node_41 | 0.4 | n |  | TRUE
43 | bus_LV_791-2_1_5_node_44 | 0.4 | n |  | TRUE
44 | bus_LV_791-2_1_5_node_45 | 0.4 | n |  | TRUE
45 | bus_LV_791-2_1_5_node_48 | 0.4 | n |  | TRUE
46 | bus_LV_791-2_1_5_node_49 | 0.4 | n |  | TRUE
47 | bus_LV_791-2_1_5_node_50 | 0.4 | n |  | TRUE
48 | bus_LV_791-2_1_5_node_53 | 0.4 | n |  | TRUE
49 | bus_LV_791-2_1_5_node_78 | 0.4 | n |  | TRUE
50 | bus_LV_791-2_1_5_node_54 | 0.4 | n |  | TRUE
51 | bus_LV_791-2_1_5_node_445 | 0.4 | n |  | TRUE
52 | bus_LV_791-2_1_5_node_55 | 0.4 | n |  | TRUE
53 | bus_LV_791-2_1_5_node_58 | 0.4 | n |  | TRUE
54 | bus_LV_791-2_1_5_node_56 | 0.4 | n |  | TRUE
55 | bus_LV_791-2_1_5_node_57 | 0.4 | n |  | TRUE
56 | bus_LV_791-2_1_5_node_64 | 0.4 | n |  | TRUE
57 | bus_LV_791-2_1_5_node_77 | 0.4 | n |  | TRUE
58 | bus_LV_791-2_1_5_node_84 | 0.4 | n |  | TRUE
59 | bus_LV_791-2_1_5_node_60 | 0.4 | n |  | TRUE
60 | bus_LV_791-2_1_5_node_102 | 0.4 | n |  | TRUE
61 | bus_LV_791-2_1_5_node_225 | 0.4 | n |  | TRUE
62 | bus_LV_791-2_1_5_node_61 | 0.4 | n |  | TRUE
63 | bus_LV_791-2_1_5_node_62 | 0.4 | n |  | TRUE
64 | bus_LV_791-2_1_5_node_63 | 0.4 | n |  | TRUE
65 | bus_LV_791-2_1_5_node_85 | 0.4 | n |  | TRUE
66 | bus_LV_791-2_1_5_node_66 | 0.4 | n |  | TRUE
67 | bus_LV_791-2_1_5_node_67 | 0.4 | n |  | TRUE
68 | bus_LV_791-2_1_5_node_68 | 0.4 | n |  | TRUE
69 | bus_LV_791-2_1_5_node_69 | 0.4 | n |  | TRUE
70 | bus_LV_791-2_1_5_node_70 | 0.4 | n |  | TRUE
71 | bus_LV_791-2_1_5_node_71 | 0.4 | n |  | TRUE
72 | bus_LV_791-2_1_5_node_73 | 0.4 | n |  | TRUE
73 | bus_LV_791-2_1_5_node_74 | 0.4 | n |  | TRUE
74 | bus_LV_791-2_1_5_node_75 | 0.4 | n |  | TRUE
75 | bus_LV_791-2_1_5_node_76 | 0.4 | n |  | TRUE
76 | bus_LV_791-2_1_5_node_79 | 0.4 | n |  | TRUE
77 | bus_LV_791-2_1_5_node_80 | 0.4 | n |  | TRUE
78 | bus_LV_791-2_1_5_node_81 | 0.4 | n |  | TRUE
79 | bus_LV_791-2_1_5_node_82 | 0.4 | n |  | TRUE
80 | bus_LV_791-2_1_5_node_83 | 0.4 | n |  | TRUE
81 | bus_LV_791-2_1_5_node_232 | 0.4 | n |  | TRUE
82 | bus_LV_791-2_1_5_node_86 | 0.4 | n |  | TRUE
83 | bus_LV_791-2_1_5_node_87 | 0.4 | n |  | TRUE
84 | bus_LV_791-2_1_5_node_88 | 0.4 | n |  | TRUE
85 | bus_LV_791-2_1_5_node_89 | 0.4 | n |  | TRUE
86 | bus_LV_791-2_1_5_node_90 | 0.4 | n |  | TRUE
87 | bus_LV_791-2_1_5_node_101 | 0.4 | n |  | TRUE
88 | bus_LV_791-2_1_5_node_91 | 0.4 | n |  | TRUE
89 | bus_LV_791-2_1_5_node_92 | 0.4 | n |  | TRUE
90 | bus_LV_791-2_1_5_node_93 | 0.4 | n |  | TRUE
91 | bus_LV_791-2_1_5_node_94 | 0.4 | n |  | TRUE
92 | bus_LV_791-2_1_5_node_95 | 0.4 | n |  | TRUE
93 | bus_LV_791-2_1_5_node_100 | 0.4 | n |  | TRUE
94 | bus_LV_791-2_1_5_node_97 | 0.4 | n |  | TRUE
95 | bus_LV_791-2_1_5_node_98 | 0.4 | n |  | TRUE
96 | bus_LV_791-2_1_5_node_99 | 0.4 | n |  | TRUE
97 | bus_LV_791-2_1_5_node_103 | 0.4 | n |  | TRUE
98 | bus_LV_791-2_1_5_node_226 | 0.4 | n |  | TRUE
99 | bus_LV_791-2_1_5_node_104 | 0.4 | n |  | TRUE
100 | bus_LV_791-2_1_5_node_105 | 0.4 | n |  | TRUE
101 | bus_LV_791-2_1_5_node_106 | 0.4 | n |  | TRUE
102 | bus_LV_791-2_1_5_node_107 | 0.4 | n |  | TRUE
103 | bus_LV_791-2_1_5_node_438 | 0.4 | n |  | TRUE
104 | bus_LV_791-2_1_5_node_174 | 0.4 | n |  | TRUE
105 | bus_LV_791-2_1_5_node_175 | 0.4 | n |  | TRUE
106 | bus_LV_791-2_1_5_node_177 | 0.4 | n |  | TRUE
107 | bus_LV_791-2_1_5_node_176 | 0.4 | n |  | TRUE
108 | bus_LV_791-2_1_5_node_189 | 0.4 | n |  | TRUE
109 | bus_LV_791-2_1_5_node_178 | 0.4 | n |  | TRUE
110 | bus_LV_791-2_1_5_node_228 | 0.4 | n |  | TRUE
111 | bus_LV_791-2_1_5_node_448 | 0.4 | n |  | TRUE
112 | bus_LV_791-2_1_5_node_179 | 0.4 | n |  | TRUE
113 | bus_LV_791-2_1_5_node_180 | 0.4 | n |  | TRUE
114 | bus_LV_791-2_1_5_node_182 | 0.4 | n |  | TRUE
115 | bus_LV_791-2_1_5_node_181 | 0.4 | n |  | TRUE
116 | bus_LV_791-2_1_5_node_190 | 0.4 | n |  | TRUE
117 | bus_LV_791-2_1_5_node_219 | 0.4 | n |  | TRUE
118 | bus_LV_791-2_1_5_node_209 | 0.4 | n |  | TRUE
119 | bus_LV_791-2_1_5_node_210 | 0.4 | n |  | TRUE
120 | bus_LV_791-2_1_5_node_224 | 0.4 | n |  | TRUE
121 | bus_LV_791-2_1_5_node_241 | 0.4 | n |  | TRUE
122 | bus_LV_791-2_1_5_node_227 | 0.4 | n |  | TRUE
123 | bus_LV_791-2_1_5_node_229 | 0.4 | n |  | TRUE
124 | bus_LV_791-2_1_5_node_231 | 0.4 | n |  | TRUE
125 | bus_LV_791-2_1_5_node_230 | 0.4 | n |  | TRUE
126 | bus_LV_791-2_1_5_node_234 | 0.4 | n |  | TRUE
127 | bus_LV_791-2_1_5_node_235 | 0.4 | n |  | TRUE
128 | bus_LV_791-2_1_5_node_236 | 0.4 | n |  | TRUE
129 | bus_LV_791-2_1_5_node_240 | 0.4 | n |  | TRUE
130 | bus_LV_791-2_1_5_node_237 | 0.4 | n |  | TRUE
131 | bus_LV_791-2_1_5_node_238 | 0.4 | n |  | TRUE
132 | bus_LV_791-2_1_5_node_239 | 0.4 | n |  | TRUE
133 | bus_LV_791-2_1_5_node_375 | 0.4 | n |  | TRUE
134 | bus_LV_791-2_1_5_node_349 | 0.4 | n |  | TRUE
135 | bus_LV_791-2_1_5_node_432 | 0.4 | n |  | TRUE
136 | bus_LV_791-2_1_5_node_367 | 0.4 | n |  | TRUE
137 | bus_LV_791-2_1_5_node_373 | 0.4 | n |  | TRUE
138 | bus_LV_791-2_1_5_node_369 | 0.4 | n |  | TRUE
139 | bus_LV_791-2_1_5_node_374 | 0.4 | n |  | TRUE
140 | bus_LV_791-2_1_5_node_428 | 0.4 | n |  | TRUE
141 | bus_LV_791-2_1_5_node_424 | 0.4 | n |  | TRUE
142 | bus_LV_791-2_1_5_node_425 | 0.4 | n |  | TRUE
143 | bus_LV_791-2_1_5_node_426 | 0.4 | n |  | TRUE
144 | bus_LV_791-2_1_5_node_427 | 0.4 | n |  | TRUE
145 | bus_LV_791-2_1_5_node_429 | 0.4 | n |  | TRUE
146 | bus_LV_791-2_1_5_node_431 | 0.4 | n |  | TRUE
147 | bus_LV_791-2_1_5_node_430 | 0.4 | n |  | TRUE
148 | bus_LV_791-2_1_5_node_434 | 0.4 | n |  | TRUE
149 | bus_LV_791-2_1_5_node_437 | 0.4 | n |  | TRUE
150 | bus_LV_791-2_1_5_node_436 | 0.4 | n |  | TRUE
151 | bus_MV_0_node_18 | 20 | n |  | TRUE

## load
| name | bus | p_mw | q_mvar | const_z_percent | const_i_percent | sn_mva | scaling | in_service | type
0 | LV_791-2_1_5_load_6 | 0 | 0.00021249 | 5.3255e-05 | 0 | 0 |  | 1 | TRUE | wye
1 | LV_791-2_1_5_load_433 | 1 | 0.0008537 | 0.00021396 | 0 | 0 |  | 1 | TRUE | wye
2 | LV_791-2_1_5_load_12 | 2 | 0.00017598 | 4.4106e-05 | 0 | 0 |  | 1 | TRUE | wye
3 | LV_791-2_1_5_load_15 | 5 | 0.00059247 | 0.00014849 | 0 | 0 |  | 1 | TRUE | wye
4 | LV_791-2_1_5_load_17 | 7 | 0.00048901 | 0.00012256 | 0 | 0 |  | 1 | TRUE | wye
5 | LV_791-2_1_5_load_242 | 8 | 9.4649e-05 | 2.3721e-05 | 0 | 0 |  | 1 | TRUE | wye
6 | LV_791-2_1_5_load_72 | 9 | 0.00026785 | 6.7129e-05 | 0 | 0 |  | 1 | TRUE | wye
7 | LV_791-2_1_5_load_51 | 10 | 8.7684e-05 | 2.1976e-05 | 0 | 0 |  | 1 | TRUE | wye
8 | LV_791-2_1_5_load_18 | 11 | 0.00022902 | 5.7398e-05 | 0 | 0 |  | 1 | TRUE | wye
9 | LV_791-2_1_5_load_19 | 12 | 0.00020178 | 5.057e-05 | 0 | 0 |  | 1 | TRUE | wye
10 | LV_791-2_1_5_load_20 | 13 | 0.00010919 | 2.7366e-05 | 0 | 0 |  | 1 | TRUE | wye
11 | LV_791-2_1_5_load_28 | 14 | 0.0043208 | 0.0010829 | 0 | 0 |  | 1 | TRUE | wye
12 | LV_791-2_1_5_load_21 | 15 | 0.00016699 | 4.1853e-05 | 0 | 0 |  | 1 | TRUE | wye
13 | LV_791-2_1_5_load_22 | 16 | 0.00013168 | 3.3001e-05 | 0 | 0 |  | 1 | TRUE | wye
14 | LV_791-2_1_5_load_65 | 17 | 5.7525e-05 | 1.4417e-05 | 0 | 0 |  | 1 | TRUE | wye
15 | LV_791-2_1_5_load_47 | 18 | 0.00027389 | 6.8642e-05 | 0 | 0 |  | 1 | TRUE | wye
16 | LV_791-2_1_5_load_23 | 19 | 0.00027708 | 6.9443e-05 | 0 | 0 |  | 1 | TRUE | wye
17 | LV_791-2_1_5_load_24 | 20 | 0.00015167 | 3.8013e-05 | 0 | 0 |  | 1 | TRUE | wye
18 | LV_791-2_1_5_load_25 | 21 | 0.00015492 | 3.8826e-05 | 0 | 0 |  | 1 | TRUE | wye
19 | LV_791-2_1_5_load_26 | 22 | 9.804e-05 | 2.4571e-05 | 0 | 0 |  | 1 | TRUE | wye
20 | LV_791-2_1_5_load_27 | 23 | 0.00010201 | 2.5565e-05 | 0 | 0 |  | 1 | TRUE | wye
21 | LV_791-2_1_5_load_33 | 24 | 0.0002669 | 6.6891e-05 | 0 | 0 |  | 1 | TRUE | wye
22 | LV_791-2_1_5_load_29 | 25 | 0.0016062 | 0.00040254 | 0 | 0 |  | 1 | TRUE | wye
23 | LV_791-2_1_5_load_32 | 26 | 0.0007392 | 0.00018526 | 0 | 0 |  | 1 | TRUE | wye
24 | LV_791-2_1_5_load_30 | 27 | 0.0018437 | 0.00046206 | 0 | 0 |  | 1 | TRUE | wye
25 | LV_791-2_1_5_load_31 | 28 | 0.00014022 | 3.5142e-05 | 0 | 0 |  | 1 | TRUE | wye
26 | LV_791-2_1_5_load_46 | 29 | 0.00015663 | 3.9254e-05 | 0 | 0 |  | 1 | TRUE | wye
27 | LV_791-2_1_5_load_34 | 31 | 0.00030423 | 7.6248e-05 | 0 | 0 |  | 1 | TRUE | wye
28 | LV_791-2_1_5_load_43 | 32 | 0.00013917 | 3.4879e-05 | 0 | 0 |  | 1 | TRUE | wye
29 | LV_791-2_1_5_load_35 | 33 | 0.00011723 | 2.9381e-05 | 0 | 0 |  | 1 | TRUE | wye
30 | LV_791-2_1_5_load_36 | 34 | 0.00010119 | 2.5359e-05 | 0 | 0 |  | 1 | TRUE | wye
31 | LV_791-2_1_5_load_39 | 37 | 0.00085771 | 0.00021496 | 0 | 0 |  | 1 | TRUE | wye
32 | LV_791-2_1_5_load_40 | 38 | 0.00021902 | 5.4891e-05 | 0 | 0 |  | 1 | TRUE | wye
33 | LV_791-2_1_5_load_233 | 39 | 0.00040532 | 0.00010158 | 0 | 0 |  | 1 | TRUE | wye
34 | LV_791-2_1_5_load_42 | 41 | 9.9822e-05 | 2.5018e-05 | 0 | 0 |  | 1 | TRUE | wye
35 | LV_791-2_1_5_load_41 | 42 | 0.00028844 | 7.2289e-05 | 0 | 0 |  | 1 | TRUE | wye
36 | LV_791-2_1_5_load_44 | 43 | 0.00017706 | 4.4376e-05 | 0 | 0 |  | 1 | TRUE | wye
37 | LV_791-2_1_5_load_45 | 44 | 5.8571e-05 | 1.4679e-05 | 0 | 0 |  | 1 | TRUE | wye
38 | LV_791-2_1_5_load_48 | 45 | 0.00011231 | 2.8147e-05 | 0 | 0 |  | 1 | TRUE | wye
39 | LV_791-2_1_5_load_49 | 46 | 0.00030341 | 7.6042e-05 | 0 | 0 |  | 1 | TRUE | wye
40 | LV_791-2_1_5_load_53 | 48 | 0.00039854 | 9.9884e-05 | 0 | 0 |  | 1 | TRUE | wye
41 | LV_791-2_1_5_load_78 | 49 | 0.00033544 | 8.407e-05 | 0 | 0 |  | 1 | TRUE | wye
42 | LV_791-2_1_5_load_54 | 50 | 0.00016949 | 4.2478e-05 | 0 | 0 |  | 1 | TRUE | wye
43 | LV_791-2_1_5_load_445 | 51 | 0.00048043 | 0.00012041 | 0 | 0 |  | 1 | TRUE | wye
44 | LV_791-2_1_5_load_55 | 52 | 0.00028043 | 7.0282e-05 | 0 | 0 |  | 1 | TRUE | wye
45 | LV_791-2_1_5_load_58 | 53 | 0.00075336 | 0.00018881 | 0 | 0 |  | 1 | TRUE | wye
46 | LV_791-2_1_5_load_56 | 54 | 0.00055244 | 0.00013846 | 0 | 0 |  | 1 | TRUE | wye
47 | LV_791-2_1_5_load_77 | 57 | 0.00049098 | 0.00012305 | 0 | 0 |  | 1 | TRUE | wye
48 | LV_791-2_1_5_load_84 | 58 | 0.00029789 | 7.4659e-05 | 0 | 0 |  | 1 | TRUE | wye
49 | LV_791-2_1_5_load_102 | 60 | 0.00056556 | 0.00014174 | 0 | 0 |  | 1 | TRUE | wye
50 | LV_791-2_1_5_load_225 | 61 | 0.00089867 | 0.00022523 | 0 | 0 |  | 1 | TRUE | wye
51 | LV_791-2_1_5_load_61 | 62 | 0.00045029 | 0.00011285 | 0 | 0 |  | 1 | TRUE | wye
52 | LV_791-2_1_5_load_62 | 63 | 0.00036731 | 9.2056e-05 | 0 | 0 |  | 1 | TRUE | wye
53 | LV_791-2_1_5_load_63 | 64 | 0.00017223 | 4.3164e-05 | 0 | 0 |  | 1 | TRUE | wye
54 | LV_791-2_1_5_load_85 | 65 | 0.00025543 | 6.4016e-05 | 0 | 0 |  | 1 | TRUE | wye
55 | LV_791-2_1_5_load_66 | 66 | 0.00025586 | 6.4126e-05 | 0 | 0 |  | 1 | TRUE | wye
56 | LV_791-2_1_5_load_67 | 67 | 0.00043782 | 0.00010973 | 0 | 0 |  | 1 | TRUE | wye
57 | LV_791-2_1_5_load_69 | 69 | 0.00015515 | 3.8885e-05 | 0 | 0 |  | 1 | TRUE | wye
58 | LV_791-2_1_5_load_71 | 71 | 0.00032497 | 8.1446e-05 | 0 | 0 |  | 1 | TRUE | wye
59 | LV_791-2_1_5_load_73 | 72 | 0.00015563 | 3.9004e-05 | 0 | 0 |  | 1 | TRUE | wye
60 | LV_791-2_1_5_load_75 | 74 | 0.00010816 | 2.7108e-05 | 0 | 0 |  | 1 | TRUE | wye
61 | LV_791-2_1_5_load_76 | 75 | 0.0004421 | 0.0001108 | 0 | 0 |  | 1 | TRUE | wye
62 | LV_791-2_1_5_load_79 | 76 | 0.00037243 | 9.3339e-05 | 0 | 0 |  | 1 | TRUE | wye
63 | LV_791-2_1_5_load_80 | 77 | 0.00027624 | 6.9231e-05 | 0 | 0 |  | 1 | TRUE | wye
64 | LV_791-2_1_5_load_81 | 78 | 0.0002342 | 5.8695e-05 | 0 | 0 |  | 1 | TRUE | wye
65 | LV_791-2_1_5_load_83 | 80 | 0.00017664 | 4.427e-05 | 0 | 0 |  | 1 | TRUE | wye
66 | LV_791-2_1_5_load_232 | 81 | 0.00010309 | 2.5836e-05 | 0 | 0 |  | 1 | TRUE | wye
67 | LV_791-2_1_5_load_86 | 82 | 0.00079389 | 0.00019897 | 0 | 0 |  | 1 | TRUE | wye
68 | LV_791-2_1_5_load_87 | 83 | 0.00035898 | 8.9969e-05 | 0 | 0 |  | 1 | TRUE | wye
69 | LV_791-2_1_5_load_88 | 84 | 0.00056984 | 0.00014282 | 0 | 0 |  | 1 | TRUE | wye
70 | LV_791-2_1_5_load_89 | 85 | 0.0002642 | 6.6215e-05 | 0 | 0 |  | 1 | TRUE | wye
71 | LV_791-2_1_5_load_90 | 86 | 0.00038692 | 9.6971e-05 | 0 | 0 |  | 1 | TRUE | wye
72 | LV_791-2_1_5_load_101 | 87 | 0.00037559 | 9.4133e-05 | 0 | 0 |  | 1 | TRUE | wye
73 | LV_791-2_1_5_load_91 | 88 | 0.0023181 | 0.00058097 | 0 | 0 |  | 1 | TRUE | wye
74 | LV_791-2_1_5_load_92 | 89 | 0.00025467 | 6.3827e-05 | 0 | 0 |  | 1 | TRUE | wye
75 | LV_791-2_1_5_load_94 | 91 | 0.00084608 | 0.00021205 | 0 | 0 |  | 1 | TRUE | wye
76 | LV_791-2_1_5_load_100 | 93 | 0.0011567 | 0.00028991 | 0 | 0 |  | 1 | TRUE | wye
77 | LV_791-2_1_5_load_97 | 94 | 0.001864 | 0.00046717 | 0 | 0 |  | 1 | TRUE | wye
78 | LV_791-2_1_5_load_98 | 95 | 0.00073742 | 0.00018482 | 0 | 0 |  | 1 | TRUE | wye
79 | LV_791-2_1_5_load_99 | 96 | 0.001785 | 0.00044736 | 0 | 0 |  | 1 | TRUE | wye
80 | LV_791-2_1_5_load_103 | 97 | 0.00037389 | 9.3706e-05 | 0 | 0 |  | 1 | TRUE | wye
81 | LV_791-2_1_5_load_104 | 99 | 0.00075269 | 0.00018864 | 0 | 0 |  | 1 | TRUE | wye
82 | LV_791-2_1_5_load_106 | 101 | 0.0027737 | 0.00069516 | 0 | 0 |  | 1 | TRUE | wye
83 | LV_791-2_1_5_load_107 | 102 | 0.00069679 | 0.00017463 | 0 | 0 |  | 1 | TRUE | wye
84 | LV_791-2_1_5_load_174 | 104 | 4.2611e-05 | 1.0679e-05 | 0 | 0 |  | 1 | TRUE | wye
85 | LV_791-2_1_5_load_175 | 105 | 7.7985e-05 | 1.9545e-05 | 0 | 0 |  | 1 | TRUE | wye
86 | LV_791-2_1_5_load_177 | 106 | 0.00018282 | 4.582e-05 | 0 | 0 |  | 1 | TRUE | wye
87 | LV_791-2_1_5_load_176 | 107 | 0.00015962 | 4.0004e-05 | 0 | 0 |  | 1 | TRUE | wye
88 | LV_791-2_1_5_load_189 | 108 | 7.8566e-05 | 1.969e-05 | 0 | 0 |  | 1 | TRUE | wye
89 | LV_791-2_1_5_load_178 | 109 | 9.4385e-05 | 2.3655e-05 | 0 | 0 |  | 1 | TRUE | wye
90 | LV_791-2_1_5_load_448 | 111 | 0.00014878 | 3.7288e-05 | 0 | 0 |  | 1 | TRUE | wye
91 | LV_791-2_1_5_load_179 | 112 | 7.1938e-05 | 1.8029e-05 | 0 | 0 |  | 1 | TRUE | wye
92 | LV_791-2_1_5_load_180 | 113 | 0.00016303 | 4.0858e-05 | 0 | 0 |  | 1 | TRUE | wye
93 | LV_791-2_1_5_load_182 | 114 | 0.00011914 | 2.9859e-05 | 0 | 0 |  | 1 | TRUE | wye
94 | LV_791-2_1_5_load_181 | 115 | 0.00016704 | 4.1863e-05 | 0 | 0 |  | 1 | TRUE | wye
95 | LV_791-2_1_5_load_190 | 116 | 0.00011074 | 2.7754e-05 | 0 | 0 |  | 1 | TRUE | wye
96 | LV_791-2_1_5_load_219 | 117 | 0.00016117 | 4.0394e-05 | 0 | 0 |  | 1 | TRUE | wye
97 | LV_791-2_1_5_load_209 | 118 | 0.00012366 | 3.0993e-05 | 0 | 0 |  | 1 | TRUE | wye
98 | LV_791-2_1_5_load_224 | 120 | 0.0013918 | 0.00034883 | 0 | 0 |  | 1 | TRUE | wye
99 | LV_791-2_1_5_load_241 | 121 | 0.00024804 | 6.2164e-05 | 0 | 0 |  | 1 | TRUE | wye
100 | LV_791-2_1_5_load_227 | 122 | 0.00052965 | 0.00013274 | 0 | 0 |  | 1 | TRUE | wye
101 | LV_791-2_1_5_load_229 | 123 | 0.00049673 | 0.00012449 | 0 | 0 |  | 1 | TRUE | wye
102 | LV_791-2_1_5_load_231 | 124 | 8.762e-05 | 2.196e-05 | 0 | 0 |  | 1 | TRUE | wye
103 | LV_791-2_1_5_load_230 | 125 | 9.8136e-05 | 2.4595e-05 | 0 | 0 |  | 1 | TRUE | wye
104 | LV_791-2_1_5_load_234 | 126 | 0.00065606 | 0.00016443 | 0 | 0 |  | 1 | TRUE | wye
105 | LV_791-2_1_5_load_236 | 128 | 0.00081283 | 0.00020371 | 0 | 0 |  | 1 | TRUE | wye
106 | LV_791-2_1_5_load_240 | 129 | 0.00096794 | 0.00024259 | 0 | 0 |  | 1 | TRUE | wye
107 | LV_791-2_1_5_load_237 | 130 | 0.00089505 | 0.00022432 | 0 | 0 |  | 1 | TRUE | wye
108 | LV_791-2_1_5_load_239 | 132 | 0.0030851 | 0.0007732 | 0 | 0 |  | 1 | TRUE | wye
109 | LV_791-2_1_5_load_375 | 133 | 0.0023477 | 0.00058838 | 0 | 0 |  | 1 | TRUE | wye
110 | LV_791-2_1_5_load_349 | 134 | 0.00032802 | 8.2209e-05 | 0 | 0 |  | 1 | TRUE | wye
111 | LV_791-2_1_5_load_367 | 136 | 0.00022512 | 5.6421e-05 | 0 | 0 |  | 1 | TRUE | wye
112 | LV_791-2_1_5_load_373 | 137 | 0.00024542 | 6.1507e-05 | 0 | 0 |  | 1 | TRUE | wye
113 | LV_791-2_1_5_load_369 | 138 | 0.0002485 | 6.228e-05 | 0 | 0 |  | 1 | TRUE | wye
114 | LV_791-2_1_5_load_428 | 140 | 0.0019044 | 0.00047728 | 0 | 0 |  | 1 | TRUE | wye
115 | LV_791-2_1_5_load_424 | 141 | 6.7387e-05 | 1.6889e-05 | 0 | 0 |  | 1 | TRUE | wye
116 | LV_791-2_1_5_load_425 | 142 | 0.0024801 | 0.00062157 | 0 | 0 |  | 1 | TRUE | wye
117 | LV_791-2_1_5_load_429 | 145 | 0.00014364 | 3.6e-05 | 0 | 0 |  | 1 | TRUE | wye
118 | LV_791-2_1_5_load_430 | 147 | 0.0011067 | 0.00027737 | 0 | 0 |  | 1 | TRUE | wye
119 | LV_791-2_1_5_load_434 | 148 | 0.00018207 | 4.5632e-05 | 0 | 0 |  | 1 | TRUE | wye
120 | LV_791-2_1_5_load_437 | 149 | 0.00020877 | 5.2323e-05 | 0 | 0 |  | 1 | TRUE | wye
121 | LV_791-2_1_5_load_436 | 150 | 0.00015678 | 3.9294e-05 | 0 | 0 |  | 1 | TRUE | wye

## ext_grid
| name | bus | vm_pu | va_degree | slack_weight | in_service
0 |  | 11 | 1 | 0 | 1 | TRUE

## line
| name | std_type | from_bus | to_bus | length_km | r_ohm_per_km | x_ohm_per_km | c_nf_per_km | g_us_per_km | max_i_ka | df | parallel | type | in_service
0 | LV_791-2_1_5_line_0 | NAYY 4x150 SE | 0 | 1 | 0.088273 | 0.208 | 0.08 | 261 | 0 | 0.27 | 1 | 1 | cs | TRUE
1 | LV_791-2_1_5_line_1 | NAYY 4x150 SE | 1 | 146 | 0.032216 | 0.208 | 0.08 | 261 | 0 | 0.27 | 1 | 1 | cs | TRUE
2 | LV_791-2_1_5_line_2 | NAYY 4x150 SE | 2 | 3 | 0.17447 | 0.208 | 0.08 | 261 | 0 | 0.27 | 1 | 1 | cs | TRUE
3 | LV_791-2_1_5_line_3 | NAYY 4x150 SE | 2 | 4 | 0.071646 | 0.208 | 0.08 | 261 | 0 | 0.27 | 1 | 1 | cs | TRUE
4 | LV_791-2_1_5_line_4 | NAYY 4x150 SE | 3 | 5 | 0.041314 | 0.208 | 0.08 | 261 | 0 | 0.27 | 1 | 1 | cs | TRUE
5 | LV_791-2_1_5_line_5 | NAYY 4x150 SE | 4 | 6 | 0.14332 | 0.208 | 0.08 | 261 | 0 | 0.27 | 1 | 1 | cs | TRUE
6 | LV_791-2_1_5_line_6 | NAYY 4x150 SE | 4 | 7 | 0.032139 | 0.208 | 0.08 | 261 | 0 | 0.27 | 1 | 1 | cs | TRUE
7 | LV_791-2_1_5_line_7 | NAYY 4x150 SE | 5 | 8 | 0.18393 | 0.208 | 0.08 | 261 | 0 | 0.27 | 1 | 1 | cs | TRUE
8 | LV_791-2_1_5_line_8 | NAYY 4x150 SE | 6 | 9 | 0.11982 | 0.208 | 0.08 | 261 | 0 | 0.27 | 1 | 1 | cs | TRUE
9 | LV_791-2_1_5_line_9 | NAYY 4x150 SE | 6 | 10 | 0.01556 | 0.208 | 0.08 | 261 | 0 | 0.27 | 1 | 1 | cs | TRUE
10 | LV_791-2_1_5_line_10 | NAYY 4x150 SE | 9 | 56 | 0.0063186 | 0.208 | 0.08 | 261 | 0 | 0.27 | 1 | 1 | cs | TRUE
11 | LV_791-2_1_5_line_11 | NAYY 4x150 SE | 10 | 46 | 0.018928 | 0.208 | 0.08 | 261 | 0 | 0.27 | 1 | 1 | cs | TRUE
12 | LV_791-2_1_5_line_12 | NAYY 4x150 SE | 11 | 12 | 0.020332 | 0.208 | 0.08 | 261 | 0 | 0.27 | 1 | 2 | cs | TRUE
13 | LV_791-2_1_5_line_13 | NAYY 4x150 SE | 11 | 13 | 0.008968 | 0.208 | 0.08 | 261 | 0 | 0.27 | 1 | 1 | cs | TRUE
14 | LV_791-2_1_5_line_14 | NAYY 4x150 SE | 11 | 14 | 0.11861 | 0.208 | 0.08 | 261 | 0 | 0.27 | 1 | 2 | cs | TRUE
15 | LV_791-2_1_5_line_15 | NAYY 4x150 SE | 12 | 15 | 0.016586 | 0.208 | 0.08 | 261 | 0 | 0.27 | 1 | 2 | cs | TRUE
16 | LV_791-2_1_5_line_16 | NAYY 4x150 SE | 13 | 16 | 0.00078263 | 0.208 | 0.08 | 261 | 0 | 0.27 | 1 | 1 | cs | TRUE
17 | LV_791-2_1_5_line_17 | NAYY 4x150 SE | 14 | 25 | 0.061805 | 0.208 | 0.08 | 261 | 0 | 0.27 | 1 | 2 | cs | TRUE
18 | LV_791-2_1_5_line_18 | NAYY 4x150 SE | 15 | 17 | 0.0091899 | 0.208 | 0.08 | 261 | 0 | 0.27 | 1 | 1 | cs | TRUE
19 | LV_791-2_1_5_line_19 | NAYY 4x150 SE | 16 | 18 | 0.007113 | 0.208 | 0.08 | 261 | 0 | 0.27 | 1 | 1 | cs | TRUE
20 | LV_791-2_1_5_line_20 | NAYY 4x150 SE | 17 | 23 | 0.0082231 | 0.208 | 0.08 | 261 | 0 | 0.27 | 1 | 1 | cs | TRUE
21 | LV_791-2_1_5_line_21 | NAYY 4x150 SE | 18 | 44 | 0.0062121 | 0.208 | 0.08 | 261 | 0 | 0.27 | 1 | 1 | cs | TRUE
22 | LV_791-2_1_5_line_22 | NAYY 4x150 SE | 19 | 20 | 0.00022336 | 0.208 | 0.08 | 261 | 0 | 0.27 | 1 | 1 | cs | TRUE
23 | LV_791-2_1_5_line_23 | NAYY 4x150 SE | 19 | 21 | 0.0087708 | 0.208 | 0.08 | 261 | 0 | 0.27 | 1 | 1 | cs | TRUE
24 | LV_791-2_1_5_line_24 | NAYY 4x150 SE | 20 | 22 | 0.012276 | 0.208 | 0.08 | 261 | 0 | 0.27 | 1 | 1 | cs | TRUE
25 | LV_791-2_1_5_line_25 | NAYY 4x150 SE | 21 | 23 | 0.005313 | 0.208 | 0.08 | 261 | 0 | 0.27 | 1 | 1 | cs | TRUE
26 | LV_791-2_1_5_line_26 | NAYY 4x150 SE | 22 | 24 | 0.017198 | 0.208 | 0.08 | 261 | 0 | 0.27 | 1 | 1 | cs | TRUE
27 | LV_791-2_1_5_line_27 | NAYY 4x150 SE | 24 | 31 | 0.021686 | 0.208 | 0.08 | 261 | 0 | 0.27 | 1 | 1 | cs | TRUE
28 | LV_791-2_1_5_line_28 | NAYY 4x150 SE | 25 | 26 | 0.042483 | 0.208 | 0.08 | 261 | 0 | 0.27 | 1 | 2 | cs | TRUE
29 | LV_791-2_1_5_line_29 | NAYY 4x150 SE | 26 | 30 | 0.045707 | 0.208 | 0.08 | 261 | 0 | 0.27 | 1 | 2 | cs | TRUE
30 | LV_791-2_1_5_line_30 | NAYY 4x150 SE | 27 | 28 | 0.090472 | 0.208 | 0.08 | 261 | 0 | 0.27 | 1 | 1 | cs | TRUE
31 | LV_791-2_1_5_line_31 | NAYY 4x150 SE | 28 | 29 | 0.0064033 | 0.208 | 0.08 | 261 | 0 | 0.27 | 1 | 1 | cs | TRUE
32 | LV_791-2_1_5_line_32 | NAYY 4x150 SE | 29 | 43 | 0.036131 | 0.208 | 0.08 | 261 | 0 | 0.27 | 1 | 1 | cs | TRUE
33 | LV_791-2_1_5_line_33 | NAYY 4x150 SE | 30 | 59 | 0.023659 | 0.208 | 0.08 | 261 | 0 | 0.27 | 1 | 2 | cs | TRUE
34 | LV_791-2_1_5_line_34 | NAYY 4x150 SE | 31 | 32 | 0.002043 | 0.208 | 0.08 | 261 | 0 | 0.27 | 1 | 1 | cs | TRUE
35 | LV_791-2_1_5_line_35 | NAYY 4x150 SE | 32 | 42 | 0.014173 | 0.208 | 0.08 | 261 | 0 | 0.27 | 1 | 1 | cs | TRUE
36 | LV_791-2_1_5_line_36 | NAYY 4x150 SE | 33 | 34 | 0.11869 | 0.208 | 0.08 | 261 | 0 | 0.27 | 1 | 1 | cs | TRUE
37 | LV_791-2_1_5_line_37 | NAYY 4x150 SE | 33 | 35 | 0.013163 | 0.208 | 0.08 | 261 | 0 | 0.27 | 1 | 1 | cs | TRUE
38 | LV_791-2_1_5_line_38 | NAYY 4x150 SE | 34 | 36 | 0.11214 | 0.208 | 0.08 | 261 | 0 | 0.27 | 1 | 1 | cs | TRUE
39 | LV_791-2_1_5_line_39 | NAYY 4x150 SE | 35 | 37 | 0.093613 | 0.208 | 0.08 | 261 | 0 | 0.27 | 1 | 1 | cs | TRUE
40 | LV_791-2_1_5_line_40 | NAYY 4x150 SE | 35 | 38 | 0.12855 | 0.208 | 0.08 | 261 | 0 | 0.27 | 1 | 1 | cs | TRUE
41 | LV_791-2_1_5_line_41 | NAYY 4x150 SE | 36 | 39 | 0.062211 | 0.208 | 0.08 | 261 | 0 | 0.27 | 1 | 1 | cs | TRUE
42 | LV_791-2_1_5_line_42 | NAYY 4x150 SE | 36 | 40 | 0.007245 | 0.208 | 0.08 | 261 | 0 | 0.27 | 1 | 1 | cs | TRUE
43 | LV_791-2_1_5_line_43 | NAYY 4x150 SE | 37 | 41 | 0.079952 | 0.208 | 0.08 | 261 | 0 | 0.27 | 1 | 1 | cs | TRUE
44 | LV_791-2_1_5_line_44 | NAYY 4x150 SE | 40 | 49 | 0.062387 | 0.208 | 0.08 | 261 | 0 | 0.27 | 1 | 1 | cs | TRUE
45 | LV_791-2_1_5_line_45 | NAYY 4x150 SE | 40 | 47 | 0.067956 | 0.208 | 0.08 | 261 | 0 | 0.27 | 1 | 1 | cs | TRUE
46 | LV_791-2_1_5_line_46 | NAYY 4x150 SE | 41 | 42 | 0.0050121 | 0.208 | 0.08 | 261 | 0 | 0.27 | 1 | 1 | cs | TRUE
47 | LV_791-2_1_5_line_47 | NAYY 4x150 SE | 43 | 44 | 0.014959 | 0.208 | 0.08 | 261 | 0 | 0.27 | 1 | 1 | cs | TRUE
48 | LV_791-2_1_5_line_48 | NAYY 4x150 SE | 45 | 46 | 0.063482 | 0.208 | 0.08 | 261 | 0 | 0.27 | 1 | 1 | cs | TRUE
49 | LV_791-2_1_5_line_49 | NAYY 4x150 SE | 45 | 47 | 0.11861 | 0.208 | 0.08 | 261 | 0 | 0.27 | 1 | 1 | cs | TRUE
50 | LV_791-2_1_5_line_50 | NAYY 4x150 SE | 47 | 48 | 0.046904 | 0.208 | 0.08 | 261 | 0 | 0.27 | 1 | 1 | cs | TRUE
51 | LV_791-2_1_5_line_51 | NAYY 4x150 SE | 49 | 76 | 0.0011933 | 0.208 | 0.08 | 261 | 0 | 0.27 | 1 | 1 | cs | TRUE
52 | LV_791-2_1_5_line_52 | NAYY 4x150 SE | 50 | 51 | 0.15145 | 0.208 | 0.08 | 261 | 0 | 0.27 | 1 | 1 | cs | TRUE
53 | LV_791-2_1_5_line_53 | NAYY 4x150 SE | 51 | 52 | 0.17059 | 0.208 | 0.08 | 261 | 0 | 0.27 | 1 | 1 | cs | TRUE
54 | LV_791-2_1_5_line_54 | NAYY 4x150 SE | 51 | 70 | 0.075259 | 0.208 | 0.08 | 261 | 0 | 0.27 | 1 | 1 | cs | TRUE
55 | LV_791-2_1_5_line_55 | NAYY 4x150 SE | 52 | 53 | 0.052657 | 0.208 | 0.08 | 261 | 0 | 0.27 | 1 | 1 | cs | TRUE
56 | LV_791-2_1_5_line_56 | NAYY 4x150 SE | 53 | 58 | 0.16299 | 0.208 | 0.08 | 261 | 0 | 0.27 | 1 | 1 | cs | TRUE
57 | LV_791-2_1_5_line_57 | NAYY 4x150 SE | 54 | 55 | 0.089632 | 0.208 | 0.08 | 261 | 0 | 0.27 | 1 | 1 | cs | TRUE
58 | LV_791-2_1_5_line_58 | NAYY 4x150 SE | 55 | 56 | 0.002636 | 0.208 | 0.08 | 261 | 0 | 0.27 | 1 | 1 | cs | TRUE
59 | LV_791-2_1_5_line_59 | NAYY 4x150 SE | 55 | 57 | 0.030453 | 0.208 | 0.08 | 261 | 0 | 0.27 | 1 | 1 | cs | TRUE
60 | LV_791-2_1_5_line_60 | NAYY 4x150 SE | 56 | 63 | 0.051607 | 0.208 | 0.08 | 261 | 0 | 0.27 | 1 | 1 | cs | TRUE
61 | LV_791-2_1_5_line_61 | NAYY 4x150 SE | 57 | 75 | 0.032255 | 0.208 | 0.08 | 261 | 0 | 0.27 | 1 | 1 | cs | TRUE
62 | LV_791-2_1_5_line_62 | NAYY 4x150 SE | 58 | 79 | 0.045581 | 0.208 | 0.08 | 261 | 0 | 0.27 | 1 | 1 | cs | TRUE
63 | LV_791-2_1_5_line_63 | NAYY 4x150 SE | 59 | 60 | 0.014055 | 0.208 | 0.08 | 261 | 0 | 0.27 | 1 | 2 | cs | TRUE
64 | LV_791-2_1_5_line_64 | NAYY 4x150 SE | 59 | 61 | 0.099361 | 0.208 | 0.08 | 261 | 0 | 0.27 | 1 | 1 | cs | TRUE
65 | LV_791-2_1_5_line_65 | NAYY 4x150 SE | 60 | 93 | 0.044875 | 0.208 | 0.08 | 261 | 0 | 0.27 | 1 | 2 | cs | TRUE
66 | LV_791-2_1_5_line_66 | NAYY 4x150 SE | 61 | 121 | 0.1148 | 0.208 | 0.08 | 261 | 0 | 0.27 | 1 | 1 | cs | TRUE
67 | LV_791-2_1_5_line_67 | NAYY 4x150 SE | 61 | 120 | 0.0017003 | 0.208 | 0.08 | 261 | 0 | 0.27 | 1 | 1 | cs | TRUE
68 | LV_791-2_1_5_line_68 | NAYY 4x150 SE | 62 | 63 | 0.02129 | 0.208 | 0.08 | 261 | 0 | 0.27 | 1 | 1 | cs | TRUE
69 | LV_791-2_1_5_line_69 | NAYY 4x150 SE | 62 | 64 | 0.021766 | 0.208 | 0.08 | 261 | 0 | 0.27 | 1 | 1 | cs | TRUE
70 | LV_791-2_1_5_line_70 | NAYY 4x150 SE | 64 | 65 | 0.14071 | 0.208 | 0.08 | 261 | 0 | 0.27 | 1 | 1 | cs | TRUE
71 | LV_791-2_1_5_line_71 | NAYY 4x150 SE | 65 | 74 | 0.031892 | 0.208 | 0.08 | 261 | 0 | 0.27 | 1 | 1 | cs | TRUE
72 | LV_791-2_1_5_line_72 | NAYY 4x150 SE | 66 | 67 | 0.029577 | 0.208 | 0.08 | 261 | 0 | 0.27 | 1 | 1 | cs | TRUE
73 | LV_791-2_1_5_line_73 | NAYY 4x150 SE | 66 | 68 | 0.01738 | 0.208 | 0.08 | 261 | 0 | 0.27 | 1 | 1 | cs | TRUE
74 | LV_791-2_1_5_line_74 | NAYY 4x150 SE | 67 | 69 | 0.1482 | 0.208 | 0.08 | 261 | 0 | 0.27 | 1 | 1 | cs | TRUE
75 | LV_791-2_1_5_line_75 | NAYY 4x150 SE | 68 | 70 | 0.073975 | 0.208 | 0.08 | 261 | 0 | 0.27 | 1 | 1 | cs | TRUE
76 | LV_791-2_1_5_line_76 | NAYY 4x150 SE | 68 | 71 | 0.030819 | 0.208 | 0.08 | 261 | 0 | 0.27 | 1 | 1 | cs | TRUE
77 | LV_791-2_1_5_line_77 | NAYY 4x150 SE | 69 | 72 | 0.033079 | 0.208 | 0.08 | 261 | 0 | 0.27 | 1 | 1 | cs | TRUE
78 | LV_791-2_1_5_line_78 | NAYY 4x150 SE | 72 | 73 | 0.049501 | 0.208 | 0.08 | 261 | 0 | 0.27 | 1 | 1 | cs | TRUE
79 | LV_791-2_1_5_line_79 | NAYY 4x150 SE | 73 | 74 | 0.063307 | 0.208 | 0.08 | 261 | 0 | 0.27 | 1 | 1 | cs | TRUE
80 | LV_791-2_1_5_line_80 | NAYY 4x150 SE | 77 | 78 | 0.00055141 | 0.208 | 0.08 | 261 | 0 | 0.27 | 1 | 1 | cs | TRUE
81 | LV_791-2_1_5_line_81 | NAYY 4x150 SE | 77 | 79 | 0.1396 | 0.208 | 0.08 | 261 | 0 | 0.27 | 1 | 1 | cs | TRUE
82 | LV_791-2_1_5_line_82 | NAYY 4x150 SE | 78 | 80 | 0.1414 | 0.208 | 0.08 | 261 | 0 | 0.27 | 1 | 1 | cs | TRUE
83 | LV_791-2_1_5_line_83 | NAYY 4x150 SE | 79 | 81 | 0.18541 | 0.208 | 0.08 | 261 | 0 | 0.27 | 1 | 1 | cs | TRUE
84 | LV_791-2_1_5_line_84 | NAYY 4x150 SE | 81 | 125 | 0.15023 | 0.208 | 0.08 | 261 | 0 | 0.27 | 1 | 1 | cs | TRUE
85 | LV_791-2_1_5_line_85 | NAYY 4x150 SE | 82 | 83 | 0.011998 | 0.208 | 0.08 | 261 | 0 | 0.27 | 1 | 1 | cs | TRUE
86 | LV_791-2_1_5_line_86 | NAYY 4x150 SE | 83 | 84 | 0.035282 | 0.208 | 0.08 | 261 | 0 | 0.27 | 1 | 1 | cs | TRUE
87 | LV_791-2_1_5_line_87 | NAYY 4x150 SE | 84 | 85 | 0.012089 | 0.208 | 0.08 | 261 | 0 | 0.27 | 1 | 1 | cs | TRUE
88 | LV_791-2_1_5_line_88 | NAYY 4x150 SE | 85 | 86 | 0.0010923 | 0.208 | 0.08 | 261 | 0 | 0.27 | 1 | 1 | cs | TRUE
89 | LV_791-2_1_5_line_89 | NAYY 4x150 SE | 86 | 87 | 0.001098 | 0.208 | 0.08 | 261 | 0 | 0.27 | 1 | 1 | cs | TRUE
90 | LV_791-2_1_5_line_90 | NAYY 4x150 SE | 87 | 98 | 0.10753 | 0.208 | 0.08 | 261 | 0 | 0.27 | 1 | 1 | cs | TRUE
91 | LV_791-2_1_5_line_91 | NAYY 4x150 SE | 87 | 91 | 0.075717 | 0.208 | 0.08 | 261 | 0 | 0.27 | 1 | 1 | cs | TRUE
92 | LV_791-2_1_5_line_92 | NAYY 4x150 SE | 88 | 89 | 0.015667 | 0.208 | 0.08 | 261 | 0 | 0.27 | 1 | 1 | cs | TRUE
93 | LV_791-2_1_5_line_93 | NAYY 4x150 SE | 88 | 90 | 0.031667 | 0.208 | 0.08 | 261 | 0 | 0.27 | 1 | 1 | cs | TRUE
94 | LV_791-2_1_5_line_94 | NAYY 4x150 SE | 89 | 91 | 0.0015725 | 0.208 | 0.08 | 261 | 0 | 0.27 | 1 | 1 | cs | TRUE
95 | LV_791-2_1_5_line_95 | NAYY 4x150 SE | 90 | 92 | 0.017905 | 0.208 | 0.08 | 261 | 0 | 0.27 | 1 | 1 | cs | TRUE
96 | LV_791-2_1_5_line_96 | NAYY 4x150 SE | 92 | 93 | 0.037642 | 0.208 | 0.08 | 261 | 0 | 0.27 | 1 | 2 | cs | TRUE
97 | LV_791-2_1_5_line_97 | NAYY 4x150 SE | 92 | 94 | 0.014517 | 0.208 | 0.08 | 261 | 0 | 0.27 | 1 | 2 | cs | TRUE
98 | LV_791-2_1_5_line_98 | NAYY 4x150 SE | 94 | 95 | 0.016371 | 0.208 | 0.08 | 261 | 0 | 0.27 | 1 | 1 | cs | TRUE
99 | LV_791-2_1_5_line_99 | NAYY 4x150 SE | 95 | 96 | 0.0016661 | 0.208 | 0.08 | 261 | 0 | 0.27 | 1 | 1 | cs | TRUE
100 | LV_791-2_1_5_line_100 | NAYY 4x150 SE | 96 | 97 | 0.037393 | 0.208 | 0.08 | 261 | 0 | 0.27 | 1 | 1 | cs | TRUE
101 | LV_791-2_1_5_line_101 | NAYY 4x150 SE | 97 | 99 | 0.012051 | 0.208 | 0.08 | 261 | 0 | 0.27 | 1 | 1 | cs | TRUE
102 | LV_791-2_1_5_line_102 | NAYY 4x150 SE | 98 | 122 | 0.013681 | 0.208 | 0.08 | 261 | 0 | 0.27 | 1 | 1 | cs | TRUE
103 | LV_791-2_1_5_line_103 | NAYY 4x150 SE | 99 | 100 | 0.028192 | 0.208 | 0.08 | 261 | 0 | 0.27 | 1 | 1 | cs | TRUE
104 | LV_791-2_1_5_line_104 | NAYY 4x150 SE | 100 | 101 | 0.026915 | 0.208 | 0.08 | 261 | 0 | 0.27 | 1 | 1 | cs | TRUE
105 | LV_791-2_1_5_line_105 | NAYY 4x150 SE | 100 | 102 | 0.00322 | 0.208 | 0.08 | 261 | 0 | 0.27 | 1 | 1 | cs | TRUE
106 | LV_791-2_1_5_line_106 | NAYY 4x150 SE | 102 | 103 | 0.035834 | 0.208 | 0.08 | 261 | 0 | 0.27 | 1 | 1 | cs | TRUE
107 | LV_791-2_1_5_line_107 | NAYY 4x150 SE | 103 | 131 | 0.10881 | 0.208 | 0.08 | 261 | 0 | 0.27 | 1 | 1 | cs | TRUE
108 | LV_791-2_1_5_line_108 | NAYY 4x150 SE | 104 | 105 | 0.08337 | 0.208 | 0.08 | 261 | 0 | 0.27 | 1 | 1 | cs | TRUE
109 | LV_791-2_1_5_line_109 | NAYY 4x150 SE | 104 | 106 | 0.17902 | 0.208 | 0.08 | 261 | 0 | 0.27 | 1 | 1 | cs | TRUE
110 | LV_791-2_1_5_line_110 | NAYY 4x150 SE | 105 | 107 | 0.026262 | 0.208 | 0.08 | 261 | 0 | 0.27 | 1 | 1 | cs | TRUE
111 | LV_791-2_1_5_line_111 | NAYY 4x150 SE | 106 | 109 | 0.020233 | 0.208 | 0.08 | 261 | 0 | 0.27 | 1 | 1 | cs | TRUE
112 | LV_791-2_1_5_line_112 | NAYY 4x150 SE | 107 | 108 | 0.0028605 | 0.208 | 0.08 | 261 | 0 | 0.27 | 1 | 1 | cs | TRUE
113 | LV_791-2_1_5_line_113 | NAYY 4x150 SE | 108 | 117 | 0.17532 | 0.208 | 0.08 | 261 | 0 | 0.27 | 1 | 1 | cs | TRUE
114 | LV_791-2_1_5_line_114 | NAYY 4x150 SE | 109 | 110 | 0.014138 | 0.208 | 0.08 | 261 | 0 | 0.27 | 1 | 1 | cs | TRUE
115 | LV_791-2_1_5_line_115 | NAYY 4x150 SE | 109 | 111 | 0.25753 | 0.208 | 0.08 | 261 | 0 | 0.27 | 1 | 1 | cs | TRUE
116 | LV_791-2_1_5_line_116 | NAYY 4x150 SE | 110 | 123 | 0.039188 | 0.208 | 0.08 | 261 | 0 | 0.27 | 1 | 1 | cs | TRUE
117 | LV_791-2_1_5_line_117 | NAYY 4x150 SE | 112 | 113 | 0.057288 | 0.208 | 0.08 | 261 | 0 | 0.27 | 1 | 1 | cs | TRUE
118 | LV_791-2_1_5_line_118 | NAYY 4x150 SE | 112 | 114 | 0.20685 | 0.208 | 0.08 | 261 | 0 | 0.27 | 1 | 1 | cs | TRUE
119 | LV_791-2_1_5_line_119 | NAYY 4x150 SE | 113 | 115 | 0.086668 | 0.208 | 0.08 | 261 | 0 | 0.27 | 1 | 1 | cs | TRUE
120 | LV_791-2_1_5_line_120 | NAYY 4x150 SE | 115 | 116 | 0.025711 | 0.208 | 0.08 | 261 | 0 | 0.27 | 1 | 1 | cs | TRUE
121 | LV_791-2_1_5_line_121 | NAYY 4x150 SE | 116 | 117 | 0.19712 | 0.208 | 0.08 | 261 | 0 | 0.27 | 1 | 1 | cs | TRUE
122 | LV_791-2_1_5_line_122 | NAYY 4x150 SE | 117 | 119 | 0.14402 | 0.208 | 0.08 | 261 | 0 | 0.27 | 1 | 1 | cs | TRUE
123 | LV_791-2_1_5_line_123 | NAYY 4x150 SE | 118 | 119 | 0.019661 | 0.208 | 0.08 | 261 | 0 | 0.27 | 1 | 1 | cs | TRUE
124 | LV_791-2_1_5_line_124 | NAYY 4x150 SE | 121 | 129 | 0.0029171 | 0.208 | 0.08 | 261 | 0 | 0.27 | 1 | 1 | cs | TRUE
125 | LV_791-2_1_5_line_125 | NAYY 4x150 SE | 123 | 124 | 0.11834 | 0.208 | 0.08 | 261 | 0 | 0.27 | 1 | 1 | cs | TRUE
126 | LV_791-2_1_5_line_126 | NAYY 4x150 SE | 124 | 125 | 0.0023518 | 0.208 | 0.08 | 261 | 0 | 0.27 | 1 | 1 | cs | TRUE
127 | LV_791-2_1_5_line_127 | NAYY 4x150 SE | 126 | 127 | 0.034639 | 0.208 | 0.08 | 261 | 0 | 0.27 | 1 | 1 | cs | TRUE
128 | LV_791-2_1_5_line_128 | NAYY 4x150 SE | 127 | 128 | 0.031314 | 0.208 | 0.08 | 261 | 0 | 0.27 | 1 | 1 | cs | TRUE
129 | LV_791-2_1_5_line_129 | NAYY 4x150 SE | 128 | 129 | 0.018993 | 0.208 | 0.08 | 261 | 0 | 0.27 | 1 | 1 | cs | TRUE
130 | LV_791-2_1_5_line_130 | NAYY 4x150 SE | 130 | 131 | 0.0097811 | 0.208 | 0.08 | 261 | 0 | 0.27 | 1 | 1 | cs | TRUE
131 | LV_791-2_1_5_line_131 | NAYY 4x150 SE | 131 | 132 | 0.031087 | 0.208 | 0.08 | 261 | 0 | 0.27 | 1 | 1 | cs | TRUE
132 | LV_791-2_1_5_line_132 | NAYY 4x150 SE | 132 | 133 | 0.27703 | 0.208 | 0.08 | 261 | 0 | 0.27 | 1 | 1 | cs | TRUE
133 | LV_791-2_1_5_line_133 | NAYY 4x150 SE | 133 | 139 | 0.14316 | 0.208 | 0.08 | 261 | 0 | 0.27 | 1 | 1 | cs | TRUE
134 | LV_791-2_1_5_line_134 | NAYY 4x150 SE | 134 | 135 | 0.036097 | 0.208 | 0.08 | 261 | 0 | 0.27 | 1 | 1 | cs | TRUE
135 | LV_791-2_1_5_line_135 | NAYY 4x150 SE | 134 | 136 | 0.19608 | 0.208 | 0.08 | 261 | 0 | 0.27 | 1 | 1 | cs | TRUE
136 | LV_791-2_1_5_line_136 | NAYY 4x150 SE | 135 | 148 | 0.015141 | 0.208 | 0.08 | 261 | 0 | 0.27 | 1 | 1 | cs | TRUE
137 | LV_791-2_1_5_line_137 | NAYY 4x150 SE | 135 | 147 | 0.13105 | 0.208 | 0.08 | 261 | 0 | 0.27 | 1 | 1 | cs | TRUE
138 | LV_791-2_1_5_line_138 | NAYY 4x150 SE | 136 | 137 | 0.056898 | 0.208 | 0.08 | 261 | 0 | 0.27 | 1 | 1 | cs | TRUE
139 | LV_791-2_1_5_line_139 | NAYY 4x150 SE | 137 | 138 | 0.1663 | 0.208 | 0.08 | 261 | 0 | 0.27 | 1 | 1 | cs | TRUE
140 | LV_791-2_1_5_line_140 | NAYY 4x150 SE | 139 | 140 | 0.24919 | 0.208 | 0.08 | 261 | 0 | 0.27 | 1 | 1 | cs | TRUE
141 | LV_791-2_1_5_line_141 | NAYY 4x150 SE | 140 | 143 | 0.042131 | 0.208 | 0.08 | 261 | 0 | 0.27 | 1 | 1 | cs | TRUE
142 | LV_791-2_1_5_line_142 | NAYY 4x150 SE | 141 | 142 | 0.064339 | 0.208 | 0.08 | 261 | 0 | 0.27 | 1 | 1 | cs | TRUE
143 | LV_791-2_1_5_line_143 | NAYY 4x150 SE | 141 | 143 | 0.047642 | 0.208 | 0.08 | 261 | 0 | 0.27 | 1 | 1 | cs | TRUE
144 | LV_791-2_1_5_line_144 | NAYY 4x150 SE | 142 | 144 | 0.10012 | 0.208 | 0.08 | 261 | 0 | 0.27 | 1 | 1 | cs | TRUE
145 | LV_791-2_1_5_line_145 | NAYY 4x150 SE | 144 | 145 | 0.060313 | 0.208 | 0.08 | 261 | 0 | 0.27 | 1 | 1 | cs | TRUE
146 | LV_791-2_1_5_line_146 | NAYY 4x150 SE | 145 | 146 | 0.021813 | 0.208 | 0.08 | 261 | 0 | 0.27 | 1 | 1 | cs | TRUE
147 | LV_791-2_1_5_line_147 | NAYY 4x150 SE | 146 | 147 | 0.02512 | 0.208 | 0.08 | 261 | 0 | 0.27 | 1 | 1 | cs | TRUE
148 | LV_791-2_1_5_line_148 | NAYY 4x150 SE | 148 | 149 | 0.040101 | 0.208 | 0.08 | 261 | 0 | 0.27 | 1 | 1 | cs | TRUE
149 | LV_791-2_1_5_line_149 | NAYY 4x150 SE | 149 | 150 | 0.098212 | 0.208 | 0.08 | 261 | 0 | 0.27 | 1 | 1 | cs | TRUE

## trafo
| name | std_type | hv_bus | lv_bus | sn_mva | vn_hv_kv | vn_lv_kv | vk_percent | vkr_percent | pfe_kw | i0_percent | shift_degree | tap_side | tap_neutral | tap_min | tap_max | tap_step_percent | tap_step_degree | tap_pos | tap_phase_shifter | parallel | df | in_service
0 | LV_791-2_1_5_trafo_18 | 0.25 MVA 20/0.4 kV | 151 | 11 | 0.25 | 20 | 0.4 | 6 | 1.44 | 0.8 | 0.32 | 150 | hv | 0 | -2 | 2 | 2.5 | 0 | 0 | FALSE | 1 | 1 | TRUE

## line_geodata
| x0 | y0 | x1 | y1 | x2 | y2 | x3 | y3 | x4 | y4 | x5 | y5 | x6 | y6 | x7 | y7 | x8 | y8 | x9 | y9 | x10 | y10 | x11 | y11 | x12 | y12 | x13 | y13 | x14 | y14 | x15 | y15 | x16 | y16 | x17 | y17 | x18 | y18
0 | 2595118.1241 | 1161028.679 | 2595116.2381 | 1161063.3318 | 2595115.6422 | 1161084.0314 | 2595116.0428 | 1161095.8925 | 2595117.6282 | 1161113.6888 | 2595118.0446 | 1161116.787
1 | 2595119.2479 | 1160996.4851 | 2595118.6384 | 1161019.2302 | 2595118.1241 | 1161028.679
2 | 2594273.0874 | 1159869.7188 | 2594296.4901 | 1159875.1212 | 2594305.2888 | 1159875.8242 | 2594337.4881 | 1159871.7247 | 2594345.2902 | 1159872.1174 | 2594354.0829 | 1159874.5214 | 2594360.1869 | 1159878.4175 | 2594366.6831 | 1159883.6139 | 2594372.3903 | 1159889.2223 | 2594377.9855 | 1159898.0214 | 2594385.2581 | 1159913.9668 | 2594389.4837 | 1159925.1239 | 2594400.5584 | 1159951.7038
3 | 2594416.6797 | 1160020.0562 | 2594417.581 | 1160008.7609 | 2594417.4798 | 1159998.9561 | 2594416.4834 | 1159990.6196 | 2594414.684 | 1159984.1181 | 2594410.8892 | 1159974.617 | 2594402.1883 | 1159955.6158 | 2594400.5584 | 1159951.7038
4 | 2594307.405 | 1159892.8639 | 2594273.0874 | 1159869.7188
5 | 2594416.6797 | 1160020.0562 | 2594415.8825 | 1160036.1538 | 2594416.5835 | 1160048.1591 | 2594418.2821 | 1160061.553 | 2594420.886 | 1160076.0577 | 2594424.3844 | 1160088.2604 | 2594429.0855 | 1160099.9618 | 2594437.8825 | 1160115.6613 | 2594442.886 | 1160122.9602 | 2594446.5845 | 1160128.0592 | 2594451.3859 | 1160132.3569 | 2594456.0854 | 1160134.3535 | 2594462.0857 | 1160134.1589 | 2594467.3259 | 1160132.3976 | 2594471.6219 | 1160128.9919
6 | 2594416.6797 | 1160020.0562 | 2594428.1538 | 1160005.605 | 2594432.8488 | 1160002.5991 | 2594436.9552 | 1160001.2056 | 2594440.7482 | 1160000.7018
7 | 2594307.405 | 1159892.8639 | 2594192.2674 | 1160036.2951
8 | 2594471.6219 | 1160128.9919 | 2594474.7544 | 1160135.1698 | 2594481.6532 | 1160153.4724 | 2594510.7045 | 1160218.8889 | 2594516.6028 | 1160232.7903 | 2594518.6593 | 1160239.1193
9 | 2594471.6219 | 1160128.9919 | 2594473.7981 | 1160120.4968 | 2594474.4145 | 1160113.7339
10 | 2594521.7021 | 1160244.5914 | 2594519.3003 | 1160241.0919 | 2594518.6593 | 1160239.1193
11 | 2594474.4145 | 1160113.7339 | 2594474.936 | 1160108.0118 | 2594476.0459 | 1160094.8763
12 | 2594966.415 | 1160395.4269 | 2594959.5714 | 1160383.2048 | 2594956.0523 | 1160377.9495
13 | 2594966.415 | 1160395.4269 | 2594966.5708 | 1160395.705 | 2594970.231 | 1160403.5416
14 | 2594966.415 | 1160395.4269 | 2595063.0348 | 1160326.6384
15 | 2594956.0523 | 1160377.9495 | 2594952.4739 | 1160372.6056 | 2594946.4691 | 1160364.4171
16 | 2594970.5622 | 1160404.2507 | 2594970.231 | 1160403.5416
17 | 2595063.0348 | 1160326.6384 | 2595063.9196 | 1160318.0626 | 2595063.7215 | 1160310.2589 | 2595061.9229 | 1160303.7572 | 2595057.9194 | 1160290.6652 | 2595049.6771 | 1160267.125
18 | 2594946.4691 | 1160364.4171 | 2594941.0345 | 1160357.0063
19 | 2594973.5723 | 1160410.6954 | 2594973.5723 | 1160410.6954 | 2594970.5622 | 1160404.2507
20 | 2594941.0345 | 1160357.0063 | 2594936.1717 | 1160350.3751
21 | 2594973.5723 | 1160410.6954 | 2594976.6738 | 1160416.0778
22 | 2594927.3672 | 1160339.3866 | 2594927.2258 | 1160339.2137
23 | 2594927.3672 | 1160339.3866 | 2594932.9206 | 1160346.1753
24 | 2594919.453 | 1160329.7118 | 2594927.2258 | 1160339.2137
25 | 2594932.9206 | 1160346.1753 | 2594934.575 | 1160348.1977 | 2594936.1717 | 1160350.3751
26 | 2594919.453 | 1160329.7118 | 2594908.976 | 1160316.9042 | 2594908.5259 | 1160316.434
27 | 2594890.1341 | 1160306.3496 | 2594893.9856 | 1160306.6676 | 2594899.4896 | 1160308.675 | 2594904.5734 | 1160312.3057 | 2594908.5259 | 1160316.434
28 | 2595022.8701 | 1160237.292 | 2595033.8247 | 1160243.2619 | 2595040.7255 | 1160247.7583 | 2595043.8238 | 1160250.5571 | 2595046.2194 | 1160256.0578 | 2595049.0241 | 1160265.26 | 2595049.6771 | 1160267.125
29 | 2594997.2232 | 1160205.1072 | 2594996.1224 | 1160208.3653 | 2594996.2195 | 1160214.4571 | 2594997.9247 | 1160219.0579 | 2595000.9246 | 1160223.2575 | 2595005.8248 | 1160227.2664 | 2595014.4964 | 1160232.4172 | 2595020.4231 | 1160235.9584 | 2595022.8701 | 1160237.292
30 | 2595044.3653 | 1160533.9247 | 2595042.6982 | 1160535.4321 | 2595039.2969 | 1160536.6244 | 2595035.3966 | 1160536.8278 | 2595031.4024 | 1160534.7301 | 2595029.1014 | 1160532.1307 | 2595027.6027 | 1160526.9294 | 2595028.4955 | 1160513.3219 | 2595027.6994 | 1160505.1297 | 2595024.4964 | 1160496.1279 | 2595020.0979 | 1160487.1272 | 2595007.8166 | 1160464.3484
31 | 2595004.7778 | 1160458.7121 | 2595007.8166 | 1160464.3484
32 | 2594984.7365 | 1160428.6726 | 2595002.8982 | 1160455.2259 | 2595004.7778 | 1160458.7121
33 | 2595007.4205 | 1160183.7658 | 2595003.8861 | 1160190.9835 | 2594997.7812 | 1160203.4392 | 2594997.2232 | 1160205.1072
34 | 2594888.1349 | 1160306.5666 | 2594889.1881 | 1160306.2715 | 2594890.1341 | 1160306.3496
35 | 2594888.1349 | 1160306.5666 | 2594884.8901 | 1160307.4758 | 2594881.5892 | 1160309.7687 | 2594879.3923 | 1160312.572 | 2594878.3656 | 1160315.6265
36 | 2594807.2006 | 1160331.564 | 2594803.93 | 1160327.1782 | 2594798.7276 | 1160319.479 | 2594795.8248 | 1160312.5781 | 2594792.0308 | 1160303.0767 | 2594788.6268 | 1160292.5745 | 2594784.8251 | 1160283.0732 | 2594774.6285 | 1160260.5822 | 2594766.9286 | 1160245.1814 | 2594762.3308 | 1160236.6812 | 2594755.0419 | 1160225.483
37 | 2594816.0655 | 1160341.2634 | 2594809.2238 | 1160334.2771 | 2594807.2006 | 1160331.564
38 | 2594676.7109 | 1160154.0722 | 2594695.4141 | 1160158.969 | 2594710.4091 | 1160164.9697 | 2594715.6155 | 1160168.2667 | 2594722.2257 | 1160173.1743 | 2594727.9242 | 1160178.3718 | 2594733.0259 | 1160184.5815 | 2594742.629 | 1160202.882 | 2594748.5257 | 1160215.4719 | 2594755.0419 | 1160225.483
39 | 2594816.0655 | 1160341.2634 | 2594823.6959 | 1160347.6488 | 2594840.9975 | 1160363.0413 | 2594848.7984 | 1160371.6499 | 2594856.094 | 1160380.8481 | 2594866.2912 | 1160395.6466 | 2594868.7911 | 1160397.6454 | 2594872.4937 | 1160399.1429 | 2594876.8925 | 1160399.3392 | 2594880.7921 | 1160398.3465 | 2594883.7944 | 1160396.4429 | 2594883.7944 | 1160396.4429
40 | 2594816.0655 | 1160341.2634 | 2594815.0646 | 1160344.666 | 2594814.463 | 1160348.9575 | 2594814.8649 | 1160352.8591 | 2594821.5478 | 1160371.1623 | 2594841.6873 | 1160433.6089 | 2594846.7336 | 1160447.0222 | 2594851.433 | 1160458.1236 | 2594854.3308 | 1160462.518
41 | 2594668.0052 | 1160094.3617 | 2594666.5036 | 1160103.3675 | 2594665.5997 | 1160112.2616 | 2594665.4 | 1160120.3658 | 2594666.3047 | 1160129.2693 | 2594667.9048 | 1160136.0713 | 2594670.102 | 1160142.1612 | 2594676.7109 | 1160154.0722
42 | 2594669.6361 | 1160152.4222 | 2594676.7109 | 1160154.0722
43 | 2594883.7944 | 1160396.4429 | 2594885.3943 | 1160394.4406 | 2594886.4951 | 1160391.3492 | 2594886.1844 | 1160386.536 | 2594885.4833 | 1160382.1344 | 2594881.3896 | 1160371.4327 | 2594874.2494 | 1160355.9201 | 2594872.8497 | 1160350.1184 | 2594872.2539 | 1160343.4156 | 2594872.989 | 1160333.977 | 2594874.9896 | 1160325.6711 | 2594876.7688 | 1160320.3774
44 | 2594669.6361 | 1160152.4222 | 2594670.4208 | 1160155.7343 | 2594673.6207 | 1160160.5338 | 2594676.4208 | 1160163.7884 | 2594682.4252 | 1160168.2408 | 2594689.1052 | 1160173.9487 | 2594695.5642 | 1160181.1243 | 2594701.7178 | 1160189.6341 | 2594704.6197 | 1160195.3788 | 2594705.1246 | 1160201.4259
45 | 2594669.6361 | 1160152.4222 | 2594665.5122 | 1160151.3699 | 2594657.1108 | 1160148.7761 | 2594650.5098 | 1160145.6694 | 2594644.7131 | 1160142.273 | 2594618.7144 | 1160120.5747 | 2594612.7103 | 1160116.6671
46 | 2594878.3656 | 1160315.6265 | 2594876.7688 | 1160320.3774
47 | 2594984.7365 | 1160428.6726 | 2594981.4764 | 1160423.9063 | 2594976.972 | 1160416.5954 | 2594976.6738 | 1160416.0778
48 | 2594516.8117 | 1160052.7413 | 2594514.7658 | 1160052.9476 | 2594509.6628 | 1160053.9528 | 2594503.1665 | 1160056.449 | 2594496.066 | 1160060.3464 | 2594489.3657 | 1160066.1443 | 2594483.1656 | 1160074.0429 | 2594479.1644 | 1160081.3502 | 2594476.361 | 1160091.1466 | 2594476.0459 | 1160094.8763
49 | 2594612.7103 | 1160116.6671 | 2594588.612 | 1160103.4714 | 2594572.6631 | 1160093.8479 | 2594561.2648 | 1160082.5528 | 2594547.2641 | 1160066.4466 | 2594539.8618 | 1160058.9497 | 2594533.8654 | 1160055.1422 | 2594527.4643 | 1160052.947 | 2594521.6624 | 1160052.252 | 2594516.8117 | 1160052.7413
50 | 2594603.4102 | 1160162.4426 | 2594611.1937 | 1160134.3661 | 2594612.7103 | 1160116.6671
51 | 2594705.2239 | 1160202.6151 | 2594705.1246 | 1160201.4259
52 | 2594616.4741 | 1160700.0518 | 2594745.4909 | 1160620.7221
53 | 2594616.4741 | 1160700.0518 | 2594756.7152 | 1160797.1765
54 | 2594616.4741 | 1160700.0518 | 2594611.6751 | 1160697.755 | 2594604.3797 | 1160697.2503 | 2594596.9107 | 1160699.5916 | 2594576.2151 | 1160709.5821 | 2594561.4083 | 1160715.1873 | 2594555.8153 | 1160716.0817 | 2594551.6157 | 1160715.5853 | 2594545.8816 | 1160713.0227
55 | 2594770.7097 | 1160847.9313 | 2594762.1139 | 1160815.0337 | 2594756.7152 | 1160797.1765
56 | 2594619.7982 | 1160909.4967 | 2594770.7097 | 1160847.9313
57 | 2594523.8034 | 1160246.1902 | 2594529.4997 | 1160248.8974 | 2594536.1015 | 1160252.8933 | 2594557.1013 | 1160272.1947 | 2594567.8902 | 1160279.4995 | 2594576.6858 | 1160285.8946 | 2594590.685 | 1160292.4962 | 2594598.1896 | 1160294.2388
58 | 2594521.7021 | 1160244.5914 | 2594523.8034 | 1160246.1902
59 | 2594523.8034 | 1160246.1902 | 2594523.2958 | 1160252.5605 | 2594520.9948 | 1160258.6545 | 2594511.1966 | 1160273.2124
60 | 2594521.7021 | 1160244.5914 | 2594517.7452 | 1160249.9644 | 2594514.9426 | 1160252.357 | 2594504.1428 | 1160258.2588 | 2594477.9386 | 1160270.547
61 | 2594498.7243 | 1160302.76 | 2594504.7959 | 1160284.8602 | 2594507.1968 | 1160279.1552 | 2594511.1966 | 1160273.2124
62 | 2594619.7982 | 1160909.4967 | 2594610.9987 | 1160906.1919 | 2594597.3024 | 1160902.3914 | 2594587.798 | 1160899.1985 | 2594583.5966 | 1160896.5899 | 2594581.196 | 1160894.0909 | 2594579.2086 | 1160891.0467
63 | 2595007.4205 | 1160183.7658 | 2595014.6422 | 1160187.1281 | 2595020.3876 | 1160189.1431
64 | 2595007.4205 | 1160183.7658 | 2594959.3277 | 1160096.8192
65 | 2595062.9605 | 1160190.9012 | 2595057.9445 | 1160192.1832 | 2595045.1961 | 1160196.2847 | 2595041.2957 | 1160196.6326 | 2595037.3412 | 1160196.3358 | 2595023.496 | 1160190.2333 | 2595020.3876 | 1160189.1431
66 | 2594959.3277 | 1160096.8192 | 2594892.4344 | 1160003.5242
67 | 2594959.3277 | 1160096.8192 | 2594960.75 | 1160095.8875
68 | 2594458.7452 | 1160279.7565 | 2594465.5444 | 1160276.3592 | 2594477.9386 | 1160270.547
69 | 2594438.5403 | 1160285.9558 | 2594443.5451 | 1160286.6626 | 2594449.9416 | 1160284.1554 | 2594458.7452 | 1160279.7565
70 | 2594438.5403 | 1160285.9558 | 2594386.7992 | 1160416.8025
71 | 2594386.7992 | 1160416.8025 | 2594385.1978 | 1160425.1081 | 2594384.6986 | 1160432.0009 | 2594385.2935 | 1160437.1028 | 2594387.0989 | 1160442.0035 | 2594390.987 | 1160446.7857
72 | 2594525.7661 | 1160627.2596 | 2594525.2632 | 1160623.8643 | 2594518.4682 | 1160609.3523 | 2594516.1633 | 1160602.8512 | 2594515.51 | 1160599.6946
73 | 2594522.2549 | 1160643.8325 | 2594522.6588 | 1160641.4643 | 2594525.6648 | 1160635.5586 | 2594526.1654 | 1160629.9554 | 2594525.7661 | 1160627.2596
74 | 2594428.7326 | 1160564.6138 | 2594428.7326 | 1160564.6138 | 2594434.1359 | 1160565.7092 | 2594439.63 | 1160565.415 | 2594443.8351 | 1160563.5102 | 2594453.9352 | 1160555.708 | 2594465.2819 | 1160545.2589 | 2594473.0843 | 1160538.6595 | 2594480.0835 | 1160533.6616 | 2594485.9822 | 1160531.7552 | 2594490.68 | 1160532.1621 | 2594494.5824 | 1160534.2595 | 2594497.6813 | 1160537.5583 | 2594508.5809 | 1160557.2579 | 2594510.8859 | 1160563.9591 | 2594512.2793 | 1160570.8612 | 2594512.879 | 1160581.2547 | 2594514.3622 | 1160594.1486 | 2594515.51 | 1160599.6946
75 | 2594522.2549 | 1160643.8325 | 2594521.5155 | 1160648.0908 | 2594523.6112 | 1160660.4839 | 2594528.7118 | 1160673.9859 | 2594540.7149 | 1160702.4889 | 2594545.8816 | 1160713.0227
76 | 2594522.2549 | 1160643.8325 | 2594515.7614 | 1160648.7631 | 2594503.8629 | 1160659.057 | 2594497.7871 | 1160662.3942
77 | 2594417.1941 | 1160536.5238 | 2594416.4298 | 1160544.3042 | 2594417.0326 | 1160549.7063 | 2594419.8293 | 1160557.6076 | 2594423.7336 | 1160561.7059 | 2594428.7326 | 1160564.6138
78 | 2594435.6213 | 1160490.8264 | 2594426.2361 | 1160509.311 | 2594420.3339 | 1160523.7126 | 2594417.333 | 1160535.1099 | 2594417.1941 | 1160536.5238
79 | 2594435.6213 | 1160490.8264 | 2594426.5972 | 1160485.7991 | 2594416.2975 | 1160477.0044 | 2594410.5981 | 1160470.9068 | 2594390.987 | 1160446.7857
80 | 2594573.5505 | 1161030.5542 | 2594573.6649 | 1161030.0148
81 | 2594579.2086 | 1160891.0467 | 2594579.3168 | 1160892.0471 | 2594581.4216 | 1160914.5452 | 2594582.3165 | 1160937.9449 | 2594577.4318 | 1161009.3179 | 2594575.6339 | 1161020.7252 | 2594573.6649 | 1161030.0148
82 | 2594527.4818 | 1161163.8846 | 2594541.8321 | 1161125.319 | 2594550.3343 | 1161105.5236 | 2594561.8317 | 1161076.621 | 2594565.9356 | 1161064.9226 | 2594569.2329 | 1161050.9238 | 2594573.5505 | 1161030.5542
83 | 2594579.2086 | 1160891.0467 | 2594393.8418 | 1160887.2616
84 | 2594393.8418 | 1160887.2616 | 2594385.9425 | 1160888.0583 | 2594379.6355 | 1160887.1639 | 2594361.74 | 1160883.4679 | 2594356.4357 | 1160881.4608 | 2594353.4374 | 1160879.1626 | 2594345.8398 | 1160866.8637 | 2594338.4359 | 1160856.7658 | 2594326.1392 | 1160842.4593 | 2594320.5359 | 1160840.4637 | 2594314.3295 | 1160840.7587 | 2594307.83 | 1160838.964 | 2594284.2256 | 1160835.1626 | 2594273.3288 | 1160834.4617 | 2594264.7666 | 1160833.4393
85 | 2595177.0349 | 1160034.1515 | 2595177.0349 | 1160034.1515 | 2595180.8852 | 1160028.6012 | 2595183.4342 | 1160024.9528 | 2595183.9253 | 1160024.3311
86 | 2595177.0349 | 1160034.1515 | 2595172.3359 | 1160041.948 | 2595168.6351 | 1160052.245 | 2595164.9364 | 1160065.0433 | 2595164.1878 | 1160066.8064
87 | 2595164.1878 | 1160066.8064 | 2595161.4332 | 1160073.2946 | 2595158.5875 | 1160077.4541
88 | 2595158.5875 | 1160077.4541 | 2595157.9708 | 1160078.3556
89 | 2595157.3484 | 1160079.2602 | 2595157.5295 | 1160079.0006 | 2595157.9708 | 1160078.3556
90 | 2595157.3484 | 1160079.2602 | 2595060.7384 | 1160032.0463
91 | 2595157.3484 | 1160079.2602 | 2595150.8318 | 1160088.5997 | 2595147.6403 | 1160093.716 | 2595131.5289 | 1160127.7015 | 2595128.4319 | 1160135.797 | 2595127.1277 | 1160143.4018 | 2595126.8922 | 1160147.6996
92 | 2595124.2767 | 1160164.6776 | 2595125.433 | 1160160.8007 | 2595126.6294 | 1160152.4956 | 2595126.8061 | 1160149.2697
93 | 2595117.6449 | 1160195.4353 | 2595118.127 | 1160185.2966 | 2595124.2767 | 1160164.6776
94 | 2595126.8922 | 1160147.6996 | 2595126.8061 | 1160149.2697
95 | 2595100.1308 | 1160191.4811 | 2595117.6449 | 1160195.4353
96 | 2595100.1308 | 1160191.4811 | 2595095.5933 | 1160190.4844 | 2595087.6912 | 1160189.1347 | 2595080.3415 | 1160188.4294 | 2595071.5445 | 1160189.137 | 2595066.541 | 1160189.9861 | 2595062.9605 | 1160190.9012
97 | 2595100.1308 | 1160191.4811 | 2595096.95 | 1160205.6456
98 | 2595096.95 | 1160205.6456 | 2595095.649 | 1160211.4391 | 2595093.75 | 1160221.6977
99 | 2595093.75 | 1160221.6977 | 2595093.4468 | 1160223.336
100 | 2595096.2515 | 1160254.2375 | 2595088.6481 | 1160252.543 | 2595090.1499 | 1160243.0371 | 2595090.5689 | 1160240.1019 | 2595091.3537 | 1160234.643 | 2595093.4468 | 1160223.336
101 | 2595096.2515 | 1160254.2375 | 2595096.2515 | 1160254.2375 | 2595107.2519 | 1160258.5417 | 2595107.4791 | 1160258.6156
102 | 2595060.7384 | 1160032.0463 | 2595060.8451 | 1160031.3792 | 2595063.476 | 1160018.6422
103 | 2595134.5548 | 1160266.1452 | 2595128.1476 | 1160265.3389 | 2595107.4791 | 1160258.6156
104 | 2595134.5548 | 1160266.1452 | 2595124.8546 | 1160268.043 | 2595116.6494 | 1160270.6399 | 2595109.0506 | 1160274.4369
105 | 2595137.6731 | 1160265.3089 | 2595134.5548 | 1160266.1452
106 | 2595147.2805 | 1160299.8291 | 2595137.6731 | 1160265.3089
107 | 2595252.8665 | 1160273.5306 | 2595147.2805 | 1160299.8291
108 | 2593948.9282 | 1160783.3804 | 2593944.428 | 1160788.6764 | 2593941.6282 | 1160793.2816 | 2593940.3292 | 1160796.8847 | 2593939.4259 | 1160805.1786 | 2593940.1239 | 1160813.3819 | 2593942.6238 | 1160822.784 | 2593957.0018 | 1160861.0688
109 | 2594123.2279 | 1160742.5629 | 2593948.9282 | 1160783.3804
110 | 2593968.272 | 1160884.6441 | 2593968.272 | 1160884.6441 | 2593964.9723 | 1160879.9451 | 2593961.6248 | 1160873.3786 | 2593957.0018 | 1160861.0688
111 | 2594123.2279 | 1160742.5629 | 2594123.2279 | 1160742.5629 | 2594127.9277 | 1160737.4669 | 2594131.6313 | 1160732.2606 | 2594134.3314 | 1160727.3667 | 2594135.2843 | 1160726.4506
112 | 2593968.272 | 1160884.6441 | 2593970.4916 | 1160886.4485
113 | 2593973.9841 | 1161061.7369 | 2593970.4916 | 1160886.4485
114 | 2594147.4274 | 1160727.8651 | 2594144.7277 | 1160725.3665 | 2594140.9255 | 1160723.8584 | 2594136.7276 | 1160725.0632 | 2594135.2843 | 1160726.4506
115 | 2594135.2843 | 1160726.4506 | 2594014.0576 | 1160499.2406
116 | 2594147.4274 | 1160727.8651 | 2594152.7307 | 1160736.3641 | 2594157.825 | 1160742.6622 | 2594162.7246 | 1160745.8589 | 2594171.9263 | 1160752.4643 | 2594174.8714 | 1160755.0096
117 | 2593679.9173 | 1161021.118 | 2593682.9913 | 1161023.1312 | 2593696.0965 | 1161032.8221 | 2593706.1962 | 1161040.8264 | 2593720.071 | 1161053.7404 | 2593723.6892 | 1161057.8461
118 | 2593679.9173 | 1161021.118 | 2593548.0588 | 1160861.7408
119 | 2593723.6892 | 1161057.8461 | 2593739.3723 | 1161075.6419 | 2593779.4836 | 1161124.1552
120 | 2593795.1125 | 1161144.5688 | 2593780.3944 | 1161125.2567 | 2593779.4836 | 1161124.1552
121 | 2593795.1125 | 1161144.5688 | 2593973.9841 | 1161061.7369
122 | 2594076.8489 | 1161152.7451 | 2594055.4076 | 1161150.0763 | 2594046.4099 | 1161147.7731 | 2594043.0058 | 1161145.6754 | 2594039.3088 | 1161141.8773 | 2594033.2067 | 1161131.2782 | 2594027.7068 | 1161125.1807 | 2594018.1086 | 1161112.4729 | 2594012.8077 | 1161106.2752 | 2594000.8819 | 1161095.2373 | 2593993.4827 | 1161082.6386 | 2593989.0863 | 1161076.729 | 2593973.9841 | 1161061.7369
123 | 2594076.8489 | 1161152.7451 | 2594081.788 | 1161157.3869 | 2594090.5885 | 1161166.7957
124 | 2594893.9297 | 1160001.0196 | 2594892.4344 | 1160003.5242
125 | 2594174.8714 | 1160755.0096 | 2594179.327 | 1160758.8602 | 2594191.6265 | 1160767.6636 | 2594199.3263 | 1160774.2593 | 2594219.1302 | 1160793.7607 | 2594241.7295 | 1160819.7627 | 2594246.7301 | 1160824.5603 | 2594252.5272 | 1160828.8679 | 2594262.4314 | 1160833.1604 | 2594262.4314 | 1160833.1604
126 | 2594264.7666 | 1160833.4393 | 2594262.4314 | 1160833.1604
127 | 2594922.7167 | 1159959.8606 | 2594917.1133 | 1159958.3647 | 2594910.3147 | 1159957.2589 | 2594893.3155 | 1159955.9617 | 2594889.6128 | 1159954.5642 | 2594888.8594 | 1159953.9928
128 | 2594922.7167 | 1159959.8606 | 2594911.1265 | 1159974.4444 | 2594903.7972 | 1159984.7979
129 | 2594903.7972 | 1159984.7979 | 2594902.6301 | 1159986.4465 | 2594893.9297 | 1160001.0196
130 | 2595252.8665 | 1160273.5306 | 2595254.7328 | 1160263.9292
131 | 2595252.8665 | 1160273.5306 | 2595263.0426 | 1160291.787 | 2595267.6478 | 1160300.8878
132 | 2595267.6478 | 1160300.8878 | 2595393.4711 | 1160547.6993
133 | 2595411.8829 | 1160683.1964 | 2595409.0696 | 1160681.7756 | 2595406.7688 | 1160679.2762 | 2595405.4711 | 1160675.7754 | 2595402.771 | 1160662.282 | 2595397.9007 | 1160646.7337 | 2595395.3198 | 1160638.7873 | 2595390.672 | 1160623.5834 | 2595389.957 | 1160620.6492 | 2595387.9737 | 1160612.48 | 2595385.6748 | 1160602.5769 | 2595383.5698 | 1160595.7752 | 2595382.9753 | 1160590.084 | 2595384.1746 | 1160585.1806 | 2595389.6754 | 1160573.9041 | 2595391.4709 | 1160567.0993 | 2595392.9712 | 1160555.2034 | 2595393.4711 | 1160547.6993
134 | 2595267.7888 | 1161033.0271 | 2595268.4941 | 1161033.3822 | 2595275.5934 | 1161038.4791 | 2595281.3905 | 1161043.9772 | 2595285.1876 | 1161049.2768 | 2595289.9908 | 1161057.6771 | 2595290.9946 | 1161059.8377
135 | 2595290.9946 | 1161059.8377 | 2595481.3984 | 1161106.6697
136 | 2595267.7888 | 1161033.0271 | 2595270.8272 | 1161028.5558 | 2595274.2265 | 1161025.1514 | 2595278.0936 | 1161022.1023
137 | 2595267.7888 | 1161033.0271 | 2595235.8472 | 1161017.0781 | 2595209.2478 | 1161003.3817 | 2595203.2466 | 1161001.3856 | 2595192.5485 | 1160999.5823 | 2595162.9475 | 1160997.8833 | 2595144.355 | 1160997.2884
138 | 2595513.7116 | 1161060.7041 | 2595503.5798 | 1161071.8624 | 2595488.7819 | 1161089.26 | 2595485.1856 | 1161095.666 | 2595481.982 | 1161104.6617 | 2595481.3984 | 1161106.6697
139 | 2595513.7116 | 1161060.7041 | 2595678.2264 | 1161085.0382
140 | 2595166.9884 | 1160729.2918 | 2595411.8829 | 1160683.1964
141 | 2595133.4898 | 1160704.5959 | 2595138.1885 | 1160706.2929 | 2595145.6855 | 1160709.7996 | 2595152.3868 | 1160714.7965 | 2595166.9884 | 1160729.2918
142 | 2595121.578 | 1160750.7076 | 2595119.6502 | 1160759.4788 | 2595116.0353 | 1160780.3254 | 2595114.0349 | 1160798.3249 | 2595113.0583 | 1160814.386
143 | 2595133.4898 | 1160704.5959 | 2595129.1495 | 1160719.2734 | 2595123.6505 | 1160741.2777 | 2595121.578 | 1160750.7076
144 | 2595115.8931 | 1160914.4362 | 2595113.1355 | 1160850.4736 | 2595112.837 | 1160832.3649 | 2595112.8404 | 1160817.9689 | 2595113.0583 | 1160814.386
145 | 2595115.8931 | 1160914.4362 | 2595118.7386 | 1160974.6822
146 | 2595119.2479 | 1160996.4851 | 2595119.1451 | 1160983.2898 | 2595118.7386 | 1160974.6822
147 | 2595119.2479 | 1160996.4851 | 2595144.355 | 1160997.2884
148 | 2595275.5957 | 1160983.7076 | 2595272.5699 | 1160994.4375 | 2595271.2944 | 1160999.5077 | 2595272.1964 | 1161006.3993 | 2595273.4633 | 1161009.7221 | 2595278.0936 | 1161022.1023 | 2595278.0936 | 1161022.1023
149 | 2595272.6772 | 1160890.1204 | 2595272.1956 | 1160909.5848 | 2595268.896 | 1160932.2875 | 2595269.6964 | 1160936.778 | 2595272.2996 | 1160943.7794 | 2595274.7002 | 1160946.5788 | 2595279.6997 | 1160951.0882 | 2595280.9975 | 1160954.7779 | 2595280.792 | 1160956.401 | 2595278.9922 | 1160967.2078 | 2595275.5957 | 1160983.7076 | 2595275.5957 | 1160983.7076

## bus_geodata
| x | y | coords
0 | 2595118.0446 | 1161116.787
1 | 2595118.1241 | 1161028.679
2 | 2594400.5584 | 1159951.7038
3 | 2594273.0874 | 1159869.7188
4 | 2594416.6797 | 1160020.0562
5 | 2594307.405 | 1159892.8639
6 | 2594471.6219 | 1160128.9919
7 | 2594440.7482 | 1160000.7018
8 | 2594192.2674 | 1160036.2951
9 | 2594518.6593 | 1160239.1193
10 | 2594474.4145 | 1160113.7339
11 | 2594966.415 | 1160395.4269
12 | 2594956.0523 | 1160377.9495
13 | 2594970.231 | 1160403.5416
14 | 2595063.0348 | 1160326.6384
15 | 2594946.4691 | 1160364.4171
16 | 2594970.5622 | 1160404.2507
17 | 2594941.0345 | 1160357.0063
18 | 2594973.5723 | 1160410.6954
19 | 2594927.3672 | 1160339.3866
20 | 2594927.2258 | 1160339.2137
21 | 2594932.9206 | 1160346.1753
22 | 2594919.453 | 1160329.7118
23 | 2594936.1717 | 1160350.3751
24 | 2594908.5259 | 1160316.434
25 | 2595049.6771 | 1160267.125
26 | 2595022.8701 | 1160237.292
27 | 2595044.3653 | 1160533.9247
28 | 2595007.8166 | 1160464.3484
29 | 2595004.7778 | 1160458.7121
30 | 2594997.2232 | 1160205.1072
31 | 2594890.1341 | 1160306.3496
32 | 2594888.1349 | 1160306.5666
33 | 2594807.2006 | 1160331.564
34 | 2594755.0419 | 1160225.483
35 | 2594816.0655 | 1160341.2634
36 | 2594676.7109 | 1160154.0722
37 | 2594883.7944 | 1160396.4429
38 | 2594854.3308 | 1160462.518
39 | 2594668.0052 | 1160094.3617
40 | 2594669.6361 | 1160152.4222
41 | 2594876.7688 | 1160320.3774
42 | 2594878.3656 | 1160315.6265
43 | 2594984.7365 | 1160428.6726
44 | 2594976.6738 | 1160416.0778
45 | 2594516.8117 | 1160052.7413
46 | 2594476.0459 | 1160094.8763
47 | 2594612.7103 | 1160116.6671
48 | 2594603.4102 | 1160162.4426
49 | 2594705.1246 | 1160201.4259
50 | 2594745.4909 | 1160620.7221
51 | 2594616.4741 | 1160700.0518
52 | 2594756.7152 | 1160797.1765
53 | 2594770.7097 | 1160847.9313
54 | 2594598.1896 | 1160294.2388
55 | 2594523.8034 | 1160246.1902
56 | 2594521.7021 | 1160244.5914
57 | 2594511.1966 | 1160273.2124
58 | 2594619.7982 | 1160909.4967
59 | 2595007.4205 | 1160183.7658
60 | 2595020.3876 | 1160189.1431
61 | 2594959.3277 | 1160096.8192
62 | 2594458.7452 | 1160279.7565
63 | 2594477.9386 | 1160270.547
64 | 2594438.5403 | 1160285.9558
65 | 2594386.7992 | 1160416.8025
66 | 2594525.7661 | 1160627.2596
67 | 2594515.51 | 1160599.6946
68 | 2594522.2549 | 1160643.8325
69 | 2594428.7326 | 1160564.6138
70 | 2594545.8816 | 1160713.0227
71 | 2594497.7871 | 1160662.3942
72 | 2594417.1941 | 1160536.5238
73 | 2594435.6213 | 1160490.8264
74 | 2594390.987 | 1160446.7857
75 | 2594498.7243 | 1160302.76
76 | 2594705.2239 | 1160202.6151
77 | 2594573.6649 | 1161030.0148
78 | 2594573.5505 | 1161030.5542
79 | 2594579.2086 | 1160891.0467
80 | 2594527.4818 | 1161163.8846
81 | 2594393.8418 | 1160887.2616
82 | 2595183.9253 | 1160024.3311
83 | 2595177.0349 | 1160034.1515
84 | 2595164.1878 | 1160066.8064
85 | 2595158.5875 | 1160077.4541
86 | 2595157.9708 | 1160078.3556
87 | 2595157.3484 | 1160079.2602
88 | 2595124.2767 | 1160164.6776
89 | 2595126.8061 | 1160149.2697
90 | 2595117.6449 | 1160195.4353
91 | 2595126.8922 | 1160147.6996
92 | 2595100.1308 | 1160191.4811
93 | 2595062.9605 | 1160190.9012
94 | 2595096.95 | 1160205.6456
95 | 2595093.75 | 1160221.6977
96 | 2595093.4468 | 1160223.336
97 | 2595096.2515 | 1160254.2375
98 | 2595060.7384 | 1160032.0463
99 | 2595107.4791 | 1160258.6156
100 | 2595134.5548 | 1160266.1452
101 | 2595109.0506 | 1160274.4369
102 | 2595137.6731 | 1160265.3089
103 | 2595147.2805 | 1160299.8291
104 | 2593948.9282 | 1160783.3804
105 | 2593957.0018 | 1160861.0688
106 | 2594123.2279 | 1160742.5629
107 | 2593968.272 | 1160884.6441
108 | 2593970.4916 | 1160886.4485
109 | 2594135.2843 | 1160726.4506
110 | 2594147.4274 | 1160727.8651
111 | 2594014.0576 | 1160499.2406
112 | 2593679.9173 | 1161021.118
113 | 2593723.6892 | 1161057.8461
114 | 2593548.0588 | 1160861.7408
115 | 2593779.4836 | 1161124.1552
116 | 2593795.1125 | 1161144.5688
117 | 2593973.9841 | 1161061.7369
118 | 2594090.5885 | 1161166.7957
119 | 2594076.8489 | 1161152.7451
120 | 2594960.75 | 1160095.8875
121 | 2594892.4344 | 1160003.5242
122 | 2595063.476 | 1160018.6422
123 | 2594174.8714 | 1160755.0096
124 | 2594262.4314 | 1160833.1604
125 | 2594264.7666 | 1160833.4393
126 | 2594888.8594 | 1159953.9928
127 | 2594922.7167 | 1159959.8606
128 | 2594903.7972 | 1159984.7979
129 | 2594893.9297 | 1160001.0196
130 | 2595254.7328 | 1160263.9292
131 | 2595252.8665 | 1160273.5306
132 | 2595267.6478 | 1160300.8878
133 | 2595393.4711 | 1160547.6993
134 | 2595290.9946 | 1161059.8377
135 | 2595267.7888 | 1161033.0271
136 | 2595481.3984 | 1161106.6697
137 | 2595513.7116 | 1161060.7041
138 | 2595678.2264 | 1161085.0382
139 | 2595411.8829 | 1160683.1964
140 | 2595166.9884 | 1160729.2918
141 | 2595121.578 | 1160750.7076
142 | 2595113.0583 | 1160814.386
143 | 2595133.4898 | 1160704.5959
144 | 2595115.8931 | 1160914.4362
145 | 2595118.7386 | 1160974.6822
146 | 2595119.2479 | 1160996.4851
147 | 2595144.355 | 1160997.2884
148 | 2595278.0936 | 1161022.1023
149 | 2595275.5957 | 1160983.7076
150 | 2595272.6772 | 1160890.1204
151 | 2594966.415 | 1160395.4269

## line_std_types
| c_nf_per_km | r_ohm_per_km | x_ohm_per_km | max_i_ka | type | q_mm2 | alpha | voltage_rating
NAYY 4x50 SE | 210 | 0.642 | 0.083 | 0.142 | cs | 50 | 0.00403 | LV
NAYY 4x120 SE | 264 | 0.225 | 0.08 | 0.242 | cs | 120 | 0.00403 | LV
NAYY 4x150 SE | 261 | 0.208 | 0.08 | 0.27 | cs | 150 | 0.00403 | LV
NA2XS2Y 1x95 RM/25 12/20 kV | 216 | 0.313 | 0.132 | 0.252 | cs | 95 | 0.00403 | MV
NA2XS2Y 1x185 RM/25 12/20 kV | 273 | 0.161 | 0.117 | 0.362 | cs | 185 | 0.00403 | MV
NA2XS2Y 1x240 RM/25 12/20 kV | 304 | 0.122 | 0.112 | 0.421 | cs | 240 | 0.00403 | MV
NA2XS2Y 1x95 RM/25 6/10 kV | 315 | 0.313 | 0.123 | 0.249 | cs | 95 | 0.00403 | MV
NA2XS2Y 1x185 RM/25 6/10 kV | 406 | 0.161 | 0.11 | 0.358 | cs | 185 | 0.00403 | MV
NA2XS2Y 1x240 RM/25 6/10 kV | 456 | 0.122 | 0.105 | 0.416 | cs | 240 | 0.00403 | MV
NA2XS2Y 1x150 RM/25 12/20 kV | 250 | 0.206 | 0.116 | 0.319 | cs | 150 | 0.00403 | MV
NA2XS2Y 1x120 RM/25 12/20 kV | 230 | 0.253 | 0.119 | 0.283 | cs | 120 | 0.00403 | MV
NA2XS2Y 1x70 RM/25 12/20 kV | 190 | 0.443 | 0.132 | 0.22 | cs | 70 | 0.00403 | MV
NA2XS2Y 1x150 RM/25 6/10 kV | 360 | 0.206 | 0.11 | 0.315 | cs | 150 | 0.00403 | MV
NA2XS2Y 1x120 RM/25 6/10 kV | 340 | 0.253 | 0.113 | 0.28 | cs | 120 | 0.00403 | MV
NA2XS2Y 1x70 RM/25 6/10 kV | 280 | 0.443 | 0.123 | 0.217 | cs | 70 | 0.00403 | MV
N2XS(FL)2Y 1x120 RM/35 64/110 kV | 112 | 0.153 | 0.166 | 0.366 | cs | 120 | 0.00393 | HV
N2XS(FL)2Y 1x185 RM/35 64/110 kV | 125 | 0.099 | 0.156 | 0.457 | cs | 185 | 0.00393 | HV
N2XS(FL)2Y 1x240 RM/35 64/110 kV | 135 | 0.075 | 0.149 | 0.526 | cs | 240 | 0.00393 | HV
N2XS(FL)2Y 1x300 RM/35 64/110 kV | 144 | 0.06 | 0.144 | 0.588 | cs | 300 | 0.00393 | HV
15-AL1/3-ST1A 0.4 | 11 | 1.8769 | 0.35 | 0.105 | ol | 16 | 0.00403 | LV
24-AL1/4-ST1A 0.4 | 11.25 | 1.2012 | 0.335 | 0.14 | ol | 24 | 0.00403 | LV
48-AL1/8-ST1A 0.4 | 12.2 | 0.5939 | 0.3 | 0.21 | ol | 48 | 0.00403 | LV
94-AL1/15-ST1A 0.4 | 13.2 | 0.306 | 0.29 | 0.35 | ol | 94 | 0.00403 | LV
34-AL1/6-ST1A 10.0 | 9.7 | 0.8342 | 0.36 | 0.17 | ol | 34 | 0.00403 | MV
48-AL1/8-ST1A 10.0 | 10.1 | 0.5939 | 0.35 | 0.21 | ol | 48 | 0.00403 | MV
70-AL1/11-ST1A 10.0 | 10.4 | 0.4132 | 0.339 | 0.29 | ol | 70 | 0.00403 | MV
94-AL1/15-ST1A 10.0 | 10.75 | 0.306 | 0.33 | 0.35 | ol | 94 | 0.00403 | MV
122-AL1/20-ST1A 10.0 | 11.1 | 0.2376 | 0.323 | 0.41 | ol | 122 | 0.00403 | MV
149-AL1/24-ST1A 10.0 | 11.25 | 0.194 | 0.315 | 0.47 | ol | 149 | 0.00403 | MV
34-AL1/6-ST1A 20.0 | 9.15 | 0.8342 | 0.382 | 0.17 | ol | 34 | 0.00403 | MV
48-AL1/8-ST1A 20.0 | 9.5 | 0.5939 | 0.372 | 0.21 | ol | 48 | 0.00403 | MV
70-AL1/11-ST1A 20.0 | 9.7 | 0.4132 | 0.36 | 0.29 | ol | 70 | 0.00403 | MV
94-AL1/15-ST1A 20.0 | 10 | 0.306 | 0.35 | 0.35 | ol | 94 | 0.00403 | MV
122-AL1/20-ST1A 20.0 | 10.3 | 0.2376 | 0.344 | 0.41 | ol | 122 | 0.00403 | MV
149-AL1/24-ST1A 20.0 | 10.5 | 0.194 | 0.337 | 0.47 | ol | 149 | 0.00403 | MV
184-AL1/30-ST1A 20.0 | 10.75 | 0.1571 | 0.33 | 0.535 | ol | 184 | 0.00403 | MV
243-AL1/39-ST1A 20.0 | 11 | 0.1188 | 0.32 | 0.645 | ol | 243 | 0.00403 | MV
48-AL1/8-ST1A 110.0 | 8 | 0.5939 | 0.46 | 0.21 | ol | 48 | 0.00403 | HV
70-AL1/11-ST1A 110.0 | 8.4 | 0.4132 | 0.45 | 0.29 | ol | 70 | 0.00403 | HV
94-AL1/15-ST1A 110.0 | 8.65 | 0.306 | 0.44 | 0.35 | ol | 94 | 0.00403 | HV
122-AL1/20-ST1A 110.0 | 8.5 | 0.2376 | 0.43 | 0.41 | ol | 122 | 0.00403 | HV
149-AL1/24-ST1A 110.0 | 8.75 | 0.194 | 0.41 | 0.47 | ol | 149 | 0.00403 | HV
184-AL1/30-ST1A 110.0 | 8.8 | 0.1571 | 0.4 | 0.535 | ol | 184 | 0.00403 | HV
243-AL1/39-ST1A 110.0 | 9 | 0.1188 | 0.39 | 0.645 | ol | 243 | 0.00403 | HV
305-AL1/39-ST1A 110.0 | 9.2 | 0.0949 | 0.38 | 0.74 | ol | 305 | 0.00403 | HV
490-AL1/64-ST1A 110.0 | 9.75 | 0.059 | 0.37 | 0.96 | ol | 490 | 0.00403 | HV
679-AL1/86-ST1A 110.0 | 9.95 | 0.042 | 0.36 | 1.15 | ol | 679 | 0.00403 | HV
490-AL1/64-ST1A 220.0 | 10 | 0.059 | 0.285 | 0.96 | ol | 490 | 0.00403 | HV
679-AL1/86-ST1A 220.0 | 11.7 | 0.042 | 0.275 | 1.15 | ol | 679 | 0.00403 | HV
490-AL1/64-ST1A 380.0 | 11 | 0.059 | 0.253 | 0.96 | ol | 490 | 0.00403 | HV
679-AL1/86-ST1A 380.0 | 14.6 | 0.042 | 0.25 | 1.15 | ol | 679 | 0.00403 | HV

## trafo_std_types
| i0_percent | pfe_kw | vkr_percent | sn_mva | vn_lv_kv | vn_hv_kv | vk_percent | shift_degree | vector_group | tap_side | tap_neutral | tap_min | tap_max | tap_step_degree | tap_step_percent | tap_phase_shifter
160 MVA 380/110 kV | 0.06 | 60 | 0.25 | 160 | 110 | 380 | 12.2 | 0 | Yy0 | hv | 0 | -9 | 9 | 0 | 1.5 | FALSE
100 MVA 220/110 kV | 0.06 | 55 | 0.26 | 100 | 110 | 220 | 12 | 0 | Yy0 | hv | 0 | -9 | 9 | 0 | 1.5 | FALSE
63 MVA 110/20 kV | 0.04 | 22 | 0.32 | 63 | 20 | 110 | 18 | 150 | YNd5 | hv | 0 | -9 | 9 | 0 | 1.5 | FALSE
40 MVA 110/20 kV | 0.05 | 18 | 0.34 | 40 | 20 | 110 | 16.2 | 150 | YNd5 | hv | 0 | -9 | 9 | 0 | 1.5 | FALSE
25 MVA 110/20 kV | 0.07 | 14 | 0.41 | 25 | 20 | 110 | 12 | 150 | YNd5 | hv | 0 | -9 | 9 | 0 | 1.5 | FALSE
63 MVA 110/10 kV | 0.04 | 22 | 0.32 | 63 | 10 | 110 | 18 | 150 | YNd5 | hv | 0 | -9 | 9 | 0 | 1.5 | FALSE
40 MVA 110/10 kV | 0.05 | 18 | 0.34 | 40 | 10 | 110 | 16.2 | 150 | YNd5 | hv | 0 | -9 | 9 | 0 | 1.5 | FALSE
25 MVA 110/10 kV | 0.07 | 14 | 0.41 | 25 | 10 | 110 | 12 | 150 | YNd5 | hv | 0 | -9 | 9 | 0 | 1.5 | FALSE
0.25 MVA 20/0.4 kV | 0.32 | 0.8 | 1.44 | 0.25 | 0.4 | 20 | 6 | 150 | Yzn5 | hv | 0 | -2 | 2 | 0 | 2.5 | FALSE
0.4 MVA 20/0.4 kV | 0.3375 | 1.35 | 1.425 | 0.4 | 0.4 | 20 | 6 | 150 | Dyn5 | hv | 0 | -2 | 2 | 0 | 2.5 | FALSE
0.63 MVA 20/0.4 kV | 0.2619 | 1.65 | 1.206 | 0.63 | 0.4 | 20 | 6 | 150 | Dyn5 | hv | 0 | -2 | 2 | 0 | 2.5 | FALSE
0.25 MVA 10/0.4 kV | 0.24 | 0.6 | 1.2 | 0.25 | 0.4 | 10 | 4 | 150 | Dyn5 | hv | 0 | -2 | 2 | 0 | 2.5 | FALSE
0.4 MVA 10/0.4 kV | 0.2375 | 0.95 | 1.325 | 0.4 | 0.4 | 10 | 4 | 150 | Dyn5 | hv | 0 | -2 | 2 | 0 | 2.5 | FALSE
0.63 MVA 10/0.4 kV | 0.1873 | 1.18 | 1.0794 | 0.63 | 0.4 | 10 | 4 | 150 | Dyn5 | hv | 0 | -2 | 2 | 0 | 2.5 | FALSE

## trafo3w_std_types
| sn_hv_mva | sn_mv_mva | sn_lv_mva | vn_hv_kv | vn_mv_kv | vn_lv_kv | vk_hv_percent | vk_mv_percent | vk_lv_percent | vkr_hv_percent | vkr_mv_percent | vkr_lv_percent | pfe_kw | i0_percent | shift_mv_degree | shift_lv_degree | vector_group | tap_side | tap_neutral | tap_min | tap_max | tap_step_percent
63/25/38 MVA 110/20/10 kV | 63 | 25 | 38 | 110 | 20 | 10 | 10.4 | 10.4 | 10.4 | 0.28 | 0.32 | 0.35 | 35 | 0.89 | 0 | 0 | YN0yn0yn0 | hv | 0 | -10 | 10 | 1.2
63/25/38 MVA 110/10/10 kV | 63 | 25 | 38 | 110 | 10 | 10 | 10.4 | 10.4 | 10.4 | 0.28 | 0.32 | 0.35 | 35 | 0.89 | 0 | 0 | YN0yn0yn0 | hv | 0 | -10 | 10 | 1.2

## fuse_std_types
| fuse_type | i_rated_a | t_avg | t_min | t_total | x_avg | x_min | x_total
HV 100A | HV 100A | 100 | 0 | [10.0, 3.64, 0.854, 0.281, 0.1, 0.0531, 0.022, 0.01] | [10.0, 4.267, 1.21, 0.403, 0.1, 0.058, 0.022, 0.01] | 0 | [300.0, 350.0, 450.0, 550.0, 700.0, 850.0, 1200.0, 1752.0] | [600.0, 700.0, 900.0, 1150.0, 1665.0, 2000.0, 3000.0, 4313.0]
HV 10A | HV 10A | 10 | 0 | [10.0, 1675.0, 0.344, 0.156, 0.1, 0.0417, 0.0171, 0.01] | [10.0, 1.3, 0.3, 0.155, 0.1, 0.0555, 0.023, 0.01] | 0 | [30.0, 32.0, 35.0, 37.0, 39.0, 50.0, 70.0, 88.0] | [60.0, 70.0, 80.0, 87.0, 94.0, 110.0, 150.0, 216.0]
HV 125A | HV 125A | 125 | 0 | [10.0, 1.82, 0.344, 0.1, 0.0467, 0.0269, 0.01] | [10.0, 2.478, 0.426, 0.1, 0.0427, 0.0211, 0.01] | 0 | [375.0, 500.0, 700.0, 925.0, 1200.0, 1500.0, 2341.0] | [750.0, 1000.0, 1500.0, 2200.0, 3000.0, 4000.0, 5765.0]
HV 160A | HV 160A | 160 | 0 | [10.0, 4.15, 1.03, 0.198, 0.1, 0.051, 0.0172, 0.01] | [10.0, 2.3, 0.734, 0.274, 0.1, 0.046, 0.0177, 0.01] | 0 | [480.0, 550.0, 700.0, 1000.0, 1260.0, 1600.0, 2500.0, 3227.0] | [960.0, 1300.0, 1700.0, 2200.0, 2996.0, 4000.0, 6000.0, 7946.0]
HV 16A | HV 16A | 16 | 0 | [10.0, 0.352, 0.164, 0.1, 0.0649, 0.0342, 0.01] | [10.0, 2.34, 0.722, 0.181, 0.1, 0.055, 0.0296, 0.01] | 0 | [48.0, 60.0, 65.0, 71.0, 80.0, 100.0, 162.0] | [96.0, 110.0, 125.0, 150.0, 168.0, 200.0, 250.0, 398.0]
HV 200A | HV 200A | 200 | 0 | [10.0, 4.267, 1.21, 0.403, 0.1, 0.058, 0.022, 0.01] | [10.0, 3.73, 1.654, 0.328, 0.1, 0.0531, 0.019, 0.01] | 0 | [600.0, 700.0, 900.0, 1150.0, 1665.0, 2000.0, 3000.0, 4313.0] | [1200.0, 1500.0, 1800.0, 2700.0, 3960.0, 5000.0, 7500.0, 10620.0]
HV 20A | HV 20A | 20 | 0 | [10.0, 1.3, 0.3, 0.155, 0.1, 0.0555, 0.023, 0.01] | [10.0, 1.3, 0.161, 0.1, 0.0611, 0.0399, 0.0141, 0.01] | 0 | [60.0, 70.0, 80.0, 87.0, 94.0, 110.0, 150.0, 216.0] | [120.0, 150.0, 200.0, 223.0, 260.0, 300.0, 450.0, 532.0]
HV 25A | HV 25A | 25 | 0 | [10.0, 2.512, 0.833, 0.299, 0.1, 0.0372, 0.0223, 0.01] | [10.0, 3.125, 0.597, 0.198, 0.1, 0.0378, 0.022, 0.01] | 0 | [75.0, 82.0, 90.0, 100.0, 124.0, 170.0, 200.0, 289.0] | [150.0, 170.0, 210.0, 250.0, 294.0, 400.0, 500.0, 711.0]
HV 31.5A | HV 31.5A | 31.5 | 0 | [10.0, 2.34, 0.722, 0.181, 0.1, 0.055, 0.0296, 0.01] | [10.0, 2.84, 0.368, 0.164, 0.1, 0.0621, 0.0378, 0.0195, 0.01] | 0 | [95.0, 110.0, 125.0, 150.0, 165.0, 200.0, 250.0, 390.0] | [189.0, 220.0, 300.0, 350.0, 393.0, 450.0, 530.0, 700.0, 960.0]
HV 40A | HV 40A | 40 | 0 | [10.0, 1.3, 0.161, 0.1, 0.0611, 0.0399, 0.0141, 0.01] | [10.0, 2.05, 0.369, 0.198, 0.1, 0.051, 0.0298, 0.01] | 0 | [120.0, 150.0, 200.0, 223.0, 260.0, 300.0, 450.0, 532.0] | [240.0, 300.0, 400.0, 450.0, 530.0, 650.0, 800.0, 1311.0]
HV 50A | HV 50A | 50 | 0 | [10.0, 3.215, 0.597, 0.198, 0.1, 0.0378, 0.022, 0.01] | [10.0, 3.64, 0.854, 0.281, 0.1, 0.0531, 0.022, 0.01] | 0 | [150.0, 170.0, 210.0, 250.0, 294.0, 400.0, 500.0, 711.0] | [300.0, 350.0, 450.0, 550.0, 700.0, 850.0, 1200.0, 1752.0]
HV 6.3A | HV 6.3A | 6.3 | 0 | [10.0, 1.39, 0.344, 0.168, 0.1, 0.056, 0.0263, 0.01] | [10.0, 1.711, 0.516, 0.198, 0.1, 0.0634, 0.0303, 0.01] | 0 | [19.0, 19.5, 20.4, 20.8, 22.0, 25.0, 32.0, 48.0] | [38.0, 40.0, 43.0, 48.0, 53.0, 60.0, 75.0, 118.0]
HV 63A | HV 63A | 63 | 0 | [10.0, 2.84, 0.368, 0.164, 0.1, 0.0621, 0.0378, 0.0195, 0.01] | [10.0, 1.82, 0.344, 0.1, 0.0467, 0.0269, 0.01] | 0 | [189.0, 220.0, 300.0, 350.0, 393.0, 450.0, 530.0, 700.0, 961.0] | [378.0, 500.0, 700.0, 934.0, 1200.0, 1500.0, 2366.0]
HV 80A | HV 80A | 80 | 0 | [10.0, 2.05, 0.369, 0.198, 0.1, 0.051, 0.0298, 0.01] | [10.0, 4.15, 1.03, 0.198, 0.1, 0.051, 0.0172, 0.01] | 0 | [240.0, 300.0, 400.0, 450.0, 530.0, 650.0, 800.0, 1311.0] | [480.0, 550.0, 700.0, 1000.0, 1260.0, 1600.0, 2500.0, 3227.0]
Siemens NH-1-100 | Siemens NH-1-100 | 100 | [5400.0, 2000.0, 400.0, 20.0, 1.0, 0.2, 0.012, 0.004] | 0 | 0 | [150.0, 190.0, 250.0, 430.0, 900.0, 1250.0, 2700.0, 3600.0] | 0 | 0
Siemens NH-1-125 | Siemens NH-1-125 | 125 | [4800.0, 120.0, 7.0, 0.1, 0.004] | 0 | 0 | [180.0, 400.0, 740.0, 2000.0, 4250.0] | 0 | 0
Siemens NH-1-16 | Siemens NH-1-16 | 16 | [4000.0, 400.0, 2.0, 0.1, 0.04, 0.01] | 0 | 0 | [26.0, 35.0, 75.0, 150.0, 200.0, 300.0] | 0 | 0
Siemens NH-1-160 | Siemens NH-1-160 | 160 | [4800.0, 120.0, 7.0, 0.1, 0.004] | 0 | 0 | [210.0, 500.0, 900.0, 2300.0, 5000.0] | 0 | 0
Siemens NH-1-25 | Siemens NH-1-25 | 25 | [4000.0, 1000.0, 10.0, 0.2, 0.02, 0.01] | 0 | 0 | [40.0, 50.0, 100.0, 210.0, 400.0, 500.0] | 0 | 0
Siemens NH-1-50 | Siemens NH-1-50 | 50 | [4000.0, 40.0, 4.0, 1.0, 0.02, 0.01] | 0 | 0 | [86.0, 200.0, 300.0, 400.0, 1000.0, 1280.0] | 0 | 0
Siemens NH-1-63 | Siemens NH-1-63 | 63 | [4000.0, 100.0, 10.0, 2.0, 0.04, 0.01] | 0 | 0 | [100.0, 200.0, 300.0, 400.0, 1000.0, 1500.0] | 0 | 0
Siemens NH-1-80 | Siemens NH-1-80 | 80 | [4800.0, 120.0, 7.0, 0.1, 0.01] | 0 | 0 | [150.58, 250.0, 450.0, 1150.0, 2470.0] | 0 | 0
Siemens NH-2-1000 | Siemens NH-2-1000 | 1000 | [4800.0, 120.0, 7.0, 0.1, 0.004] | 0 | 0 | [1900.0, 3500.0, 8400.0, 24000.0, 52000.0] | 0 | 0
Siemens NH-2-200 | Siemens NH-2-200 | 200 | [4800.0, 120.0, 7.0, 0.1, 0.004] | 0 | 0 | [280.0, 650.0, 1200.0, 3000.0, 7000.0] | 0 | 0
Siemens NH-2-224 | Siemens NH-2-224 | 224 | [4800.0, 120.0, 7.0, 0.2, 0.04, 0.004] | 0 | 0 | [400.0, 750.0, 1453.0, 3025.0, 4315.0, 7600.0] | 0 | 0
Siemens NH-2-250 | Siemens NH-2-250 | 250 | [4800.0, 120.0, 7.0, 0.1, 0.004] | 0 | 0 | [450.0, 800.0, 1650.0, 4000.0, 8500.0] | 0 | 0
Siemens NH-2-315 | Siemens NH-2-315 | 315 | [4800.0, 120.0, 7.0, 0.1, 0.004] | 0 | 0 | [550.0, 920.0, 1900.0, 5000.0, 11000.0] | 0 | 0
Siemens NH-2-355 | Siemens NH-2-355 | 355 | [4800.0, 120.0, 6.0, 0.1, 0.004] | 0 | 0 | [650.0, 1116.27, 2350.0, 5840.0, 12790.0] | 0 | 0
Siemens NH-2-400 | Siemens NH-2-400 | 400 | [4800.0, 120.0, 7.0, 0.1, 0.004] | 0 | 0 | [720.0, 1350.0, 2800.0, 6500.0, 15000.0] | 0 | 0
Siemens NH-2-425 | Siemens NH-2-425 | 425 | [4800.0, 120.0, 7.0, 0.1, 0.004] | 0 | 0 | [850.0, 1500.0, 3050.0, 7500.0, 16500.0] | 0 | 0
Siemens NH-2-630 | Siemens NH-2-630 | 630 | [4800.0, 120.0, 7.0, 0.1, 0.004] | 0 | 0 | [1200.0, 2000.0, 4800.0, 12000.0, 26000.0] | 0 | 0

## dtypes
| element | column | dtype
0 | bus | name | object
1 | bus | vn_kv | float64
2 | bus | type | object
3 | bus | zone | object
4 | bus | in_service | bool
5 | load | name | object
6 | load | bus | uint32
7 | load | p_mw | float64
8 | load | q_mvar | float64
9 | load | const_z_percent | float64
10 | load | const_i_percent | float64
11 | load | sn_mva | float64
12 | load | scaling | float64
13 | load | in_service | bool
14 | load | type | object
15 | ext_grid | name | object
16 | ext_grid | bus | uint32
17 | ext_grid | vm_pu | float64
18 | ext_grid | va_degree | float64
19 | ext_grid | slack_weight | float64
20 | ext_grid | in_service | bool
21 | line | name | object
22 | line | std_type | object
23 | line | from_bus | uint32
24 | line | to_bus | uint32
25 | line | length_km | float64
26 | line | r_ohm_per_km | float64
27 | line | x_ohm_per_km | float64
28 | line | c_nf_per_km | float64
29 | line | g_us_per_km | float64
30 | line | max_i_ka | float64
31 | line | df | float64
32 | line | parallel | uint32
33 | line | type | object
34 | line | in_service | bool
35 | trafo | name | object
36 | trafo | std_type | object
37 | trafo | hv_bus | uint32
38 | trafo | lv_bus | uint32
39 | trafo | sn_mva | float64
40 | trafo | vn_hv_kv | float64
41 | trafo | vn_lv_kv | float64
42 | trafo | vk_percent | float64
43 | trafo | vkr_percent | float64
44 | trafo | pfe_kw | float64
45 | trafo | i0_percent | float64
46 | trafo | shift_degree | float64
47 | trafo | tap_side | object
48 | trafo | tap_neutral | int32
49 | trafo | tap_min | int32
50 | trafo | tap_max | int32
51 | trafo | tap_step_percent | float64
52 | trafo | tap_step_degree | float64
53 | trafo | tap_pos | int32
54 | trafo | tap_phase_shifter | bool
55 | trafo | parallel | uint32
56 | trafo | df | float64
57 | trafo | in_service | bool
58 | line_geodata | coords | object
59 | bus_geodata | x | float64
60 | bus_geodata | y | float64
61 | bus_geodata | coords | object

## parameters
| version | format_version | converged | OPF_converged | name | f_hz | sn_mva
0 | 2.14.6 | 2.14.0 | FALSE | FALSE |  | 50 | 1